## Database Export
Assessment Recommendations
AR Number | Number of Pages | ARC Code | APP Code | BP Tool Used | AR Name | AR Description | AR Author | Primary Savings Source | Primary Savings Quantity | Primary Cost Savings | Secondary Savings Source | Secondary Savings Quantity | Secondary Cost Savings | Tertiary Savings Source | Tertiary Savings Quantity | Tertiary Cost Savings | Quaternary Savings Source | Quaternary Savings Quantity | Quaternary Cost Savings | Implementation Cost | Other Cost | Incremental | Implementation Cost After Incentives
# | 9 | 2.9114 | Building and Grounds | None | Solar Thermal | Install a solar thermal array on the building roof. This will provide an alternative source for 33% of the facility's natural gas consumption and reduce carbon dioxide emissions associated with water heating. | Insert Name | Natural Gas | 183.2612 | 1680.5056 | 0 | 0 | 0 | 0 | 0 | 0 | 0 | 0 | 0 | 22984 |  | N | 22934
Resource Streams
Source Name | Source Code | Units
Electrical Consumption | EC | kWh (site)
Electrical Demand | ED | kW Months / yr
Other Electrical Fees | EF | no units
Natural Gas | E2 | MMBtu
L.P.G. | E3 | MMBtu
#1 Fuel Oil | E4 | MMBtu
#2 Fuel Oil | E5 | MMBtu
#4 Fuel Oil | E6 | MMBtu
#6 Fuel Oil | E7 | MMBtu
Coal | E8 | MMBtu
Wood | E9 | MMBtu
Paper | E10 | MMBtu
Other Gas | E11 | MMBtu
Other Energy | E12 | MMBtu
Water Disposal | W1 | Gallons
Other Liquid (non-haz) | W2 | Gallons
Other Liquid (haz) | W3 | Gallons
Solid Waste (non-haz) | W4 | Pounds
Solid Waste (haz) | W5 | Pounds
Gaseous Waste | W6 | Pounds
Personnel Changes | R1 | no units
Administrative Costs | R2 | no units
Primary Raw Material | R3 | no units
Ancillary Material Cost | R4 | no units
Water Consumption | R5 | no units
One-time Revenue | R6 | no units
Primary Product | P1 | no units
By-product Production | P2 | no units
Increase in Production | P3 | %
Application Codes
Application | APP Code | Examples
Manufacturing Process | 1 | Process Heat Recovery, Variable Speed Drives on Process Equipment, Solvent Recovery
Process Support | 2 | Air Compressors, Steam, Nitrogen, Cogeneration
Building and Grounds | 3 | Lights, HVAC, Burn Waste for Heat
Administrative | 4 | Taxes, Inventory Control, Sale of Wastes
Production Units
Display Units | Rutgers Units
Not Available | Not Available
Pieces | Pieces
Pounds | Pounds
Tons | Tons
BBL | BBL
1000's Gallons | Thousand Gallons
1000's ft./sq. ft. | Thousand Feed or Thousand Square Feet
Bushels | Bushels
BP Tools
Tool Name | Tool Desciption
None | None
AM+ | AirMaster+
CWSAT | Chilled Water System Analysis Tool
FSAT | Fan System Assessment Tool (FSAT)
MM+ | MotorMaster+ 4.0
NxEAT | Nox and Energy Assessment Tool
PHAST | Process Heating Assessment Tool (PHAST)
PSAT | Pump System Assessment Tool (PSAT)
SSTS | Steam System Tool Suite (SSST/SSAT/3E+)
ASD | ASDMaster: Adjustable Speed Drive Evaluation Tool

## Narrative
AR No. # - Solar Thermal
Solar Thermal Template, style 2015
Recommendation
| Install a solar thermal array on the building roof. This will provide an alternative source for 33% of the facility's natural gas consumption and reduce carbon dioxide emissions associated with water heating. | [11 empty] | INPUT HERE!
|  |  |  | Annual Savings Summary | [8 empty] | Annual Savings Summary
|  |  |  | Source |  |  | Quantity | Units |  | Cost Savings |  |  | Source | Quantity | Units | Cost Savings
|  |  |  | Natural Gas |  |  | 183.2612 | MMBtu |  | 1680.5056 |  |  | Natural Gas | 183.2612 | MMBtu | 1680.5056
|  |  |  | 0 |  |  | 0 |  |  | 0 |  | <-- Hide
|  |  |  | 0 |  |  | 0 |  |  | 0 |  | <-- Hide
|  |  |  | 0 |  |  | 0 |  |  | 0 |  | <-- Hide
|  |  |  | Total |  |  | 183.2612 | MMBtu |  | 1680.5056 |  |  | Total |  | MMBtu | 0
Report Data Export page pulls values from this table
Implementation Cost Summary
|  |  |  | Description |  |  |  | Cost |  | Payback (yrs)
|  |  |  | Before Incentives |  |  |  | 22984 |  | 13.6768
|  |  |  | After Incentives |  |  |  | 22934 |  | 13.6471
Facility Background
Currently the facility relies on utility companies to supply natural gas (or coal or oil). The combustion of these fuels releases a variety of harmful pollutants into the atmosphere, including carbon dioxide (CO2), sulfur dioxide (SO2), and nitrogen oxide (NO). These pollutants are the leading cause of acid rain and smog and represent a significant portion of greenhouse gas emissions. Renewable energy sources, on the other hand, are clean, naturally replenished, and will play a key role in generating a reliable energy future.
Technology Background
The amount of solar energy that strikes the earth every day is enormous. Solar thermal heating is a proven technology that harnesses solar radiation from the sun to heat water in place of conventional methods. Typical systems use an insulated, weather proof box containing a dark absorber plate under one or more layers of transparent or translucent covers, while more complex systems utilize vacuum tubes or concentrating panels. A heat transfer fluid is pumped through a closed loop system, which passes through the absorber plate, to absorb heat. A heat exchanger then transfers the heat from the fluid to water in storage tanks. This hot water can then be used to supplement heating needs. This will significantly reduce hot water heater fuel consumption and associated costs while also reducing CO2 emissions.
There are two main factors that effect the output capacity of solar thermal arrays:
| • | Number of photons: This is how many photons actually strike the solar thermal panel, it is most commonly affected by the size and orientation of the panels.
|  | • | Array orientation: The power output of solar thermal panels is greatly affected by their orientation and tilt angle to the sun. Because the sun's position and angle changes in the sky depending on the time of year, solar systems are most efficient if used with a solar tracking mechanism. Static mounted systems can still provide adequate performance if optimized using sun charts to determine the best position and angle.
|  | • | Array size: Solar thermal panels are generally connected in parallel. This allows the outlet fluid temperature to remain constant no matter the number of panels while increasing the system flow rate, this means the power output of a solar system is directly proportional to its area.
| • | Photon intensity (Light wavelength): This is the amount of energy each photon contains, it is most commonly affected by the local climate and the latitudinal position of the panels.
|  | • | Latitudinal position: Geographic locations further from the equator experience a seasonal reduction in solar radiation availability. For best performance in these locations the panel angle is often set to the angle of the latitude, however, performance can be improved by adjusting the panel angle on a per season basis or by using a solar tracking system to continuously adjust the panels to the optimum angle.
|  | • | Climate: Local climate can significantly affect the power output of solar thermal arrays. During the winter the sun sits lower in the sky increasing the amount of atmosphere light must pass through thus decreasing the light intensity. Additionally, locations with cloudy, rainy, or snowy conditions for large portions of the year may encounter significant power decreases.
Source: http://www.flickr.com/photos/tom_eclark/
Proposal
Install a solar thermal array on the building roof and use existing fans with heat exchangers on the solar thermal lines to provide water heat, instead of using gas fired water heating. A solar thermal array will reduce energy costs and associated carbon emissions. This will supplement 33% of associated annual energy consumption. If the previously mentioned actions are taken, 183 MMBtu will be saved annually and result in an annual cost savings of $1,681 for a net payback of 13.7 years after an implementation cost of $22,984 before applicable incentives.
Insert Image Here
Figure 1: Image of facility obtained from Google Earth. Highlighted area indicates area available for solar PV and solar thermal installations.
Notes
While the recommended square footage of solar thermal array is based on available roof space, the structural capacity of the roof has not been evaluated. It may be more feasible to locate the solar thermal array elsewhere.
| Based on |  |  |  | Data Collection |  | Author |  | Orange Team Review |  | Black Team Review
| Original Template |  |  |  | Insert Name |  | Insert Name |  | Insert Name |  | Insert Name
Insert Name

## Analysis
AR No. # - Analysis
Solar Thermal Template, style 2015 | [5 empty] | For LEADS: Goes into Confidential Section of the Compiled Report (Inside Front Cover)
Incremental Energy Data |  |  |  |  | Equations | Analysts Fill out the Site Data Information
Annual Energy Consumption | (EC) | 557 | MMBtu | (Rf. 1) | Eq. 1) Array Gross Area (AGA) | Site Data
Incremental Energy Cost | (ICE) | 9.17 | /MMBtu | (Rf. 1) |  | General Data |  |  |  |  | Go to the NSRDB website and download the TMY3 data set for the area. Copy and paste this entire sheet into the 'TMY3 Data' tab. Verify that the information is right in the 'Station Data' section.
[6 empty] | Site Location | Tualatin, Oregon
Assumptions |  |  |  |  | References
Water Heater Efficiency | (ηB) | 75% |  | (N. 1) | Rf. 1) Developed in the Utility Analysis of the Site Data section. | Station Data |  |  |  |  | http://rredc.nrel.gov/solar/old_data/nsrdb/1991-2005/tmy3/
Reflectance of foreground | (ρg) | 0.2 |  | (Rf. 2) |  | Station Name | CORVALLIS MUNI |  |  | (Rf. 1)
Inlet Fluid Temperature | (Ti) | 310 | K | (N. 2) | Rf. 2) ASHRAE F29.36, Reflectance of grass at 30o or crushed rock at any angle. | Station Time Zone |  | -8 |  | (N.2, Rf. 1)
Outlet Fluid Temperature | (To) | 330 | K | (N. 2) |  | Station Latitude |  | 44.483 | degrees | (Rf. 1)
[5 empty] | Rf. 3) Solar Rating & Certification Corporation, http://www.solar-rating.org/index.html | Station Longitude |  | -123.283 | degrees | (Rf. 1)
Module Specifications | [5 empty] | Station Elevation |  | 252.6247 | feet | (Rf. 1)
Module Performance Parameters
Zero-Loss Efficiency | (η0) | 76.2% |  | (Rf. 3)
1st Order Heat Loss Coefficient | (a1) | 3.2787 | W/m2∙K | (Rf. 3)
2nd Order Heat Loss Coefficient | (a2) | 0.01288 | W/m2∙K2 | (Rf. 3)
Mechanical Characteristics
Module Type | Flat-Plate Collector |  |  | (Rf. 3)
Module Gross Area | (AGM) | 2.873 | m2 | (Rf. 3)
Net Aperture Area | (ANA) | 2.69 | m2 | (Rf. 3)
Dry Weight |  | 50.4 | kg | (Rf. 3)
Fluid Properties
Test Fluid Type | Water |  |  | (Rf. 3)
Array Specifications
Configuration
Number of Modules | (NM) | 20
Array Cross Area | (AGA) | 57.46 | m2 | (Eq. 1)
Orientation
Installation Type | Set Inclination
Orientation (Azimuth) | (Ψ) | 0 | degrees | (N. 3)
Inclination | (Σ) | 30 | degrees | (N. 4)
Notes
N. 1) Water heater efficiency is assumed based on typical efficiencies of similar sized units.
N. 2) Inlet and outlet collector fluid temperature is estimated based on the desired heating temperature and load.
N. 3) Angle of array from South, with West of South being positive.
N. 4) Inclination is the angle between the module and the horizontal plane.
System Specifications |  |  |  |  | Equations
Piping Efficiency | (ηP) | 99.5% |  | (Rf. 4/N. 5) | Eq. 2) Annual Energy Savings (ES)
Thermal Storage Efficiency | (ηT) | 97% |  | (Rf. 4/N. 5)
Energy Savings |  |  |  |  | Eq. 3) Annual Cost Savings (S)
Annual Energy Production | (E) | 137.4459 | MMBtu | (N. 5)
Annual Energy Savings | (ES) | 183.2612 | MMBtu | (Eq. 2) | Eq. 4) Implementation Costs (IC)
Implementation Costs |  |  |  |  | Eq. 5) Payback (tPB)
Average Installation Cost | (C) | 400 | /m2 | (Rf. 5)
Economic Results |  |  |  |  | References
Annual Cost Savings | (S) | 1680.5056 | /year | (Eq. 3) | Rf. 4) Assessment of Parabolic Trough and Power Tower Solar Technology Cost and Performance Forecasts, NREL(2003).
Implementation Costs | (CI) | 22984 |  | (Eq. 4)
Payback | (tPB) | 13.6768 | years | (Eq. 5)
Rf. 5) Solar Thermal Collector Manufacturing Activities 2009, http://www.eia.gov/cneaf/solar.renewables/page/solarreport/solar.html
Notes
N. 5) Annual energy production is calculated on a hourly basis from Typical Metrological Year data. See the following pages for a in depth analysis.

## Incentives
3 - AR No. 1 - Incentives
Solar Thermal Template, style 2015
Recommendation Details
Implementation Cost |  | 22984 |  |  |  | Step 1: Look up possible incentives. Possible resources include but are not limited to:
Annual Cost Savings |  | 1680.5056 | /year |  |  | • | DSIRE | Great comprehensive federal, state, and utility incentives. Use filters to narrow search
Simple Payback |  | 13.6768 | years |  |  | • | Washington Incentives | Washington incentives.
[6 empty] | • | Energy Trust | Energy Trust incentives for customers paying a public purpose charge
Incentive Analysis Summary | [5 empty] | There also exists an internal incentives tracking tool:
Description | Incentive | After Incentive | Payback | Notes |  | • | Incentives spreadsheet
|  |  | (yrs) |  |  | Step 2: Order the incentives properly.
| 50 |  |  |  | <<HIDE ROW |  | Typically it is safe to order by federal incentives, then state, then finally municipality/local incentives. However, some incentives stipulate when and how they can be applied. Add these special circumstances in the notes. For example the ETO Wind Turbine Incentives says that all incentives for the AR can be 50% of the total project cost. This means that ETO will incentivize anywhere from 0% to 50% of the project or in other words ETO makes up the difference to make total incentives reach 50%.
<<HIDE ROW
<<HIDE ROW
<<HIDE ROW
<<HIDE ROW
Totals | 50 | 22934 | 13.6471 |  | <<HIDE ROW | Step 3: Fill in incentive values (always use equations rather than hard-code numbers)
Step 4: Review the Notes sections. Hide unnecessary ones, review verbage of ones that apply for accuracy.
No Incentives
This measure does not include the purchase of capital assets and is ineligible for incentives. |  |  |  |  | << Hide or review for accuracy (choose one of three options)
The implementation cost associated with this measure is so small that it does not warrant the time and overhead associated with applying for incentives. Analysts believe this measure already has an attractive simple payback period. |  |  |  |  | Be wary of using the third explanation here. Ask a more experienced analyst for help if you're unable to identify any incentives.
Analysts were unable to identify any published incentives for this measure. This does not necessarily mean incentives are unavailable; custom incentives with utility providers can sometimes be arranged.
REAP |  |  |  |  | << Hide or review for accuracy
You may be eligible for a Rural Energy for America Program grant. These grants are available to agricultural producers who gain 50% or more of their gross income from agricultural operations and small businesses who are located in a rural area as defined by the SBA (Small Business Association). Eligible projects include but are not limited to energy efficiency improvements and renewable energy systems (wind, solar, biomass, geothermal, hydro power and hydrogen-based sources). These grants are awarded on a competitive basis and can be up to 25% of the proposed project's cost, and are limited to $500,000 for renewable energy systems and $250,000 for energy efficiency improvements while the loan guarantee may not exceed $25 million. The combined amount of a grant and loan guarantee may not exceed 75% of the project’s cost.
ETO |  |  |  |  | << Hide or review for accuracy
Energy Trust cash incentives are available to help pay for implementation of energy saving measures deemed cost effective if customers are paying a public purpose charge. Incentives can be anticipated to equal the minimum of 50% of total project cost, $0.25 per kWh saved, or $1 per therm saved.
ESI |  |  |  |  | << Hide or review for accuracy
Bonneville Power Administration's Energy Smart Industrial reimbursement incentive is available to help pay for implementation of energy saving measures that are deemed cost effective and have a minimum 10-year life span. Incentives can be anticipated to equal minimum of 70% of total project cost or $0.25 per kWh saved.
ITC |  |  |  |  | << Hide or review for accuracy
You may also be eligible for a Federal Business Investment Tax Credit. These grants are available to industrial producers and the credit is equal to 27.4% (as of March 1st, 2013 the incentive was reduced from 30% to its current value) of expenditures for solar, fuel cells, small wind turbines, and 10% of expenditures for geothermal systems, microturbines and combined heat and power with no maximum credit. The credits are for eligible systems placed in service on or before December 31, 2016.

## Analysis Graphs
AR No. # - Analysis | AR No. # - Analysis | AR No. # - Analysis | AR No. # - Analysis
Solar Thermal Template, style 2015 | Solar Thermal Template, style 2015 | Solar Thermal Template, style 2015 | Solar Thermal Template, style 2015
The equation of time represents the difference between apparent solar time (AST) and mean solar time (MST) for a given location due to obliquity of the ecliptic and the eccentricity of earths orbit around the sun. It varies over the course of a year according to the following expression: | The incident angle is the angle between the line normal to the irradiated surface and the earth-sun line. It affects the direct component of the solar radiation striking the surface and the ability of the surface to absorb, transmit or reflect solar irradiation. | Total solar irradiation of a surface at a given tilt and orientation with incident angle (θ) is the sum of the direct component from the sun, the diffuse component from the sky, and any reflected shortwave radiation from the earth or other nearby surfaces. | Array output is calculated based on the Solar Collector Certification and Rating standard, where Tm is the mean collector temperature and Ta is the ambient temperature.
References
Rf. 7) Whitman A M 2007, "A Simple Expression for the Equation of Time", Journal Of the North American Sundial Society 14, pp 29–33.
Rf. 8) ASHRAE, HVAC Applications Handbook. 1995. Chapter 30, "Solar Energy Utilization"
Rf. 9) Ross, R.G. Jnr. and Smokler, M.I. (1986), Flat-Plate Solar Array Project Final Report, Volume VI: Engineering Sciences and Reliability, Jet Propulsion Laboratory Publication 86-31.
Solar declination is the angle between the earth-sun line and the earth's equatorial plane. This angle varies with date and can be approximated using the following equations. The change in solar declination is the primary reason for our changing seasons. | Typical Meteorological Year (TMY) data sets derived from the 1991-2005 National Solar Radiation Data Base (NSRDB) archives. | Typical Meteorological Year (TMY) data sets derived from the 1991-2005 National Solar Radiation Data Base (NSRDB) archives.

## TMY3 Data
726945 | CORVALLIS MUNI | OR | -8 | 44.483 | -123.283 | 77
Date (MM/DD/YYYY) | Time (HH:MM) | ETR (W/m^2) | ETRN (W/m^2) | GHI (W/m^2) | GHI source | GHI uncert (%) | DNI (W/m^2) | DNI source | DNI uncert (%) | DHI (W/m^2) | DHI source | DHI uncert (%) | GH illum (lx) | GH illum source | Global illum uncert (%) | DN illum (lx) | DN illum source | DN illum uncert (%) | DH illum (lx) | DH illum source | DH illum uncert (%) | Zenith lum (cd/m^2) | Zenith lum source | Zenith lum uncert (%) | TotCld (tenths) | TotCld source | TotCld uncert (code) | OpqCld (tenths) | OpqCld source | OpqCld uncert (code) | Dry-bulb (C) | Dry-bulb source | Dry-bulb uncert (code) | Dew-point (C) | Dew-point source | Dew-point uncert (code) | RHum (%) | RHum source | RHum uncert (code) | Pressure (mbar) | Pressure source | Pressure uncert (code) | Wdir (degrees) | Wdir source | Wdir uncert (code) | Wspd (m/s) | Wspd source | Wspd uncert (code) | Hvis (m) | Hvis source | Hvis uncert (code) | CeilHgt (m) | CeilHgt source | CeilHgt uncert (code) | Pwat (cm) | Pwat source | Pwat uncert (code) | AOD (unitless) | AOD source | AOD uncert (code) | Alb (unitless) | Alb source | Alb uncert (code) | Lprecip depth (mm) | Lprecip quantity (hr) | Lprecip source | Lprecip uncert (code)
2001-01-01 | 1:00 | 0 | 0 | 0 | 2 | 0 | 0 | 2 | 0 | 0 | 2 | 0 | 0 | 2 | 0 | 0 | 2 | 0 | 0 | 2 | 0 | 0 | 2 | 0 | 1 | E | 9 | 1 | E | 9 | 6 | E | 9 | 4 | E | 9 | 87 | A | 7 | 1004 | E | 9 | 0 | E | 9 | 0 | E | 9 | -9900 | ? | 0 | 77777 | E | 9 | 1 | E | 8 | 0.065 | F | 8 | 0.18 | F | 8 | -9900 | -9900 | ? | 0
2001-01-01 | 2:00 | 0 | 0 | 0 | 2 | 0 | 0 | 2 | 0 | 0 | 2 | 0 | 0 | 2 | 0 | 0 | 2 | 0 | 0 | 2 | 0 | 0 | 2 | 0 | 2 | E | 9 | 2 | E | 9 | 6 | E | 9 | 4 | E | 9 | 87 | A | 7 | 1004 | E | 9 | 150 | E | 9 | 2.1 | E | 9 | -9900 | ? | 0 | 77777 | E | 9 | 0.9 | E | 8 | 0.065 | F | 8 | 0.18 | F | 8 | -9900 | -9900 | ? | 0
2001-01-01 | 3:00 | 0 | 0 | 0 | 2 | 0 | 0 | 2 | 0 | 0 | 2 | 0 | 0 | 2 | 0 | 0 | 2 | 0 | 0 | 2 | 0 | 0 | 2 | 0 | 3 | E | 9 | 3 | E | 9 | 5 | E | 9 | 4 | E | 9 | 93 | A | 7 | 1004 | E | 9 | 0 | E | 9 | 0 | E | 9 | -9900 | ? | 0 | 77777 | E | 9 | 0.9 | E | 8 | 0.065 | F | 8 | 0.18 | F | 8 | -9900 | -9900 | ? | 0
2001-01-01 | 4:00 | 0 | 0 | 0 | 2 | 0 | 0 | 2 | 0 | 0 | 2 | 0 | 0 | 2 | 0 | 0 | 2 | 0 | 0 | 2 | 0 | 0 | 2 | 0 | 3 | E | 9 | 3 | E | 9 | 5 | E | 9 | 4 | E | 9 | 93 | A | 7 | 1004 | E | 9 | 170 | E | 9 | 3.1 | E | 9 | -9900 | ? | 0 | 77777 | E | 9 | 0.9 | E | 8 | 0.065 | F | 8 | 0.18 | F | 8 | -9900 | -9900 | ? | 0
2001-01-01 | 5:00 | 0 | 0 | 0 | 2 | 0 | 0 | 2 | 0 | 0 | 2 | 0 | 0 | 2 | 0 | 0 | 2 | 0 | 0 | 2 | 0 | 0 | 2 | 0 | 4 | E | 9 | 4 | E | 9 | 6 | E | 9 | 4 | E | 9 | 87 | A | 7 | 1004 | E | 9 | 240 | E | 9 | 2.1 | E | 9 | -9900 | ? | 0 | 77777 | E | 9 | 0.8 | E | 8 | 0.065 | F | 8 | 0.18 | F | 8 | -9900 | -9900 | ? | 0
2001-01-01 | 6:00 | 0 | 0 | 0 | 2 | 0 | 0 | 2 | 0 | 0 | 2 | 0 | 0 | 2 | 0 | 0 | 2 | 0 | 0 | 2 | 0 | 0 | 2 | 0 | 5 | E | 9 | 5 | E | 9 | 7 | E | 9 | 4 | E | 9 | 81 | A | 7 | 1004 | E | 9 | 140 | E | 9 | 3.1 | E | 9 | -9900 | ? | 0 | 77777 | E | 9 | 0.8 | E | 8 | 0.065 | F | 8 | 0.18 | F | 8 | -9900 | -9900 | ? | 0
2001-01-01 | 7:00 | 0 | 0 | 0 | 2 | 0 | 0 | 2 | 0 | 0 | 2 | 0 | 0 | 2 | 0 | 0 | 2 | 0 | 0 | 2 | 0 | 0 | 2 | 0 | 8 | E | 9 | 7 | E | 9 | 6 | E | 9 | 4 | E | 9 | 87 | A | 7 | 1004 | E | 9 | 130 | E | 9 | 2.1 | E | 9 | -9900 | ? | 0 | 11720 | E | 9 | 0.8 | E | 8 | 0.065 | F | 8 | 0.18 | F | 8 | -9900 | -9900 | ? | 0
2001-01-01 | 8:00 | 2 | 200 | 0 | 2 | 8 | 0 | 2 | 15 | 0 | 2 | 8 | 0 | 2 | 8 | 0 | 2 | 15 | 0 | 2 | 8 | 0 | 2 | 19 | 10 | E | 9 | 9 | E | 9 | 6 | E | 9 | 3 | E | 9 | 81 | A | 7 | 1004 | E | 9 | 190 | E | 9 | 2.1 | E | 9 | -9900 | ? | 0 | 1440 | E | 9 | 0.8 | E | 8 | 0.065 | F | 8 | 0.18 | F | 8 | -9900 | -9900 | ? | 0
2001-01-01 | 9:00 | 126 | 1415 | 19 | 2 | 8 | 0 | 2 | 15 | 19 | 2 | 8 | 2198 | 2 | 8 | 0 | 2 | 15 | 2198 | 2 | 8 | 694 | 2 | 19 | 10 | E | 9 | 9 | E | 9 | 5 | E | 9 | 3 | E | 9 | 87 | A | 7 | 1004 | E | 9 | 200 | E | 9 | 1.5 | E | 9 | -9900 | ? | 0 | 1290 | E | 9 | 0.7 | E | 8 | 0.065 | F | 8 | 0.18 | F | 8 | -9900 | -9900 | ? | 0
2001-01-01 | 10:00 | 307 | 1415 | 52 | 2 | 8 | 0 | 2 | 15 | 52 | 2 | 8 | 5997 | 2 | 8 | 0 | 2 | 15 | 5997 | 2 | 8 | 1996 | 2 | 19 | 10 | E | 9 | 9 | E | 9 | 4 | E | 9 | 3 | E | 9 | 93 | A | 7 | 1004 | E | 9 | 170 | E | 9 | 2.1 | E | 9 | -9900 | ? | 0 | 1120 | E | 9 | 0.7 | E | 8 | 0.065 | F | 8 | 0.18 | F | 8 | -9900 | -9900 | ? | 0
2001-01-01 | 11:00 | 442 | 1415 | 83 | 2 | 8 | 0 | 2 | 15 | 83 | 2 | 8 | 9577 | 2 | 8 | 0 | 2 | 15 | 9577 | 2 | 8 | 3307 | 2 | 19 | 10 | E | 9 | 10 | E | 9 | 7 | E | 9 | 3 | E | 9 | 76 | A | 7 | 1004 | E | 9 | 160 | E | 9 | 3.1 | E | 9 | -9900 | ? | 0 | 950 | E | 9 | 0.7 | E | 8 | 0.065 | F | 8 | 0.18 | F | 8 | -9900 | -9900 | ? | 0
2001-01-01 | 12:00 | 522 | 1415 | 80 | 2 | 8 | 0 | 2 | 15 | 80 | 2 | 8 | 9428 | 2 | 8 | 0 | 2 | 15 | 9428 | 2 | 8 | 3423 | 2 | 19 | 10 | E | 9 | 10 | E | 9 | 6 | E | 9 | 3 | E | 9 | 81 | A | 7 | 1004 | E | 9 | 180 | E | 9 | 3.1 | E | 9 | -9900 | ? | 0 | 780 | E | 9 | 0.7 | E | 8 | 0.065 | F | 8 | 0.18 | F | 8 | -9900 | -9900 | ? | 0
2001-01-01 | 13:00 | 540 | 1415 | 106 | 2 | 8 | 0 | 2 | 15 | 106 | 2 | 8 | 12267 | 2 | 8 | 0 | 2 | 15 | 12267 | 2 | 8 | 4354 | 2 | 19 | 10 | E | 9 | 10 | E | 9 | 6 | E | 9 | 2 | E | 9 | 75 | A | 7 | 1004 | E | 9 | 150 | E | 9 | 2.1 | E | 9 | -9900 | ? | 0 | 456 | E | 9 | 0.8 | E | 8 | 0.065 | F | 8 | 0.18 | F | 8 | -9900 | -9900 | ? | 0
2001-01-01 | 14:00 | 495 | 1415 | 103 | 2 | 8 | 0 | 2 | 15 | 103 | 2 | 8 | 11829 | 2 | 8 | 0 | 2 | 15 | 11829 | 2 | 8 | 4096 | 2 | 19 | 10 | E | 9 | 10 | E | 9 | 7 | E | 9 | 3 | E | 9 | 76 | A | 7 | 1004 | E | 9 | 170 | E | 9 | 1.5 | E | 9 | -9900 | ? | 0 | 282 | E | 9 | 0.8 | E | 8 | 0.065 | F | 8 | 0.18 | F | 8 | -9900 | -9900 | ? | 0
2001-01-01 | 15:00 | 390 | 1415 | 106 | 2 | 8 | 0 | 2 | 15 | 106 | 2 | 8 | 11830 | 2 | 8 | 0 | 2 | 15 | 11830 | 2 | 8 | 3714 | 2 | 19 | 10 | E | 9 | 10 | E | 9 | 8 | E | 9 | 3 | E | 9 | 71 | A | 7 | 1004 | E | 9 | 150 | E | 9 | 2.1 | E | 9 | -9900 | ? | 0 | 378 | E | 9 | 0.8 | E | 8 | 0.065 | F | 8 | 0.18 | F | 8 | -9900 | -9900 | ? | 0
2001-01-01 | 16:00 | 233 | 1415 | 138 | 2 | 8 | 207 | 2 | 15 | 104 | 2 | 8 | 13961 | 2 | 8 | 13791 | 2 | 15 | 11670 | 2 | 8 | 2266 | 2 | 19 | 10 | E | 9 | 10 | E | 9 | 7 | E | 9 | 3 | E | 9 | 76 | A | 7 | 1004 | E | 9 | 130 | E | 9 | 3.1 | E | 9 | -9900 | ? | 0 | 354 | E | 9 | 0.8 | E | 8 | 0.065 | F | 8 | 0.18 | F | 8 | -9900 | -9900 | ? | 0
2001-01-01 | 17:00 | 50 | 1002 | 8 | 2 | 8 | 68 | 2 | 15 | 6 | 2 | 8 | 1058 | 2 | 8 | 3068 | 2 | 15 | 893 | 2 | 8 | 120 | 2 | 19 | 10 | E | 9 | 10 | E | 9 | 5 | E | 9 | 2 | E | 9 | 81 | A | 7 | 1004 | E | 9 | 130 | E | 9 | 2.1 | E | 9 | -9900 | ? | 0 | 390 | E | 9 | 0.8 | E | 8 | 0.065 | F | 8 | 0.18 | F | 8 | -9900 | -9900 | ? | 0
2001-01-01 | 18:00 | 0 | 0 | 0 | 2 | 0 | 0 | 2 | 0 | 0 | 2 | 0 | 0 | 2 | 0 | 0 | 2 | 0 | 0 | 2 | 0 | 0 | 2 | 0 | 10 | E | 9 | 10 | E | 9 | 5 | E | 9 | 2 | E | 9 | 81 | A | 7 | 1004 | E | 9 | 210 | E | 9 | 2.1 | E | 9 | -9900 | ? | 0 | 486 | E | 9 | 0.8 | E | 8 | 0.065 | F | 8 | 0.18 | F | 8 | -9900 | -9900 | ? | 0
2001-01-01 | 19:00 | 0 | 0 | 0 | 2 | 0 | 0 | 2 | 0 | 0 | 2 | 0 | 0 | 2 | 0 | 0 | 2 | 0 | 0 | 2 | 0 | 0 | 2 | 0 | 10 | E | 9 | 10 | E | 9 | 5 | E | 9 | 3 | E | 9 | 87 | A | 7 | 1004 | E | 9 | 220 | E | 9 | 2.6 | E | 9 | -9900 | ? | 0 | 342 | E | 9 | 0.8 | E | 8 | 0.065 | F | 8 | 0.18 | F | 8 | -9900 | -9900 | ? | 0
2001-01-01 | 20:00 | 0 | 0 | 0 | 2 | 0 | 0 | 2 | 0 | 0 | 2 | 0 | 0 | 2 | 0 | 0 | 2 | 0 | 0 | 2 | 0 | 0 | 2 | 0 | 10 | E | 9 | 10 | E | 9 | 5 | E | 9 | 3 | E | 9 | 87 | A | 7 | 1004 | E | 9 | 180 | E | 9 | 4.6 | E | 9 | -9900 | ? | 0 | 498 | E | 9 | 0.9 | E | 8 | 0.065 | F | 8 | 0.18 | F | 8 | -9900 | -9900 | ? | 0
2001-01-01 | 21:00 | 0 | 0 | 0 | 2 | 0 | 0 | 2 | 0 | 0 | 2 | 0 | 0 | 2 | 0 | 0 | 2 | 0 | 0 | 2 | 0 | 0 | 2 | 0 | 10 | E | 9 | 10 | E | 9 | 4 | E | 9 | 2 | E | 9 | 87 | A | 7 | 1004 | E | 9 | 160 | E | 9 | 2.6 | E | 9 | -9900 | ? | 0 | 654 | E | 9 | 0.9 | E | 8 | 0.065 | F | 8 | 0.18 | F | 8 | -9900 | -9900 | ? | 0
2001-01-01 | 22:00 | 0 | 0 | 0 | 2 | 0 | 0 | 2 | 0 | 0 | 2 | 0 | 0 | 2 | 0 | 0 | 2 | 0 | 0 | 2 | 0 | 0 | 2 | 0 | 10 | E | 9 | 9 | E | 9 | 5 | E | 9 | 3 | E | 9 | 87 | A | 7 | 1004 | E | 9 | 180 | E | 9 | 5.1 | E | 9 | -9900 | ? | 0 | 1170 | E | 9 | 0.9 | E | 8 | 0.065 | F | 8 | 0.18 | F | 8 | -9900 | -9900 | ? | 0
2001-01-01 | 23:00 | 0 | 0 | 0 | 2 | 0 | 0 | 2 | 0 | 0 | 2 | 0 | 0 | 2 | 0 | 0 | 2 | 0 | 0 | 2 | 0 | 0 | 2 | 0 | 10 | E | 9 | 10 | E | 9 | 4 | E | 9 | 3 | E | 9 | 93 | A | 7 | 1004 | E | 9 | 170 | E | 9 | 5.7 | E | 9 | -9900 | ? | 0 | 1138 | E | 9 | 0.9 | E | 8 | 0.065 | F | 8 | 0.18 | F | 8 | -9900 | -9900 | ? | 0
2001-01-01 | 24:00 | 0 | 0 | 0 | 2 | 0 | 0 | 2 | 0 | 0 | 2 | 0 | 0 | 2 | 0 | 0 | 2 | 0 | 0 | 2 | 0 | 0 | 2 | 0 | 10 | E | 9 | 10 | E | 9 | 4 | E | 9 | 3 | E | 9 | 93 | A | 7 | 1004 | E | 9 | 180 | E | 9 | 5.7 | E | 9 | -9900 | ? | 0 | 1167 | E | 9 | 1 | E | 8 | 0.065 | F | 8 | 0.18 | F | 8 | -9900 | -9900 | ? | 0
2001-01-02 | 1:00 | 0 | 0 | 0 | 2 | 0 | 0 | 2 | 0 | 0 | 2 | 0 | 0 | 2 | 0 | 0 | 2 | 0 | 0 | 2 | 0 | 0 | 2 | 0 | 10 | E | 9 | 10 | E | 9 | 4 | E | 9 | 2 | E | 9 | 87 | A | 7 | 1004 | E | 9 | 200 | E | 9 | 2.1 | E | 9 | -9900 | ? | 0 | 1195 | E | 9 | 1 | E | 8 | 0.065 | F | 8 | 0.18 | F | 8 | -9900 | -9900 | ? | 0
2001-01-02 | 2:00 | 0 | 0 | 0 | 2 | 0 | 0 | 2 | 0 | 0 | 2 | 0 | 0 | 2 | 0 | 0 | 2 | 0 | 0 | 2 | 0 | 0 | 2 | 0 | 10 | E | 9 | 10 | E | 9 | 4 | E | 9 | 2 | E | 9 | 87 | A | 7 | 1004 | E | 9 | 170 | E | 9 | 5.7 | E | 9 | -9900 | ? | 0 | 1284 | E | 9 | 1 | E | 8 | 0.065 | F | 8 | 0.18 | F | 8 | -9900 | -9900 | ? | 0
2001-01-02 | 3:00 | 0 | 0 | 0 | 2 | 0 | 0 | 2 | 0 | 0 | 2 | 0 | 0 | 2 | 0 | 0 | 2 | 0 | 0 | 2 | 0 | 0 | 2 | 0 | 10 | E | 9 | 10 | E | 9 | 3 | E | 9 | 2 | E | 9 | 93 | A | 7 | 1004 | E | 9 | 180 | E | 9 | 5.1 | E | 9 | -9900 | ? | 0 | 1312 | E | 9 | 1 | E | 8 | 0.065 | F | 8 | 0.18 | F | 8 | -9900 | -9900 | ? | 0
2001-01-02 | 4:00 | 0 | 0 | 0 | 2 | 0 | 0 | 2 | 0 | 0 | 2 | 0 | 0 | 2 | 0 | 0 | 2 | 0 | 0 | 2 | 0 | 0 | 2 | 0 | 10 | E | 9 | 10 | E | 9 | 4 | E | 9 | 2 | E | 9 | 87 | A | 7 | 1004 | E | 9 | 180 | E | 9 | 5.7 | E | 9 | -9900 | ? | 0 | 1341 | E | 9 | 1.1 | E | 8 | 0.065 | F | 8 | 0.18 | F | 8 | -9900 | -9900 | ? | 0
2001-01-02 | 5:00 | 0 | 0 | 0 | 2 | 0 | 0 | 2 | 0 | 0 | 2 | 0 | 0 | 2 | 0 | 0 | 2 | 0 | 0 | 2 | 0 | 0 | 2 | 0 | 10 | E | 9 | 9 | E | 9 | 4 | E | 9 | 2 | E | 9 | 87 | A | 7 | 1004 | E | 9 | 190 | E | 9 | 2.1 | E | 9 | -9900 | ? | 0 | 1369 | E | 9 | 1.1 | E | 8 | 0.065 | F | 8 | 0.18 | F | 8 | -9900 | -9900 | ? | 0
2001-01-02 | 6:00 | 0 | 0 | 0 | 2 | 0 | 0 | 2 | 0 | 0 | 2 | 0 | 0 | 2 | 0 | 0 | 2 | 0 | 0 | 2 | 0 | 0 | 2 | 0 | 10 | E | 9 | 10 | E | 9 | 4 | E | 9 | 2 | E | 9 | 87 | A | 7 | 1004 | E | 9 | 170 | E | 9 | 2.1 | E | 9 | -9900 | ? | 0 | 1278 | E | 9 | 1.1 | E | 8 | 0.065 | F | 8 | 0.18 | F | 8 | -9900 | -9900 | ? | 0
2001-01-02 | 7:00 | 0 | 0 | 0 | 2 | 0 | 0 | 2 | 0 | 0 | 2 | 0 | 0 | 2 | 0 | 0 | 2 | 0 | 0 | 2 | 0 | 0 | 2 | 0 | 10 | E | 9 | 10 | E | 9 | 4 | E | 9 | 2 | E | 9 | 87 | A | 7 | 1004 | E | 9 | 170 | E | 9 | 2.6 | E | 9 | -9900 | ? | 0 | 346 | E | 9 | 1.2 | E | 8 | 0.065 | F | 8 | 0.18 | F | 8 | -9900 | -9900 | ? | 0
2001-01-02 | 8:00 | 2 | 200 | 0 | 2 | 8 | 0 | 2 | 15 | 0 | 2 | 8 | 0 | 2 | 8 | 0 | 2 | 15 | 0 | 2 | 8 | 0 | 2 | 19 | 10 | E | 9 | 10 | E | 9 | 4 | E | 9 | 2 | E | 9 | 87 | A | 7 | 1004 | E | 9 | 270 | E | 9 | 1.5 | E | 9 | -9900 | ? | 0 | 255 | E | 9 | 1.2 | E | 8 | 0.065 | F | 8 | 0.18 | F | 8 | -9900 | -9900 | ? | 0
2001-01-02 | 9:00 | 127 | 1415 | 48 | 2 | 8 | 185 | 2 | 15 | 31 | 2 | 8 | 49 | 2 | 8 | 89 | 2 | 15 | 41 | 2 | 8 | 56 | 2 | 19 | 10 | E | 9 | 10 | E | 9 | 4 | E | 9 | 2 | E | 9 | 87 | A | 7 | 1004 | E | 9 | 0 | E | 9 | 0 | E | 9 | -9900 | ? | 0 | 283 | E | 9 | 1.2 | E | 8 | 0.065 | F | 8 | 0.18 | F | 8 | -9900 | -9900 | ? | 0
2001-01-02 | 10:00 | 308 | 1415 | 57 | 2 | 8 | 0 | 2 | 15 | 57 | 2 | 8 | 65 | 2 | 8 | 0 | 2 | 15 | 65 | 2 | 8 | 215 | 2 | 19 | 10 | E | 9 | 9 | E | 9 | 5 | E | 9 | 2 | E | 9 | 81 | A | 7 | 1004 | E | 9 | 0 | E | 9 | 0 | E | 9 | -9900 | ? | 0 | 282 | E | 9 | 1.3 | E | 8 | 0.065 | F | 8 | 0.18 | F | 8 | -9900 | -9900 | ? | 0
2001-01-02 | 11:00 | 444 | 1415 | 167 | 2 | 8 | 98 | 2 | 15 | 136 | 2 | 8 | 181 | 2 | 8 | 90 | 2 | 15 | 152 | 2 | 8 | 306 | 2 | 19 | 7 | E | 9 | 6 | E | 9 | 5 | E | 9 | 2 | E | 9 | 81 | A | 7 | 1004 | E | 9 | 10 | E | 9 | 1.5 | E | 9 | -9900 | ? | 0 | 10962 | E | 9 | 1.2 | E | 8 | 0.065 | F | 8 | 0.18 | F | 8 | -9900 | -9900 | ? | 0
2001-01-02 | 12:00 | 524 | 1415 | 235 | 2 | 8 | 178 | 2 | 15 | 169 | 2 | 8 | 254 | 2 | 8 | 172 | 2 | 15 | 190 | 2 | 8 | 390 | 2 | 19 | 10 | E | 9 | 9 | E | 9 | 7 | E | 9 | 3 | E | 9 | 76 | A | 7 | 1004 | E | 9 | 110 | E | 9 | 1.5 | E | 9 | -9900 | ? | 0 | 979 | E | 9 | 1.2 | E | 8 | 0.065 | F | 8 | 0.18 | F | 8 | -9900 | -9900 | ? | 0
2001-01-02 | 13:00 | 542 | 1415 | 205 | 2 | 8 | 97 | 2 | 15 | 168 | 2 | 8 | 225 | 2 | 8 | 93 | 2 | 15 | 189 | 2 | 8 | 457 | 2 | 19 | 10 | E | 9 | 9 | E | 9 | 7 | E | 9 | 3 | E | 9 | 76 | A | 7 | 1004 | E | 9 | 0 | E | 9 | 0 | E | 9 | -9900 | ? | 0 | 900 | E | 9 | 1.1 | E | 8 | 0.065 | F | 8 | 0.18 | F | 8 | -9900 | -9900 | ? | 0
2001-01-02 | 14:00 | 498 | 1415 | 82 | 2 | 8 | 0 | 2 | 15 | 82 | 2 | 8 | 96 | 2 | 8 | 0 | 2 | 15 | 96 | 2 | 8 | 343 | 2 | 19 | 10 | E | 9 | 9 | E | 9 | 6 | E | 9 | 3 | E | 9 | 81 | A | 7 | 1004 | E | 9 | 10 | E | 9 | 1.1 | E | 9 | -9900 | ? | 0 | 1050 | E | 9 | 1.1 | E | 8 | 0.065 | F | 8 | 0.18 | F | 8 | -9900 | -9900 | ? | 0
2001-01-02 | 15:00 | 393 | 1415 | 146 | 2 | 8 | 79 | 2 | 15 | 124 | 2 | 8 | 160 | 2 | 8 | 71 | 2 | 15 | 140 | 2 | 8 | 311 | 2 | 19 | 8 | E | 9 | 7 | E | 9 | 6 | E | 9 | 3 | E | 9 | 81 | A | 7 | 1004 | E | 9 | 10 | E | 9 | 2.1 | E | 9 | -9900 | ? | 0 | 6288 | E | 9 | 1 | E | 8 | 0.065 | F | 8 | 0.18 | F | 8 | -9900 | -9900 | ? | 0
2001-01-02 | 16:00 | 237 | 1415 | 163 | 2 | 8 | 296 | 2 | 15 | 113 | 2 | 8 | 163 | 2 | 8 | 198 | 2 | 15 | 130 | 2 | 8 | 252 | 2 | 19 | 5 | E | 9 | 5 | E | 9 | 6 | E | 9 | 3 | E | 9 | 81 | A | 7 | 1004 | E | 9 | 330 | E | 9 | 1.5 | E | 9 | -9900 | ? | 0 | 11525 | E | 9 | 1 | E | 8 | 0.065 | F | 8 | 0.18 | F | 8 | -9900 | -9900 | ? | 0
2001-01-02 | 17:00 | 52 | 1026 | 10 | 2 | 8 | 100 | 2 | 15 | 7 | 2 | 8 | 14 | 2 | 8 | 45 | 2 | 15 | 11 | 2 | 8 | 14 | 2 | 19 | 3 | E | 9 | 2 | E | 9 | 6 | E | 9 | 3 | E | 9 | 81 | A | 7 | 1004 | E | 9 | 40 | E | 9 | 2.6 | E | 9 | -9900 | ? | 0 | 16763 | E | 9 | 0.9 | E | 8 | 0.065 | F | 8 | 0.18 | F | 8 | -9900 | -9900 | ? | 0
2001-01-02 | 18:00 | 0 | 0 | 0 | 2 | 0 | 0 | 2 | 0 | 0 | 2 | 0 | 0 | 2 | 0 | 0 | 2 | 0 | 0 | 2 | 0 | 0 | 2 | 0 | 0 | E | 9 | 0 | E | 9 | 5 | E | 9 | 3 | E | 9 | 87 | A | 7 | 1004 | E | 9 | 40 | E | 9 | 2.6 | E | 9 | -9900 | ? | 0 | 77777 | E | 9 | 0.9 | E | 8 | 0.065 | F | 8 | 0.18 | F | 8 | -9900 | -9900 | ? | 0
2001-01-02 | 19:00 | 0 | 0 | 0 | 2 | 0 | 0 | 2 | 0 | 0 | 2 | 0 | 0 | 2 | 0 | 0 | 2 | 0 | 0 | 2 | 0 | 0 | 2 | 0 | 5 | E | 9 | 5 | E | 9 | 4 | E | 9 | 3 | E | 9 | 93 | A | 7 | 1004 | E | 9 | 40 | E | 9 | 5.1 | E | 9 | -9900 | ? | 0 | 11480 | E | 9 | 0.8 | E | 8 | 0.065 | F | 8 | 0.18 | F | 8 | -9900 | -9900 | ? | 0
2001-01-02 | 20:00 | 0 | 0 | 0 | 2 | 0 | 0 | 2 | 0 | 0 | 2 | 0 | 0 | 2 | 0 | 0 | 2 | 0 | 0 | 2 | 0 | 0 | 2 | 0 | 10 | E | 9 | 9 | E | 9 | 4 | E | 9 | 3 | E | 9 | 93 | A | 7 | 1004 | E | 9 | 50 | E | 9 | 4.6 | E | 9 | -9900 | ? | 0 | 960 | E | 9 | 0.8 | E | 8 | 0.065 | F | 8 | 0.18 | F | 8 | -9900 | -9900 | ? | 0
2001-01-02 | 21:00 | 0 | 0 | 0 | 2 | 0 | 0 | 2 | 0 | 0 | 2 | 0 | 0 | 2 | 0 | 0 | 2 | 0 | 0 | 2 | 0 | 0 | 2 | 0 | 10 | E | 9 | 10 | E | 9 | 4 | E | 9 | 3 | E | 9 | 93 | A | 7 | 1004 | E | 9 | 20 | E | 9 | 1.5 | E | 9 | -9900 | ? | 0 | 870 | E | 9 | 0.7 | E | 8 | 0.065 | F | 8 | 0.18 | F | 8 | -9900 | -9900 | ? | 0
2001-01-02 | 22:00 | 0 | 0 | 0 | 2 | 0 | 0 | 2 | 0 | 0 | 2 | 0 | 0 | 2 | 0 | 0 | 2 | 0 | 0 | 2 | 0 | 0 | 2 | 0 | 10 | E | 9 | 10 | E | 9 | 4 | E | 9 | 3 | E | 9 | 93 | A | 7 | 1004 | E | 9 | 290 | E | 9 | 1.5 | E | 9 | -9900 | ? | 0 | 855 | E | 9 | 0.7 | E | 8 | 0.065 | F | 8 | 0.18 | F | 8 | -9900 | -9900 | ? | 0
2001-01-02 | 23:00 | 0 | 0 | 0 | 2 | 0 | 0 | 2 | 0 | 0 | 2 | 0 | 0 | 2 | 0 | 0 | 2 | 0 | 0 | 2 | 0 | 0 | 2 | 0 | 10 | E | 9 | 10 | E | 9 | 4 | E | 9 | 3 | E | 9 | 93 | A | 7 | 1004 | E | 9 | 0 | E | 9 | 0 | E | 9 | -9900 | ? | 0 | 840 | E | 9 | 0.7 | E | 8 | 0.065 | F | 8 | 0.18 | F | 8 | -9900 | -9900 | ? | 0
2001-01-02 | 24:00 | 0 | 0 | 0 | 2 | 0 | 0 | 2 | 0 | 0 | 2 | 0 | 0 | 2 | 0 | 0 | 2 | 0 | 0 | 2 | 0 | 0 | 2 | 0 | 9 | E | 9 | 5 | E | 9 | 4 | E | 9 | 3 | E | 9 | 93 | A | 7 | 1004 | E | 9 | 110 | E | 9 | 2.6 | E | 9 | -9900 | ? | 0 | 77777 | E | 9 | 0.7 | E | 8 | 0.065 | F | 8 | 0.18 | F | 8 | -9900 | -9900 | ? | 0
2001-01-03 | 1:00 | 0 | 0 | 0 | 2 | 0 | 0 | 2 | 0 | 0 | 2 | 0 | 0 | 2 | 0 | 0 | 2 | 0 | 0 | 2 | 0 | 0 | 2 | 0 | 10 | E | 9 | 10 | E | 9 | 4 | E | 9 | 3 | E | 9 | 93 | A | 7 | 1004 | E | 9 | 100 | E | 9 | 2.6 | E | 9 | -9900 | ? | 0 | 990 | E | 9 | 0.7 | E | 8 | 0.065 | F | 8 | 0.18 | F | 8 | -9900 | -9900 | ? | 0
2001-01-03 | 2:00 | 0 | 0 | 0 | 2 | 0 | 0 | 2 | 0 | 0 | 2 | 0 | 0 | 2 | 0 | 0 | 2 | 0 | 0 | 2 | 0 | 0 | 2 | 0 | 10 | E | 9 | 10 | E | 9 | 5 | E | 9 | 3 | E | 9 | 87 | A | 7 | 1004 | E | 9 | 90 | E | 9 | 2.1 | E | 9 | -9900 | ? | 0 | 0 | E | 9 | 0.7 | E | 8 | 0.065 | F | 8 | 0.18 | F | 8 | -9900 | -9900 | ? | 0
2001-01-03 | 3:00 | 0 | 0 | 0 | 2 | 0 | 0 | 2 | 0 | 0 | 2 | 0 | 0 | 2 | 0 | 0 | 2 | 0 | 0 | 2 | 0 | 0 | 2 | 0 | 10 | E | 9 | 10 | E | 9 | 5 | E | 9 | 3 | E | 9 | 87 | A | 7 | 1004 | E | 9 | 100 | E | 9 | 2.1 | E | 9 | -9900 | ? | 0 | 0 | E | 9 | 0.7 | E | 8 | 0.065 | F | 8 | 0.18 | F | 8 | -9900 | -9900 | ? | 0
2001-01-03 | 4:00 | 0 | 0 | 0 | 2 | 0 | 0 | 2 | 0 | 0 | 2 | 0 | 0 | 2 | 0 | 0 | 2 | 0 | 0 | 2 | 0 | 0 | 2 | 0 | 10 | E | 9 | 10 | E | 9 | 5 | E | 9 | 3 | E | 9 | 87 | A | 7 | 1004 | E | 9 | 120 | E | 9 | 1.5 | E | 9 | -9900 | ? | 0 | 6802 | E | 9 | 0.7 | E | 8 | 0.065 | F | 8 | 0.18 | F | 8 | -9900 | -9900 | ? | 0
2001-01-03 | 5:00 | 0 | 0 | 0 | 2 | 0 | 0 | 2 | 0 | 0 | 2 | 0 | 0 | 2 | 0 | 0 | 2 | 0 | 0 | 2 | 0 | 0 | 2 | 0 | 10 | E | 9 | 10 | E | 9 | 5 | E | 9 | 3 | E | 9 | 87 | A | 7 | 1004 | E | 9 | 110 | E | 9 | 2.1 | E | 9 | -9900 | ? | 0 | 0 | E | 9 | 0.6 | E | 8 | 0.065 | F | 8 | 0.18 | F | 8 | -9900 | -9900 | ? | 0
2001-01-03 | 6:00 | 0 | 0 | 0 | 2 | 0 | 0 | 2 | 0 | 0 | 2 | 0 | 0 | 2 | 0 | 0 | 2 | 0 | 0 | 2 | 0 | 0 | 2 | 0 | 7 | E | 9 | 7 | E | 9 | 5 | E | 9 | 3 | E | 9 | 87 | A | 7 | 1004 | E | 9 | 140 | E | 9 | 4.1 | E | 9 | -9900 | ? | 0 | 10676 | E | 9 | 0.6 | E | 8 | 0.065 | F | 8 | 0.18 | F | 8 | -9900 | -9900 | ? | 0
2001-01-03 | 7:00 | 0 | 0 | 0 | 2 | 0 | 0 | 2 | 0 | 0 | 2 | 0 | 0 | 2 | 0 | 0 | 2 | 0 | 0 | 2 | 0 | 0 | 2 | 0 | 7 | E | 9 | 7 | E | 9 | 5 | E | 9 | 3 | E | 9 | 87 | A | 7 | 1004 | E | 9 | 130 | E | 9 | 2.1 | E | 9 | -9900 | ? | 0 | 12614 | E | 9 | 0.6 | E | 8 | 0.065 | F | 8 | 0.18 | F | 8 | -9900 | -9900 | ? | 0
2001-01-03 | 8:00 | 2 | 200 | 0 | 2 | 8 | 0 | 2 | 15 | 0 | 2 | 8 | 0 | 2 | 8 | 0 | 2 | 15 | 0 | 2 | 8 | 0 | 2 | 19 | 10 | E | 9 | 10 | E | 9 | 5 | E | 9 | 3 | E | 9 | 87 | A | 7 | 1004 | E | 9 | 130 | E | 9 | 1.5 | E | 9 | -9900 | ? | 0 | 0 | E | 9 | 0.6 | E | 8 | 0.065 | F | 8 | 0.18 | F | 8 | -9900 | -9900 | ? | 0
2001-01-03 | 9:00 | 127 | 1415 | 7 | 2 | 8 | 0 | 2 | 15 | 7 | 2 | 8 | 9 | 2 | 8 | 0 | 2 | 15 | 9 | 2 | 8 | 28 | 2 | 19 | 10 | E | 9 | 10 | E | 9 | 6 | E | 9 | 3 | E | 9 | 81 | A | 7 | 1004 | E | 9 | 200 | E | 9 | 2.6 | E | 9 | -9900 | ? | 0 | 0 | E | 9 | 0.6 | E | 8 | 0.065 | F | 8 | 0.18 | F | 8 | -9900 | -9900 | ? | 0
2001-01-03 | 10:00 | 308 | 1415 | 74 | 2 | 8 | 11 | 2 | 15 | 72 | 2 | 8 | 84 | 2 | 8 | 4 | 2 | 15 | 83 | 2 | 8 | 255 | 2 | 19 | 10 | E | 9 | 10 | E | 9 | 7 | E | 9 | 4 | E | 9 | 81 | A | 7 | 1004 | E | 9 | 130 | E | 9 | 1.5 | E | 9 | -9900 | ? | 0 | 0 | E | 9 | 0.6 | E | 8 | 0.065 | F | 8 | 0.18 | F | 8 | -9900 | -9900 | ? | 0
2001-01-03 | 11:00 | 445 | 1415 | 47 | 2 | 8 | 0 | 2 | 15 | 47 | 2 | 8 | 57 | 2 | 8 | 0 | 2 | 15 | 57 | 2 | 8 | 205 | 2 | 19 | 10 | E | 9 | 10 | E | 9 | 7 | E | 9 | 4 | E | 9 | 81 | A | 7 | 1004 | E | 9 | 200 | E | 9 | 5.7 | E | 9 | -9900 | ? | 0 | 0 | E | 9 | 0.7 | E | 8 | 0.065 | F | 8 | 0.18 | F | 8 | -9900 | -9900 | ? | 0
2001-01-03 | 12:00 | 526 | 1415 | 63 | 2 | 8 | 0 | 2 | 15 | 63 | 2 | 8 | 76 | 2 | 8 | 0 | 2 | 15 | 76 | 2 | 8 | 280 | 2 | 19 | 9 | E | 9 | 9 | E | 9 | 7 | E | 9 | 4 | E | 9 | 81 | A | 7 | 1004 | E | 9 | 200 | E | 9 | 4.1 | E | 9 | -9900 | ? | 0 | 990 | E | 9 | 0.8 | E | 8 | 0.065 | F | 8 | 0.18 | F | 8 | -9900 | -9900 | ? | 0
2001-01-03 | 13:00 | 544 | 1415 | 81 | 2 | 8 | 0 | 2 | 15 | 81 | 2 | 8 | 96 | 2 | 8 | 0 | 2 | 15 | 96 | 2 | 8 | 351 | 2 | 19 | 9 | E | 9 | 9 | E | 9 | 8 | E | 9 | 5 | E | 9 | 81 | A | 7 | 1004 | E | 9 | 190 | E | 9 | 4.1 | E | 9 | -9900 | ? | 0 | 900 | E | 9 | 0.9 | E | 8 | 0.065 | F | 8 | 0.18 | F | 8 | -9900 | -9900 | ? | 0
2001-01-03 | 14:00 | 500 | 1415 | 55 | 2 | 8 | 0 | 2 | 15 | 55 | 2 | 8 | 66 | 2 | 8 | 0 | 2 | 15 | 66 | 2 | 8 | 244 | 2 | 19 | 9 | E | 9 | 9 | E | 9 | 8 | E | 9 | 5 | E | 9 | 81 | A | 7 | 1004 | E | 9 | 180 | E | 9 | 8.8 | E | 9 | -9900 | ? | 0 | 810 | E | 9 | 1 | E | 8 | 0.065 | F | 8 | 0.18 | F | 8 | -9900 | -9900 | ? | 0
2001-01-03 | 15:00 | 396 | 1415 | 56 | 2 | 8 | 0 | 2 | 15 | 56 | 2 | 8 | 66 | 2 | 8 | 0 | 2 | 15 | 66 | 2 | 8 | 231 | 2 | 19 | 8 | E | 9 | 8 | E | 9 | 8 | E | 9 | 5 | E | 9 | 81 | A | 7 | 1004 | E | 9 | 180 | E | 9 | 8.8 | E | 9 | -9900 | ? | 0 | 3589 | E | 9 | 1.2 | E | 8 | 0.065 | F | 8 | 0.18 | F | 8 | -9900 | -9900 | ? | 0
2001-01-03 | 16:00 | 240 | 1415 | 54 | 2 | 8 | 0 | 2 | 15 | 54 | 2 | 8 | 61 | 2 | 8 | 0 | 2 | 15 | 61 | 2 | 8 | 188 | 2 | 19 | 8 | E | 9 | 8 | E | 9 | 8 | E | 9 | 6 | E | 9 | 87 | A | 7 | 1004 | E | 9 | 180 | E | 9 | 8.2 | E | 9 | -9900 | ? | 0 | 6307 | E | 9 | 1.3 | E | 8 | 0.065 | F | 8 | 0.18 | F | 8 | -9900 | -9900 | ? | 0
2001-01-03 | 17:00 | 54 | 1049 | 4 | 2 | 8 | 0 | 2 | 15 | 4 | 2 | 8 | 5 | 2 | 8 | 0 | 2 | 15 | 5 | 2 | 8 | 16 | 2 | 19 | 6 | E | 9 | 6 | E | 9 | 8 | E | 9 | 6 | E | 9 | 87 | A | 7 | 1004 | E | 9 | 200 | E | 9 | 5.1 | E | 9 | -9900 | ? | 0 | 9926 | E | 9 | 1.4 | E | 8 | 0.065 | F | 8 | 0.18 | F | 8 | -9900 | -9900 | ? | 0
2001-01-03 | 18:00 | 0 | 0 | 0 | 2 | 0 | 0 | 2 | 0 | 0 | 2 | 0 | 0 | 2 | 0 | 0 | 2 | 0 | 0 | 2 | 0 | 0 | 2 | 0 | 7 | E | 9 | 7 | E | 9 | 8 | E | 9 | 6 | E | 9 | 87 | A | 7 | 1004 | E | 9 | 200 | E | 9 | 3.6 | E | 9 | -9900 | ? | 0 | 12764 | E | 9 | 1.5 | E | 8 | 0.065 | F | 8 | 0.18 | F | 8 | -9900 | -9900 | ? | 0
2001-01-03 | 19:00 | 0 | 0 | 0 | 2 | 0 | 0 | 2 | 0 | 0 | 2 | 0 | 0 | 2 | 0 | 0 | 2 | 0 | 0 | 2 | 0 | 0 | 2 | 0 | 6 | E | 9 | 6 | E | 9 | 8 | E | 9 | 6 | E | 9 | 87 | A | 7 | 1004 | E | 9 | 190 | E | 9 | 2.6 | E | 9 | -9900 | ? | 0 | 15843 | E | 9 | 1.6 | E | 8 | 0.065 | F | 8 | 0.18 | F | 8 | -9900 | -9900 | ? | 0
2001-01-03 | 20:00 | 0 | 0 | 0 | 2 | 0 | 0 | 2 | 0 | 0 | 2 | 0 | 0 | 2 | 0 | 0 | 2 | 0 | 0 | 2 | 0 | 0 | 2 | 0 | 6 | E | 9 | 6 | E | 9 | 8 | E | 9 | 6 | E | 9 | 87 | A | 7 | 1004 | E | 9 | 180 | E | 9 | 1.5 | E | 9 | -9900 | ? | 0 | 18411 | E | 9 | 1.7 | E | 8 | 0.065 | F | 8 | 0.18 | F | 8 | -9900 | -9900 | ? | 0
2001-01-03 | 21:00 | 0 | 0 | 0 | 2 | 0 | 0 | 2 | 0 | 0 | 2 | 0 | 0 | 2 | 0 | 0 | 2 | 0 | 0 | 2 | 0 | 0 | 2 | 0 | 5 | E | 9 | 5 | E | 9 | 8 | E | 9 | 6 | E | 9 | 87 | A | 7 | 1004 | E | 9 | 190 | E | 9 | 3.6 | E | 9 | -9900 | ? | 0 | 77777 | E | 9 | 1.8 | E | 8 | 0.065 | F | 8 | 0.18 | F | 8 | -9900 | -9900 | ? | 0
2001-01-03 | 22:00 | 0 | 0 | 0 | 2 | 0 | 0 | 2 | 0 | 0 | 2 | 0 | 0 | 2 | 0 | 0 | 2 | 0 | 0 | 2 | 0 | 0 | 2 | 0 | 3 | E | 9 | 3 | E | 9 | 8 | E | 9 | 5 | E | 9 | 81 | A | 7 | 1004 | E | 9 | 270 | E | 9 | 2.1 | E | 9 | -9900 | ? | 0 | 77777 | E | 9 | 1.9 | E | 8 | 0.065 | F | 8 | 0.18 | F | 8 | -9900 | -9900 | ? | 0
2001-01-03 | 23:00 | 0 | 0 | 0 | 2 | 0 | 0 | 2 | 0 | 0 | 2 | 0 | 0 | 2 | 0 | 0 | 2 | 0 | 0 | 2 | 0 | 0 | 2 | 0 | 2 | E | 9 | 2 | E | 9 | 7.8 | E | 9 | 6.1 | E | 9 | 89 | A | 7 | 1004 | E | 9 | 200 | E | 9 | 2.3 | E | 9 | -9900 | ? | 0 | 20458 | E | 9 | 1.8 | E | 8 | 0.065 | F | 8 | 0.18 | F | 8 | -9900 | -9900 | ? | 0
2001-01-03 | 24:00 | 0 | 0 | 0 | 2 | 0 | 0 | 2 | 0 | 0 | 2 | 0 | 0 | 2 | 0 | 0 | 2 | 0 | 0 | 2 | 0 | 0 | 2 | 0 | 1 | E | 9 | 1 | E | 9 | 8.7 | E | 9 | 6.2 | E | 9 | 84 | A | 7 | 1004 | E | 9 | 150 | E | 9 | 4.5 | E | 9 | -9900 | ? | 0 | 18916 | E | 9 | 1.7 | E | 8 | 0.065 | F | 8 | 0.18 | F | 8 | -9900 | -9900 | ? | 0
2001-01-04 | 1:00 | 0 | 0 | 0 | 2 | 0 | 0 | 2 | 0 | 0 | 2 | 0 | 0 | 2 | 0 | 0 | 2 | 0 | 0 | 2 | 0 | 0 | 2 | 0 | 9 | E | 9 | 9 | E | 9 | 8.5 | E | 9 | 6.2 | E | 9 | 85 | A | 7 | 1004 | E | 9 | 140 | E | 9 | 7.4 | E | 9 | -9900 | ? | 0 | 0 | E | 9 | 1.6 | E | 8 | 0.065 | F | 8 | 0.18 | F | 8 | -9900 | -9900 | ? | 0
2001-01-04 | 2:00 | 0 | 0 | 0 | 2 | 0 | 0 | 2 | 0 | 0 | 2 | 0 | 0 | 2 | 0 | 0 | 2 | 0 | 0 | 2 | 0 | 0 | 2 | 0 | 10 | E | 9 | 10 | E | 9 | 7.4 | E | 9 | 6.3 | E | 9 | 93 | A | 7 | 1004 | E | 9 | 130 | E | 9 | 7.7 | E | 9 | -9900 | ? | 0 | 0 | E | 9 | 1.5 | E | 8 | 0.065 | F | 8 | 0.18 | F | 8 | -9900 | -9900 | ? | 0
2001-01-04 | 3:00 | 0 | 0 | 0 | 2 | 0 | 0 | 2 | 0 | 0 | 2 | 0 | 0 | 2 | 0 | 0 | 2 | 0 | 0 | 2 | 0 | 0 | 2 | 0 | 10 | E | 9 | 10 | E | 9 | 7.2 | E | 9 | 6.4 | E | 9 | 95 | A | 7 | 1004 | E | 9 | 120 | E | 9 | 4.8 | E | 9 | -9900 | ? | 0 | 0 | E | 9 | 1.4 | E | 8 | 0.065 | F | 8 | 0.18 | F | 8 | -9900 | -9900 | ? | 0
2001-01-04 | 4:00 | 0 | 0 | 0 | 2 | 0 | 0 | 2 | 0 | 0 | 2 | 0 | 0 | 2 | 0 | 0 | 2 | 0 | 0 | 2 | 0 | 0 | 2 | 0 | 10 | E | 9 | 10 | E | 9 | 7.1 | E | 9 | 6.5 | E | 9 | 96 | A | 7 | 1004 | E | 9 | 100 | E | 9 | 5 | E | 9 | -9900 | ? | 0 | 0 | E | 9 | 1.3 | E | 8 | 0.065 | F | 8 | 0.18 | F | 8 | -9900 | -9900 | ? | 0
2001-01-04 | 5:00 | 0 | 0 | 0 | 2 | 0 | 0 | 2 | 0 | 0 | 2 | 0 | 0 | 2 | 0 | 0 | 2 | 0 | 0 | 2 | 0 | 0 | 2 | 0 | 10 | E | 9 | 10 | E | 9 | 6.9 | E | 9 | 6.5 | E | 9 | 97 | A | 7 | 1004 | E | 9 | 90 | E | 9 | 2.7 | E | 9 | -9900 | ? | 0 | 0 | E | 9 | 1.2 | E | 8 | 0.065 | F | 8 | 0.18 | F | 8 | -9900 | -9900 | ? | 0
2001-01-04 | 6:00 | 0 | 0 | 0 | 2 | 0 | 0 | 2 | 0 | 0 | 2 | 0 | 0 | 2 | 0 | 0 | 2 | 0 | 0 | 2 | 0 | 0 | 2 | 0 | 10 | E | 9 | 10 | E | 9 | 6.8 | E | 9 | 6.6 | E | 9 | 99 | A | 7 | 1004 | E | 9 | 70 | E | 9 | 0.9 | E | 9 | -9900 | ? | 0 | 0 | E | 9 | 1.1 | E | 8 | 0.065 | F | 8 | 0.18 | F | 8 | -9900 | -9900 | ? | 0
2001-01-04 | 7:00 | 0 | 0 | 0 | 2 | 0 | 0 | 2 | 0 | 0 | 2 | 0 | 0 | 2 | 0 | 0 | 2 | 0 | 0 | 2 | 0 | 0 | 2 | 0 | 10 | E | 9 | 10 | E | 9 | 7.6 | E | 9 | 6.7 | E | 9 | 94 | A | 7 | 1004 | E | 9 | 30 | E | 9 | 2.1 | E | 9 | -9900 | ? | 0 | 0 | E | 9 | 1 | E | 8 | 0.065 | F | 8 | 0.18 | F | 8 | -9900 | -9900 | ? | 0
2001-01-04 | 8:00 | 2 | 200 | 0 | 2 | 8 | 0 | 2 | 15 | 0 | 2 | 8 | 0 | 2 | 8 | 0 | 2 | 15 | 0 | 2 | 8 | 0 | 2 | 19 | 10 | E | 9 | 10 | E | 9 | 6.5 | E | 9 | 6.5 | E | 9 | 100 | A | 7 | 1004 | E | 9 | 20 | E | 9 | 1.6 | E | 9 | -9900 | ? | 0 | 0 | E | 9 | 0.9 | E | 8 | 0.065 | F | 8 | 0.18 | F | 8 | -9900 | -9900 | ? | 0
2001-01-04 | 9:00 | 128 | 1415 | 48 | 2 | 8 | 181 | 2 | 15 | 32 | 2 | 8 | 50 | 2 | 8 | 88 | 2 | 15 | 42 | 2 | 8 | 58 | 2 | 19 | 10 | E | 9 | 10 | E | 9 | 6.3 | E | 9 | 5.8 | E | 9 | 97 | A | 7 | 1004 | E | 9 | 20 | E | 9 | 1.1 | E | 9 | -9900 | ? | 0 | 0 | E | 9 | 0.8 | E | 8 | 0.065 | F | 8 | 0.18 | F | 8 | -9900 | -9900 | ? | 0
2001-01-04 | 10:00 | 309 | 1415 | 74 | 2 | 8 | 5 | 2 | 15 | 73 | 2 | 8 | 83 | 2 | 8 | 2 | 2 | 15 | 83 | 2 | 8 | 258 | 2 | 19 | 10 | E | 9 | 10 | E | 9 | 7.2 | E | 9 | 6.9 | E | 9 | 98 | A | 7 | 1004 | E | 9 | 360 | E | 9 | 0.6 | E | 9 | -9900 | ? | 0 | 0 | E | 9 | 0.7 | E | 8 | 0.065 | F | 8 | 0.18 | F | 8 | -9900 | -9900 | ? | 0
2001-01-04 | 11:00 | 446 | 1415 | 104 | 2 | 8 | 0 | 2 | 15 | 104 | 2 | 8 | 118 | 2 | 8 | 0 | 2 | 15 | 118 | 2 | 8 | 393 | 2 | 19 | 10 | E | 9 | 10 | E | 9 | 8 | A | 7 | 6 | A | 7 | 87 | A | 7 | 1004 | E | 9 | 0 | A | 7 | 0 | A | 7 | 16100 | A | 7 | 1500 | A | 7 | 0.8 | E | 8 | 0.065 | F | 8 | 0.18 | F | 8 | -9900 | -9900 | ? | 0
2001-01-04 | 12:00 | 528 | 1415 | 247 | 2 | 8 | 231 | 2 | 15 | 160 | 2 | 8 | 260 | 2 | 8 | 224 | 2 | 15 | 176 | 2 | 8 | 338 | 2 | 19 | 10 | E | 9 | 10 | E | 9 | 10.4 | E | 9 | 7.3 | E | 9 | 81 | A | 7 | 1004 | E | 9 | 340 | E | 9 | 2.2 | E | 9 | -9900 | ? | 0 | 0 | E | 9 | 1 | E | 8 | 0.065 | F | 8 | 0.18 | F | 8 | -9900 | -9900 | ? | 0
2001-01-04 | 13:00 | 547 | 1415 | 367 | 2 | 8 | 636 | 2 | 15 | 120 | 2 | 8 | 375 | 2 | 8 | 590 | 2 | 15 | 145 | 2 | 8 | 223 | 2 | 19 | 10 | E | 9 | 10 | E | 9 | 9.8 | E | 9 | 7.7 | E | 9 | 87 | A | 7 | 1004 | E | 9 | 120 | E | 9 | 0.1 | E | 9 | -9900 | ? | 0 | 0 | E | 9 | 1.1 | E | 8 | 0.065 | F | 8 | 0.18 | F | 8 | -9900 | -9900 | ? | 0
2001-01-04 | 14:00 | 503 | 1415 | 335 | 2 | 8 | 728 | 2 | 15 | 74 | 2 | 8 | 351 | 2 | 8 | 677 | 2 | 15 | 109 | 2 | 8 | 145 | 2 | 19 | 10 | E | 9 | 10 | E | 9 | 11.2 | E | 9 | 8 | E | 9 | 81 | A | 7 | 1004 | E | 9 | 0 | E | 9 | 0 | E | 9 | -9900 | ? | 0 | 0 | E | 9 | 1.2 | E | 8 | 0.065 | F | 8 | 0.18 | F | 8 | -9900 | -9900 | ? | 0
2001-01-04 | 15:00 | 400 | 1415 | 265 | 2 | 8 | 698 | 2 | 15 | 67 | 2 | 8 | 275 | 2 | 8 | 606 | 2 | 15 | 102 | 2 | 8 | 125 | 2 | 19 | 10 | E | 9 | 10 | E | 9 | 13.7 | E | 9 | 8.4 | E | 9 | 70 | A | 7 | 1004 | E | 9 | 0 | E | 9 | 0 | E | 9 | -9900 | ? | 0 | 0 | E | 9 | 1.3 | E | 8 | 0.065 | F | 8 | 0.18 | F | 8 | -9900 | -9900 | ? | 0
2001-01-04 | 16:00 | 244 | 1415 | 158 | 2 | 8 | 486 | 2 | 15 | 74 | 2 | 8 | 160 | 2 | 8 | 338 | 2 | 15 | 101 | 2 | 8 | 139 | 2 | 19 | 10 | E | 9 | 10 | E | 9 | 12.1 | E | 9 | 8.7 | E | 9 | 80 | A | 7 | 1004 | E | 9 | 260 | E | 9 | 4.5 | E | 9 | -9900 | ? | 0 | 0 | E | 9 | 1.4 | E | 8 | 0.065 | F | 8 | 0.18 | F | 8 | -9900 | -9900 | ? | 0
2001-01-04 | 17:00 | 57 | 1073 | 12 | 2 | 8 | 176 | 2 | 15 | 5 | 2 | 8 | 16 | 2 | 8 | 102 | 2 | 15 | 11 | 2 | 8 | 17 | 2 | 19 | 10 | E | 9 | 10 | E | 9 | 9.5 | E | 9 | 6.1 | E | 9 | 79 | A | 7 | 1004 | E | 9 | 280 | E | 9 | 3.9 | E | 9 | -9900 | ? | 0 | 0 | E | 9 | 1.6 | E | 8 | 0.065 | F | 8 | 0.18 | F | 8 | -9900 | -9900 | ? | 0
2001-01-04 | 18:00 | 0 | 0 | 0 | 2 | 0 | 0 | 2 | 0 | 0 | 2 | 0 | 0 | 2 | 0 | 0 | 2 | 0 | 0 | 2 | 0 | 0 | 2 | 0 | 10 | E | 9 | 10 | E | 9 | 9.9 | E | 9 | 5.4 | E | 9 | 74 | A | 7 | 1004 | E | 9 | 300 | E | 9 | 4 | E | 9 | -9900 | ? | 0 | 0 | E | 9 | 1.7 | E | 8 | 0.065 | F | 8 | 0.18 | F | 8 | -9900 | -9900 | ? | 0
2001-01-04 | 19:00 | 0 | 0 | 0 | 2 | 0 | 0 | 2 | 0 | 0 | 2 | 0 | 0 | 2 | 0 | 0 | 2 | 0 | 0 | 2 | 0 | 0 | 2 | 0 | 10 | E | 9 | 10 | E | 9 | 9.3 | E | 9 | 4.8 | E | 9 | 73 | A | 7 | 1004 | E | 9 | 310 | E | 9 | 3.5 | E | 9 | -9900 | ? | 0 | 0 | E | 9 | 1.8 | E | 8 | 0.065 | F | 8 | 0.18 | F | 8 | -9900 | -9900 | ? | 0
2001-01-04 | 20:00 | 0 | 0 | 0 | 2 | 0 | 0 | 2 | 0 | 0 | 2 | 0 | 0 | 2 | 0 | 0 | 2 | 0 | 0 | 2 | 0 | 0 | 2 | 0 | 10 | E | 9 | 10 | E | 9 | 9.7 | E | 9 | 5.1 | E | 9 | 73 | A | 7 | 1004 | E | 9 | 340 | E | 9 | 2.6 | E | 9 | -9900 | ? | 0 | 0 | E | 9 | 1.9 | E | 8 | 0.065 | F | 8 | 0.18 | F | 8 | -9900 | -9900 | ? | 0
2001-01-04 | 21:00 | 0 | 0 | 0 | 2 | 0 | 0 | 2 | 0 | 0 | 2 | 0 | 0 | 2 | 0 | 0 | 2 | 0 | 0 | 2 | 0 | 0 | 2 | 0 | 4 | E | 9 | 4 | E | 9 | 9.1 | E | 9 | 4.4 | E | 9 | 72 | A | 7 | 1004 | E | 9 | 360 | E | 9 | 4.1 | E | 9 | -9900 | ? | 0 | 15587 | E | 9 | 2.1 | E | 8 | 0.065 | F | 8 | 0.18 | F | 8 | -9900 | -9900 | ? | 0
2001-01-04 | 22:00 | 0 | 0 | 0 | 2 | 0 | 0 | 2 | 0 | 0 | 2 | 0 | 0 | 2 | 0 | 0 | 2 | 0 | 0 | 2 | 0 | 0 | 2 | 0 | 10 | E | 9 | 10 | E | 9 | 9.6 | E | 9 | 4.8 | E | 9 | 72 | A | 7 | 1004 | E | 9 | 10 | E | 9 | 4.2 | E | 9 | -9900 | ? | 0 | 0 | E | 9 | 2.2 | E | 8 | 0.065 | F | 8 | 0.18 | F | 8 | -9900 | -9900 | ? | 0
2001-01-04 | 23:00 | 0 | 0 | 0 | 2 | 0 | 0 | 2 | 0 | 0 | 2 | 0 | 0 | 2 | 0 | 0 | 2 | 0 | 0 | 2 | 0 | 0 | 2 | 0 | 10 | E | 9 | 10 | E | 9 | 10 | E | 9 | 5.1 | E | 9 | 72 | A | 7 | 1004 | E | 9 | 20 | E | 9 | 3.7 | E | 9 | -9900 | ? | 0 | 0 | E | 9 | 2 | E | 8 | 0.065 | F | 8 | 0.18 | F | 8 | -9900 | -9900 | ? | 0
2001-01-04 | 24:00 | 0 | 0 | 0 | 2 | 0 | 0 | 2 | 0 | 0 | 2 | 0 | 0 | 2 | 0 | 0 | 2 | 0 | 0 | 2 | 0 | 0 | 2 | 0 | 9 | E | 9 | 9 | E | 9 | 9.4 | E | 9 | 4.5 | E | 9 | 71 | A | 7 | 1004 | E | 9 | 50 | E | 9 | 4.3 | E | 9 | -9900 | ? | 0 | 0 | E | 9 | 1.9 | E | 8 | 0.065 | F | 8 | 0.18 | F | 8 | -9900 | -9900 | ? | 0
2001-01-05 | 1:00 | 0 | 0 | 0 | 2 | 0 | 0 | 2 | 0 | 0 | 2 | 0 | 0 | 2 | 0 | 0 | 2 | 0 | 0 | 2 | 0 | 0 | 2 | 0 | 10 | E | 9 | 10 | E | 9 | 9.8 | E | 9 | 3.8 | E | 9 | 66 | A | 7 | 1004 | E | 9 | 70 | E | 9 | 3.3 | E | 9 | -9900 | ? | 0 | 252 | E | 9 | 1.8 | E | 8 | 0.065 | F | 8 | 0.18 | F | 8 | -9900 | -9900 | ? | 0
2001-01-05 | 2:00 | 0 | 0 | 0 | 2 | 0 | 0 | 2 | 0 | 0 | 2 | 0 | 0 | 2 | 0 | 0 | 2 | 0 | 0 | 2 | 0 | 0 | 2 | 0 | 1 | E | 9 | 1 | E | 9 | 9.2 | E | 9 | 3.2 | E | 9 | 66 | A | 7 | 1004 | E | 9 | 80 | E | 9 | 3.4 | E | 9 | -9900 | ? | 0 | 77777 | E | 9 | 1.7 | E | 8 | 0.065 | F | 8 | 0.18 | F | 8 | -9900 | -9900 | ? | 0
2001-01-05 | 3:00 | 0 | 0 | 0 | 2 | 0 | 0 | 2 | 0 | 0 | 2 | 0 | 0 | 2 | 0 | 0 | 2 | 0 | 0 | 2 | 0 | 0 | 2 | 0 | 8 | E | 9 | 8 | E | 9 | 9.6 | E | 9 | 3.5 | E | 9 | 66 | A | 7 | 1004 | E | 9 | 100 | E | 9 | 4.4 | E | 9 | -9900 | ? | 0 | 3268 | E | 9 | 1.5 | E | 8 | 0.065 | F | 8 | 0.18 | F | 8 | -9900 | -9900 | ? | 0
2001-01-05 | 4:00 | 0 | 0 | 0 | 2 | 0 | 0 | 2 | 0 | 0 | 2 | 0 | 0 | 2 | 0 | 0 | 2 | 0 | 0 | 2 | 0 | 0 | 2 | 0 | 7 | E | 9 | 7 | E | 9 | 9 | E | 9 | 3.9 | E | 9 | 70 | A | 7 | 1004 | E | 9 | 110 | E | 9 | 3.5 | E | 9 | -9900 | ? | 0 | 4857 | E | 9 | 1.4 | E | 8 | 0.065 | F | 8 | 0.18 | F | 8 | -9900 | -9900 | ? | 0
2001-01-05 | 5:00 | 0 | 0 | 0 | 2 | 0 | 0 | 2 | 0 | 0 | 2 | 0 | 0 | 2 | 0 | 0 | 2 | 0 | 0 | 2 | 0 | 0 | 2 | 0 | 7 | E | 9 | 7 | E | 9 | 9.4 | E | 9 | 4.2 | E | 9 | 70 | A | 7 | 1004 | E | 9 | 130 | E | 9 | 4 | E | 9 | -9900 | ? | 0 | 6052 | E | 9 | 1.3 | E | 8 | 0.065 | F | 8 | 0.18 | F | 8 | -9900 | -9900 | ? | 0
2001-01-05 | 6:00 | 0 | 0 | 0 | 2 | 0 | 0 | 2 | 0 | 0 | 2 | 0 | 0 | 2 | 0 | 0 | 2 | 0 | 0 | 2 | 0 | 0 | 2 | 0 | 7 | E | 9 | 7 | E | 9 | 9.9 | E | 9 | 4.6 | E | 9 | 70 | A | 7 | 1004 | E | 9 | 150 | E | 9 | 4.1 | E | 9 | -9900 | ? | 0 | 7554 | E | 9 | 1.1 | E | 8 | 0.065 | F | 8 | 0.18 | F | 8 | -9900 | -9900 | ? | 0
2001-01-05 | 7:00 | 0 | 0 | 0 | 2 | 0 | 0 | 2 | 0 | 0 | 2 | 0 | 0 | 2 | 0 | 0 | 2 | 0 | 0 | 2 | 0 | 0 | 2 | 0 | 6 | E | 9 | 6 | E | 9 | 9.3 | E | 9 | 4.9 | E | 9 | 74 | A | 7 | 1004 | E | 9 | 160 | E | 9 | 3.6 | E | 9 | -9900 | ? | 0 | 8951 | E | 9 | 1 | E | 8 | 0.065 | F | 8 | 0.18 | F | 8 | -9900 | -9900 | ? | 0
2001-01-05 | 8:00 | 2 | 200 | 0 | 2 | 8 | 0 | 2 | 15 | 0 | 2 | 8 | 0 | 2 | 8 | 0 | 2 | 15 | 0 | 2 | 8 | 0 | 2 | 19 | 6 | E | 9 | 6 | E | 9 | 9.7 | E | 9 | 5.2 | E | 9 | 74 | A | 7 | 1004 | E | 9 | 190 | E | 9 | 2.7 | E | 9 | -9900 | ? | 0 | 10521 | E | 9 | 0.9 | E | 8 | 0.065 | F | 8 | 0.18 | F | 8 | -9900 | -9900 | ? | 0
2001-01-05 | 9:00 | 128 | 1415 | 51 | 2 | 8 | 265 | 2 | 15 | 26 | 2 | 8 | 51 | 2 | 8 | 142 | 2 | 15 | 38 | 2 | 8 | 46 | 2 | 19 | 4 | E | 9 | 4 | E | 9 | 10.1 | E | 9 | 5.6 | E | 9 | 74 | A | 7 | 1004 | E | 9 | 200 | E | 9 | 3.7 | E | 9 | -9900 | ? | 0 | 11970 | E | 9 | 0.7 | E | 8 | 0.065 | F | 8 | 0.18 | F | 8 | -9900 | -9900 | ? | 0
2001-01-05 | 10:00 | 311 | 1415 | 157 | 2 | 8 | 368 | 2 | 15 | 76 | 2 | 8 | 163 | 2 | 8 | 288 | 2 | 15 | 99 | 2 | 8 | 140 | 2 | 19 | 4 | E | 9 | 4 | E | 9 | 10.5 | E | 9 | 4.9 | E | 9 | 68 | A | 7 | 1004 | E | 9 | 220 | E | 9 | 3.3 | E | 9 | -9900 | ? | 0 | 13839 | E | 9 | 0.6 | E | 8 | 0.065 | F | 8 | 0.18 | F | 8 | -9900 | -9900 | ? | 0
2001-01-05 | 11:00 | 448 | 1415 | 281 | 2 | 8 | 662 | 2 | 15 | 70 | 2 | 8 | 293 | 2 | 8 | 596 | 2 | 15 | 103 | 2 | 8 | 134 | 2 | 19 | 4 | E | 9 | 4 | E | 9 | 11.9 | E | 9 | 6.3 | E | 9 | 69 | A | 7 | 1004 | E | 9 | 240 | E | 9 | 3.8 | E | 9 | -9900 | ? | 0 | 14751 | E | 9 | 0.7 | E | 8 | 0.065 | F | 8 | 0.18 | F | 8 | -9900 | -9900 | ? | 0
2001-01-05 | 12:00 | 530 | 1415 | 344 | 2 | 8 | 551 | 2 | 15 | 137 | 2 | 8 | 358 | 2 | 8 | 520 | 2 | 15 | 162 | 2 | 8 | 268 | 2 | 19 | 3 | E | 9 | 3 | E | 9 | 12.3 | E | 9 | 6.6 | E | 9 | 68 | A | 7 | 1004 | E | 9 | 250 | E | 9 | 2.9 | E | 9 | -9900 | ? | 0 | 16201 | E | 9 | 0.8 | E | 8 | 0.065 | F | 8 | 0.18 | F | 8 | -9900 | -9900 | ? | 0
2001-01-05 | 13:00 | 550 | 1415 | 155 | 2 | 8 | 18 | 2 | 15 | 148 | 2 | 8 | 175 | 2 | 8 | 13 | 2 | 15 | 170 | 2 | 8 | 560 | 2 | 19 | 2 | E | 9 | 2 | E | 9 | 12.8 | E | 9 | 7 | E | 9 | 68 | A | 7 | 1004 | E | 9 | 280 | E | 9 | 4.4 | E | 9 | -9900 | ? | 0 | 17650 | E | 9 | 0.8 | E | 8 | 0.065 | F | 8 | 0.18 | F | 8 | -9900 | -9900 | ? | 0
2001-01-05 | 14:00 | 506 | 1415 | 177 | 2 | 8 | 50 | 2 | 15 | 159 | 2 | 8 | 194 | 2 | 8 | 47 | 2 | 15 | 177 | 2 | 8 | 424 | 2 | 19 | 2 | E | 9 | 2 | E | 9 | 13.2 | E | 9 | 7.3 | E | 9 | 67 | A | 7 | 1004 | E | 9 | 290 | E | 9 | 5.6 | E | 9 | -9900 | ? | 0 | 19100 | E | 9 | 0.9 | E | 8 | 0.065 | F | 8 | 0.18 | F | 8 | -9900 | -9900 | ? | 0
2001-01-05 | 15:00 | 403 | 1415 | 136 | 2 | 8 | 46 | 2 | 15 | 123 | 2 | 8 | 149 | 2 | 8 | 42 | 2 | 15 | 137 | 2 | 8 | 313 | 2 | 19 | 1 | E | 9 | 0 | E | 9 | 13.6 | E | 9 | 6.7 | E | 9 | 63 | A | 7 | 1004 | E | 9 | 300 | E | 9 | 5.6 | E | 9 | -9900 | ? | 0 | 20550 | E | 9 | 1 | E | 8 | 0.065 | F | 8 | 0.18 | F | 8 | -9900 | -9900 | ? | 0
2001-01-05 | 16:00 | 247 | 1415 | 168 | 2 | 8 | 289 | 2 | 15 | 117 | 2 | 8 | 169 | 2 | 8 | 199 | 2 | 15 | 134 | 2 | 8 | 261 | 2 | 19 | 0 | E | 9 | 0 | E | 9 | 14 | A | 7 | 7 | A | 7 | 63 | A | 7 | 1004 | E | 9 | 320 | A | 7 | 4.1 | A | 7 | 16100 | A | 7 | 77777 | A | 7 | 1 | E | 8 | 0.065 | F | 8 | 0.18 | F | 8 | -9900 | -9900 | ? | 0
2001-01-05 | 17:00 | 60 | 1097 | 14 | 2 | 8 | 108 | 2 | 15 | 9 | 2 | 8 | 16 | 2 | 8 | 50 | 2 | 15 | 13 | 2 | 8 | 17 | 2 | 19 | 6 | E | 9 | 6 | E | 9 | 12.5 | E | 9 | 6.9 | E | 9 | 69 | A | 7 | 1004 | E | 9 | 120 | E | 9 | 5.3 | E | 9 | -9900 | ? | 0 | 2700 | E | 9 | 1.1 | E | 8 | 0.065 | F | 8 | 0.18 | F | 8 | -9900 | -9900 | ? | 0
2001-01-05 | 18:00 | 0 | 0 | 0 | 2 | 0 | 0 | 2 | 0 | 0 | 2 | 0 | 0 | 2 | 0 | 0 | 2 | 0 | 0 | 2 | 0 | 0 | 2 | 0 | 6 | E | 9 | 5 | E | 9 | 9.1 | E | 9 | 6.5 | E | 9 | 84 | A | 7 | 1004 | E | 9 | 270 | E | 9 | 3.4 | E | 9 | -9900 | ? | 0 | 600 | E | 9 | 1.2 | E | 8 | 0.065 | F | 8 | 0.18 | F | 8 | -9900 | -9900 | ? | 0
2001-01-05 | 19:00 | 0 | 0 | 0 | 2 | 0 | 0 | 2 | 0 | 0 | 2 | 0 | 0 | 2 | 0 | 0 | 2 | 0 | 0 | 2 | 0 | 0 | 2 | 0 | 7 | E | 9 | 6 | E | 9 | 7.7 | E | 9 | 5.2 | E | 9 | 84 | A | 7 | 1004 | E | 9 | 240 | E | 9 | 3.1 | E | 9 | -9900 | ? | 0 | 600 | E | 9 | 1.2 | E | 8 | 0.065 | F | 8 | 0.18 | F | 8 | -9900 | -9900 | ? | 0
2001-01-05 | 20:00 | 0 | 0 | 0 | 2 | 0 | 0 | 2 | 0 | 0 | 2 | 0 | 0 | 2 | 0 | 0 | 2 | 0 | 0 | 2 | 0 | 0 | 2 | 0 | 7 | E | 9 | 6 | E | 9 | 5.3 | E | 9 | 3.8 | E | 9 | 90 | A | 7 | 1004 | E | 9 | 360 | E | 9 | 4.2 | E | 9 | -9900 | ? | 0 | 480 | E | 9 | 1.3 | E | 8 | 0.065 | F | 8 | 0.18 | F | 8 | -9900 | -9900 | ? | 0
2001-01-05 | 21:00 | 0 | 0 | 0 | 2 | 0 | 0 | 2 | 0 | 0 | 2 | 0 | 0 | 2 | 0 | 0 | 2 | 0 | 0 | 2 | 0 | 0 | 2 | 0 | 7 | E | 9 | 7 | E | 9 | 4.9 | E | 9 | 3.5 | E | 9 | 91 | A | 7 | 1004 | E | 9 | 190 | E | 9 | 2.4 | E | 9 | -9900 | ? | 0 | 30 | E | 9 | 1.4 | E | 8 | 0.065 | F | 8 | 0.18 | F | 8 | -9900 | -9900 | ? | 0
2001-01-05 | 22:00 | 0 | 0 | 0 | 2 | 0 | 0 | 2 | 0 | 0 | 2 | 0 | 0 | 2 | 0 | 0 | 2 | 0 | 0 | 2 | 0 | 0 | 2 | 0 | 8 | E | 9 | 8 | E | 9 | 3.4 | E | 9 | 2.1 | E | 9 | 91 | A | 7 | 1004 | E | 9 | 160 | E | 9 | 2.1 | E | 9 | -9900 | ? | 0 | 30 | E | 9 | 1.5 | E | 8 | 0.065 | F | 8 | 0.18 | F | 8 | -9900 | -9900 | ? | 0
2001-01-05 | 23:00 | 0 | 0 | 0 | 2 | 0 | 0 | 2 | 0 | 0 | 2 | 0 | 0 | 2 | 0 | 0 | 2 | 0 | 0 | 2 | 0 | 0 | 2 | 0 | 8 | E | 9 | 8 | E | 9 | 3 | E | 9 | 0.7 | E | 9 | 85 | A | 7 | 1004 | E | 9 | 130 | E | 9 | 1.7 | E | 9 | -9900 | ? | 0 | 30 | E | 9 | 1.4 | E | 8 | 0.065 | F | 8 | 0.18 | F | 8 | -9900 | -9900 | ? | 0
2001-01-05 | 24:00 | 0 | 0 | 0 | 2 | 0 | 0 | 2 | 0 | 0 | 2 | 0 | 0 | 2 | 0 | 0 | 2 | 0 | 0 | 2 | 0 | 0 | 2 | 0 | 9 | E | 9 | 8 | E | 9 | 1.6 | E | 9 | -0.6 | E | 9 | 85 | A | 7 | 1004 | E | 9 | 110 | E | 9 | 1.4 | E | 9 | -9900 | ? | 0 | 630 | E | 9 | 1.3 | E | 8 | 0.065 | F | 8 | 0.18 | F | 8 | -9900 | -9900 | ? | 0
2001-01-06 | 1:00 | 0 | 0 | 0 | 2 | 0 | 0 | 2 | 0 | 0 | 2 | 0 | 0 | 2 | 0 | 0 | 2 | 0 | 0 | 2 | 0 | 0 | 2 | 0 | 9 | E | 9 | 9 | E | 9 | 1.2 | E | 9 | -1 | E | 9 | 84 | A | 7 | 1004 | E | 9 | 80 | E | 9 | 1 | E | 9 | -9900 | ? | 0 | 30 | E | 9 | 1.3 | E | 8 | 0.065 | F | 8 | 0.18 | F | 8 | -9900 | -9900 | ? | 0
2001-01-06 | 2:00 | 0 | 0 | 0 | 2 | 0 | 0 | 2 | 0 | 0 | 2 | 0 | 0 | 2 | 0 | 0 | 2 | 0 | 0 | 2 | 0 | 0 | 2 | 0 | 9 | E | 9 | 9 | E | 9 | 1.8 | E | 9 | 0.7 | E | 9 | 92 | A | 7 | 1004 | E | 9 | 50 | E | 9 | 0.7 | E | 9 | -9900 | ? | 0 | 30 | E | 9 | 1.2 | E | 8 | 0.065 | F | 8 | 0.18 | F | 8 | -9900 | -9900 | ? | 0
2001-01-06 | 3:00 | 0 | 0 | 0 | 2 | 0 | 0 | 2 | 0 | 0 | 2 | 0 | 0 | 2 | 0 | 0 | 2 | 0 | 0 | 2 | 0 | 0 | 2 | 0 | 10 | E | 9 | 10 | E | 9 | 1.4 | E | 9 | -0.7 | E | 9 | 85 | A | 7 | 1004 | E | 9 | 30 | E | 9 | 0.3 | E | 9 | -9900 | ? | 0 | 600 | E | 9 | 1.2 | E | 8 | 0.065 | F | 8 | 0.18 | F | 8 | -9900 | -9900 | ? | 0
2001-01-06 | 4:00 | 0 | 0 | 0 | 2 | 0 | 0 | 2 | 0 | 0 | 2 | 0 | 0 | 2 | 0 | 0 | 2 | 0 | 0 | 2 | 0 | 0 | 2 | 0 | 10 | E | 9 | 10 | E | 9 | 0 | E | 9 | -1 | E | 9 | 92 | A | 7 | 1004 | E | 9 | 0 | E | 9 | 0 | E | 9 | -9900 | ? | 0 | 30 | E | 9 | 1.1 | E | 8 | 0.065 | F | 8 | 0.18 | F | 8 | -9900 | -9900 | ? | 0
2001-01-06 | 5:00 | 0 | 0 | 0 | 2 | 0 | 0 | 2 | 0 | 0 | 2 | 0 | 0 | 2 | 0 | 0 | 2 | 0 | 0 | 2 | 0 | 0 | 2 | 0 | 10 | E | 9 | 10 | E | 9 | 1 | E | 9 | -1 | E | 9 | 86 | A | 7 | 1004 | E | 9 | 0 | E | 9 | 0 | E | 9 | -9900 | ? | 0 | 750 | E | 9 | 1.1 | E | 8 | 0.065 | F | 8 | 0.18 | F | 8 | -9900 | -9900 | ? | 0
2001-01-06 | 6:00 | 0 | 0 | 0 | 2 | 0 | 0 | 2 | 0 | 0 | 2 | 0 | 0 | 2 | 0 | 0 | 2 | 0 | 0 | 2 | 0 | 0 | 2 | 0 | 10 | E | 9 | 10 | E | 9 | 0 | E | 9 | -1 | E | 9 | 92 | A | 7 | 1004 | E | 9 | 200 | E | 9 | 1.5 | E | 9 | -9900 | ? | 0 | 540 | E | 9 | 1 | E | 8 | 0.065 | F | 8 | 0.18 | F | 8 | -9900 | -9900 | ? | 0
2001-01-06 | 7:00 | 0 | 0 | 0 | 2 | 0 | 0 | 2 | 0 | 0 | 2 | 0 | 0 | 2 | 0 | 0 | 2 | 0 | 0 | 2 | 0 | 0 | 2 | 0 | 10 | E | 9 | 10 | E | 9 | 0 | E | 9 | -1 | E | 9 | 92 | A | 7 | 1004 | E | 9 | 0 | E | 9 | 0 | E | 9 | -9900 | ? | 0 | 480 | E | 9 | 1 | E | 8 | 0.065 | F | 8 | 0.18 | F | 8 | -9900 | -9900 | ? | 0
2001-01-06 | 8:00 | 2 | 200 | 0 | 2 | 8 | 0 | 2 | 15 | 0 | 2 | 8 | 0 | 2 | 8 | 0 | 2 | 15 | 0 | 2 | 8 | 0 | 2 | 19 | 10 | E | 9 | 10 | E | 9 | 1 | E | 9 | 0 | E | 9 | 93 | A | 7 | 1004 | E | 9 | 170 | E | 9 | 2.1 | E | 9 | -9900 | ? | 0 | 480 | E | 9 | 0.9 | E | 8 | 0.065 | F | 8 | 0.18 | F | 8 | -9900 | -9900 | ? | 0
2001-01-06 | 9:00 | 129 | 1415 | 46 | 2 | 8 | 160 | 2 | 15 | 31 | 2 | 8 | 47 | 2 | 8 | 78 | 2 | 15 | 40 | 2 | 8 | 56 | 2 | 19 | 10 | E | 9 | 10 | E | 9 | 1 | E | 9 | 0 | E | 9 | 93 | A | 7 | 1004 | E | 9 | 180 | E | 9 | 3.1 | E | 9 | -9900 | ? | 0 | 480 | E | 9 | 0.9 | E | 8 | 0.065 | F | 8 | 0.18 | F | 8 | -9900 | -9900 | ? | 0
2001-01-06 | 10:00 | 312 | 1415 | 83 | 2 | 8 | 27 | 2 | 15 | 77 | 2 | 8 | 91 | 2 | 8 | 23 | 2 | 15 | 86 | 2 | 8 | 197 | 2 | 19 | 10 | E | 9 | 10 | E | 9 | 2 | E | 9 | 0 | E | 9 | 87 | A | 7 | 1004 | E | 9 | 160 | E | 9 | 3.6 | E | 9 | -9900 | ? | 0 | 600 | E | 9 | 0.8 | E | 8 | 0.065 | F | 8 | 0.18 | F | 8 | -9900 | -9900 | ? | 0
2001-01-06 | 11:00 | 450 | 1415 | 73 | 2 | 8 | 0 | 2 | 15 | 73 | 2 | 8 | 85 | 2 | 8 | 0 | 2 | 15 | 85 | 2 | 8 | 300 | 2 | 19 | 10 | E | 9 | 10 | E | 9 | 3 | E | 9 | 1 | E | 9 | 87 | A | 7 | 1004 | E | 9 | 190 | E | 9 | 4.6 | E | 9 | -9900 | ? | 0 | 210 | E | 9 | 0.9 | E | 8 | 0.065 | F | 8 | 0.18 | F | 8 | -9900 | -9900 | ? | 0
2001-01-06 | 12:00 | 532 | 1415 | 172 | 2 | 8 | 36 | 2 | 15 | 159 | 2 | 8 | 189 | 2 | 8 | 34 | 2 | 15 | 176 | 2 | 8 | 435 | 2 | 19 | 10 | E | 9 | 10 | E | 9 | 4 | E | 9 | 2 | E | 9 | 87 | A | 7 | 1004 | E | 9 | 170 | E | 9 | 6.2 | E | 9 | -9900 | ? | 0 | 540 | E | 9 | 0.9 | E | 8 | 0.065 | F | 8 | 0.18 | F | 8 | -9900 | -9900 | ? | 0
2001-01-06 | 13:00 | 552 | 1415 | 130 | 2 | 8 | 0 | 2 | 15 | 130 | 2 | 8 | 148 | 2 | 8 | 0 | 2 | 15 | 148 | 2 | 8 | 513 | 2 | 19 | 10 | E | 9 | 10 | E | 9 | 4 | E | 9 | 2 | E | 9 | 87 | A | 7 | 1004 | E | 9 | 170 | E | 9 | 7.7 | E | 9 | -9900 | ? | 0 | 180 | E | 9 | 1 | E | 8 | 0.065 | F | 8 | 0.18 | F | 8 | -9900 | -9900 | ? | 0
2001-01-06 | 14:00 | 510 | 1415 | 177 | 2 | 8 | 62 | 2 | 15 | 154 | 2 | 8 | 193 | 2 | 8 | 59 | 2 | 15 | 172 | 2 | 8 | 415 | 2 | 19 | 10 | E | 9 | 10 | E | 9 | 4 | E | 9 | 2 | E | 9 | 87 | A | 7 | 1004 | E | 9 | 170 | E | 9 | 6.2 | E | 9 | -9900 | ? | 0 | 180 | E | 9 | 1 | E | 8 | 0.065 | F | 8 | 0.18 | F | 8 | -9900 | -9900 | ? | 0
2001-01-06 | 15:00 | 407 | 1415 | 239 | 2 | 8 | 407 | 2 | 15 | 121 | 2 | 8 | 243 | 2 | 8 | 353 | 2 | 15 | 141 | 2 | 8 | 233 | 2 | 19 | 10 | E | 9 | 10 | E | 9 | 4 | E | 9 | 3 | E | 9 | 93 | A | 7 | 1004 | E | 9 | 170 | E | 9 | 3.6 | E | 9 | -9900 | ? | 0 | 180 | E | 9 | 1.1 | E | 8 | 0.065 | F | 8 | 0.18 | F | 8 | -9900 | -9900 | ? | 0
2001-01-06 | 16:00 | 251 | 1415 | 165 | 2 | 8 | 367 | 2 | 15 | 100 | 2 | 8 | 162 | 2 | 8 | 257 | 2 | 15 | 117 | 2 | 8 | 197 | 2 | 19 | 10 | E | 9 | 10 | E | 9 | 5 | E | 9 | 3 | E | 9 | 87 | A | 7 | 1004 | E | 9 | 190 | E | 9 | 4.6 | E | 9 | -9900 | ? | 0 | 180 | E | 9 | 1.1 | E | 8 | 0.065 | F | 8 | 0.18 | F | 8 | -9900 | -9900 | ? | 0
2001-01-06 | 17:00 | 63 | 1120 | 15 | 2 | 8 | 141 | 2 | 15 | 9 | 2 | 8 | 19 | 2 | 8 | 66 | 2 | 15 | 15 | 2 | 8 | 18 | 2 | 19 | 10 | E | 9 | 10 | E | 9 | 5 | E | 9 | 3 | E | 9 | 87 | A | 7 | 1004 | E | 9 | 180 | E | 9 | 6.7 | E | 9 | -9900 | ? | 0 | 480 | E | 9 | 1.2 | E | 8 | 0.065 | F | 8 | 0.18 | F | 8 | -9900 | -9900 | ? | 0
2001-01-06 | 18:00 | 0 | 0 | 0 | 2 | 0 | 0 | 2 | 0 | 0 | 2 | 0 | 0 | 2 | 0 | 0 | 2 | 0 | 0 | 2 | 0 | 0 | 2 | 0 | 10 | E | 9 | 10 | E | 9 | 5 | E | 9 | 3 | E | 9 | 87 | A | 7 | 1004 | E | 9 | 180 | E | 9 | 6.7 | E | 9 | -9900 | ? | 0 | 150 | E | 9 | 1.2 | E | 8 | 0.065 | F | 8 | 0.18 | F | 8 | -9900 | -9900 | ? | 0
2001-01-06 | 19:00 | 0 | 0 | 0 | 2 | 0 | 0 | 2 | 0 | 0 | 2 | 0 | 0 | 2 | 0 | 0 | 2 | 0 | 0 | 2 | 0 | 0 | 2 | 0 | 10 | E | 9 | 10 | E | 9 | 6 | E | 9 | 3 | E | 9 | 81 | A | 7 | 1004 | E | 9 | 180 | E | 9 | 6.7 | E | 9 | -9900 | ? | 0 | 180 | E | 9 | 1.2 | E | 8 | 0.065 | F | 8 | 0.18 | F | 8 | -9900 | -9900 | ? | 0
2001-01-06 | 20:00 | 0 | 0 | 0 | 2 | 0 | 0 | 2 | 0 | 0 | 2 | 0 | 0 | 2 | 0 | 0 | 2 | 0 | 0 | 2 | 0 | 0 | 2 | 0 | 10 | E | 9 | 10 | E | 9 | 6 | E | 9 | 3 | E | 9 | 81 | A | 7 | 1004 | E | 9 | 170 | E | 9 | 5.7 | E | 9 | -9900 | ? | 0 | 810 | E | 9 | 1.3 | E | 8 | 0.065 | F | 8 | 0.18 | F | 8 | -9900 | -9900 | ? | 0
2001-01-06 | 21:00 | 0 | 0 | 0 | 2 | 0 | 0 | 2 | 0 | 0 | 2 | 0 | 0 | 2 | 0 | 0 | 2 | 0 | 0 | 2 | 0 | 0 | 2 | 0 | 10 | E | 9 | 10 | E | 9 | 6 | E | 9 | 3 | E | 9 | 81 | A | 7 | 1004 | E | 9 | 170 | E | 9 | 5.7 | E | 9 | -9900 | ? | 0 | 120 | E | 9 | 1.3 | E | 8 | 0.065 | F | 8 | 0.18 | F | 8 | -9900 | -9900 | ? | 0
2001-01-06 | 22:00 | 0 | 0 | 0 | 2 | 0 | 0 | 2 | 0 | 0 | 2 | 0 | 0 | 2 | 0 | 0 | 2 | 0 | 0 | 2 | 0 | 0 | 2 | 0 | 10 | E | 9 | 10 | E | 9 | 6 | E | 9 | 3 | E | 9 | 81 | A | 7 | 1004 | E | 9 | 160 | E | 9 | 5.7 | E | 9 | -9900 | ? | 0 | 360 | E | 9 | 1.4 | E | 8 | 0.065 | F | 8 | 0.18 | F | 8 | -9900 | -9900 | ? | 0
2001-01-06 | 23:00 | 0 | 0 | 0 | 2 | 0 | 0 | 2 | 0 | 0 | 2 | 0 | 0 | 2 | 0 | 0 | 2 | 0 | 0 | 2 | 0 | 0 | 2 | 0 | 10 | E | 9 | 10 | E | 9 | 6 | E | 9 | 4 | E | 9 | 87 | A | 7 | 1004 | E | 9 | 170 | E | 9 | 5.7 | E | 9 | -9900 | ? | 0 | 180 | E | 9 | 1.3 | E | 8 | 0.065 | F | 8 | 0.18 | F | 8 | -9900 | -9900 | ? | 0
2001-01-06 | 24:00 | 0 | 0 | 0 | 2 | 0 | 0 | 2 | 0 | 0 | 2 | 0 | 0 | 2 | 0 | 0 | 2 | 0 | 0 | 2 | 0 | 0 | 2 | 0 | 10 | E | 9 | 10 | E | 9 | 6 | E | 9 | 4 | E | 9 | 87 | A | 7 | 1004 | E | 9 | 160 | E | 9 | 5.1 | E | 9 | -9900 | ? | 0 | 150 | E | 9 | 1.3 | E | 8 | 0.065 | F | 8 | 0.18 | F | 8 | -9900 | -9900 | ? | 0
2001-01-07 | 1:00 | 0 | 0 | 0 | 2 | 0 | 0 | 2 | 0 | 0 | 2 | 0 | 0 | 2 | 0 | 0 | 2 | 0 | 0 | 2 | 0 | 0 | 2 | 0 | 10 | E | 9 | 10 | E | 9 | 6 | E | 9 | 4 | E | 9 | 87 | A | 7 | 1004 | E | 9 | 160 | E | 9 | 5.1 | E | 9 | -9900 | ? | 0 | 120 | E | 9 | 1.2 | E | 8 | 0.065 | F | 8 | 0.18 | F | 8 | -9900 | -9900 | ? | 0
2001-01-07 | 2:00 | 0 | 0 | 0 | 2 | 0 | 0 | 2 | 0 | 0 | 2 | 0 | 0 | 2 | 0 | 0 | 2 | 0 | 0 | 2 | 0 | 0 | 2 | 0 | 10 | E | 9 | 10 | E | 9 | 6 | E | 9 | 4 | E | 9 | 87 | A | 7 | 1004 | E | 9 | 180 | E | 9 | 4.1 | E | 9 | -9900 | ? | 0 | 540 | E | 9 | 1.2 | E | 8 | 0.065 | F | 8 | 0.18 | F | 8 | -9900 | -9900 | ? | 0
2001-01-07 | 3:00 | 0 | 0 | 0 | 2 | 0 | 0 | 2 | 0 | 0 | 2 | 0 | 0 | 2 | 0 | 0 | 2 | 0 | 0 | 2 | 0 | 0 | 2 | 0 | 10 | E | 9 | 10 | E | 9 | 6 | E | 9 | 4 | E | 9 | 87 | A | 7 | 1004 | E | 9 | 180 | E | 9 | 4.1 | E | 9 | -9900 | ? | 0 | 390 | E | 9 | 1.1 | E | 8 | 0.065 | F | 8 | 0.18 | F | 8 | -9900 | -9900 | ? | 0
2001-01-07 | 4:00 | 0 | 0 | 0 | 2 | 0 | 0 | 2 | 0 | 0 | 2 | 0 | 0 | 2 | 0 | 0 | 2 | 0 | 0 | 2 | 0 | 0 | 2 | 0 | 10 | E | 9 | 10 | E | 9 | 6 | E | 9 | 4 | E | 9 | 87 | A | 7 | 1004 | E | 9 | 180 | E | 9 | 2.6 | E | 9 | -9900 | ? | 0 | 540 | E | 9 | 1.1 | E | 8 | 0.065 | F | 8 | 0.18 | F | 8 | -9900 | -9900 | ? | 0
2001-01-07 | 5:00 | 0 | 0 | 0 | 2 | 0 | 0 | 2 | 0 | 0 | 2 | 0 | 0 | 2 | 0 | 0 | 2 | 0 | 0 | 2 | 0 | 0 | 2 | 0 | 10 | E | 9 | 10 | E | 9 | 7 | E | 9 | 4 | E | 9 | 81 | A | 7 | 1004 | E | 9 | 160 | E | 9 | 6.2 | E | 9 | -9900 | ? | 0 | 90 | E | 9 | 1 | E | 8 | 0.065 | F | 8 | 0.18 | F | 8 | -9900 | -9900 | ? | 0
2001-01-07 | 6:00 | 0 | 0 | 0 | 2 | 0 | 0 | 2 | 0 | 0 | 2 | 0 | 0 | 2 | 0 | 0 | 2 | 0 | 0 | 2 | 0 | 0 | 2 | 0 | 10 | E | 9 | 10 | E | 9 | 7 | E | 9 | 5 | E | 9 | 87 | A | 7 | 1004 | E | 9 | 180 | E | 9 | 3.6 | E | 9 | -9900 | ? | 0 | 60 | E | 9 | 0.9 | E | 8 | 0.065 | F | 8 | 0.18 | F | 8 | -9900 | -9900 | ? | 0
2001-01-07 | 7:00 | 0 | 0 | 0 | 2 | 0 | 0 | 2 | 0 | 0 | 2 | 0 | 0 | 2 | 0 | 0 | 2 | 0 | 0 | 2 | 0 | 0 | 2 | 0 | 10 | E | 9 | 10 | E | 9 | 7 | E | 9 | 5 | E | 9 | 87 | A | 7 | 1004 | E | 9 | 250 | E | 9 | 1.5 | E | 9 | -9900 | ? | 0 | 60 | E | 9 | 0.9 | E | 8 | 0.065 | F | 8 | 0.18 | F | 8 | -9900 | -9900 | ? | 0
2001-01-07 | 8:00 | 2 | 224 | 0 | 2 | 8 | 0 | 2 | 15 | 0 | 2 | 8 | 0 | 2 | 8 | 0 | 2 | 15 | 0 | 2 | 8 | 0 | 2 | 19 | 10 | E | 9 | 10 | E | 9 | 7 | E | 9 | 5 | E | 9 | 87 | A | 7 | 1004 | E | 9 | 30 | E | 9 | 2.6 | E | 9 | -9900 | ? | 0 | 810 | E | 9 | 0.8 | E | 8 | 0.065 | F | 8 | 0.18 | F | 8 | -9900 | -9900 | ? | 0
2001-01-07 | 9:00 | 130 | 1415 | 17 | 2 | 8 | 0 | 2 | 15 | 17 | 2 | 8 | 20 | 2 | 8 | 0 | 2 | 15 | 20 | 2 | 8 | 64 | 2 | 19 | 10 | E | 9 | 10 | E | 9 | 7 | E | 9 | 6 | E | 9 | 93 | A | 7 | 1004 | E | 9 | 360 | E | 9 | 2.6 | E | 9 | -9900 | ? | 0 | 990 | E | 9 | 0.8 | E | 8 | 0.065 | F | 8 | 0.18 | F | 8 | -9900 | -9900 | ? | 0
2001-01-07 | 10:00 | 313 | 1415 | 174 | 2 | 8 | 395 | 2 | 15 | 86 | 2 | 8 | 178 | 2 | 8 | 310 | 2 | 15 | 109 | 2 | 8 | 161 | 2 | 19 | 8 | E | 9 | 8 | E | 9 | 8 | E | 9 | 6 | E | 9 | 87 | A | 7 | 1004 | E | 9 | 0 | E | 9 | 0 | E | 9 | -9900 | ? | 0 | 1050 | E | 9 | 0.7 | E | 8 | 0.065 | F | 8 | 0.18 | F | 8 | -9900 | -9900 | ? | 0
2001-01-07 | 11:00 | 452 | 1415 | 213 | 2 | 8 | 242 | 2 | 15 | 136 | 2 | 8 | 225 | 2 | 8 | 223 | 2 | 15 | 153 | 2 | 8 | 280 | 2 | 19 | 7 | E | 9 | 7 | E | 9 | 10 | E | 9 | 7 | E | 9 | 82 | A | 7 | 1004 | E | 9 | 290 | E | 9 | 1.5 | E | 9 | -9900 | ? | 0 | 77777 | E | 9 | 0.7 | E | 8 | 0.065 | F | 8 | 0.18 | F | 8 | -9900 | -9900 | ? | 0
2001-01-07 | 12:00 | 535 | 1415 | 132 | 2 | 8 | 0 | 2 | 15 | 132 | 2 | 8 | 150 | 2 | 8 | 0 | 2 | 15 | 150 | 2 | 8 | 510 | 2 | 19 | 9 | E | 9 | 9 | E | 9 | 11 | E | 9 | 8 | E | 9 | 82 | A | 7 | 1004 | E | 9 | 0 | E | 9 | 0 | E | 9 | -9900 | ? | 0 | 2100 | E | 9 | 0.7 | E | 8 | 0.065 | F | 8 | 0.18 | F | 8 | -9900 | -9900 | ? | 0
2001-01-07 | 13:00 | 555 | 1415 | 93 | 2 | 8 | 0 | 2 | 15 | 93 | 2 | 8 | 109 | 2 | 8 | 0 | 2 | 15 | 109 | 2 | 8 | 397 | 2 | 19 | 4 | E | 9 | 4 | E | 9 | 12 | E | 9 | 8 | E | 9 | 76 | A | 7 | 1004 | E | 9 | 260 | E | 9 | 2.6 | E | 9 | -9900 | ? | 0 | 77777 | E | 9 | 0.7 | E | 8 | 0.065 | F | 8 | 0.18 | F | 8 | -9900 | -9900 | ? | 0
2001-01-07 | 14:00 | 513 | 1415 | 88 | 2 | 8 | 0 | 2 | 15 | 88 | 2 | 8 | 103 | 2 | 8 | 0 | 2 | 15 | 103 | 2 | 8 | 368 | 2 | 19 | 2 | E | 9 | 2 | E | 9 | 12 | E | 9 | 8 | E | 9 | 76 | A | 7 | 1004 | E | 9 | 280 | E | 9 | 2.1 | E | 9 | -9900 | ? | 0 | 77777 | E | 9 | 0.7 | E | 8 | 0.065 | F | 8 | 0.18 | F | 8 | -9900 | -9900 | ? | 0
2001-01-07 | 15:00 | 410 | 1415 | 79 | 2 | 8 | 0 | 2 | 15 | 79 | 2 | 8 | 91 | 2 | 8 | 0 | 2 | 15 | 91 | 2 | 8 | 309 | 2 | 19 | 5 | E | 9 | 5 | E | 9 | 12 | E | 9 | 8 | E | 9 | 76 | A | 7 | 1004 | E | 9 | 270 | E | 9 | 2.1 | E | 9 | -9900 | ? | 0 | 77777 | E | 9 | 0.7 | E | 8 | 0.065 | F | 8 | 0.18 | F | 8 | -9900 | -9900 | ? | 0
2001-01-07 | 16:00 | 255 | 1415 | 150 | 2 | 8 | 214 | 2 | 15 | 111 | 2 | 8 | 152 | 2 | 8 | 150 | 2 | 15 | 124 | 2 | 8 | 241 | 2 | 19 | 7 | E | 9 | 7 | E | 9 | 11 | E | 9 | 8 | E | 9 | 82 | A | 7 | 1004 | E | 9 | 180 | E | 9 | 2.6 | E | 9 | -9900 | ? | 0 | 77777 | E | 9 | 0.7 | E | 8 | 0.065 | F | 8 | 0.18 | F | 8 | -9900 | -9900 | ? | 0
2001-01-07 | 17:00 | 66 | 1144 | 14 | 2 | 8 | 85 | 2 | 15 | 11 | 2 | 8 | 18 | 2 | 8 | 33 | 2 | 15 | 16 | 2 | 8 | 19 | 2 | 19 | 10 | E | 9 | 10 | E | 9 | 11 | E | 9 | 7 | E | 9 | 76 | A | 7 | 1004 | E | 9 | 180 | E | 9 | 3.6 | E | 9 | -9900 | ? | 0 | 90 | E | 9 | 0.7 | E | 8 | 0.065 | F | 8 | 0.18 | F | 8 | -9900 | -9900 | ? | 0
2001-01-07 | 18:00 | 0 | 0 | 0 | 2 | 0 | 0 | 2 | 0 | 0 | 2 | 0 | 0 | 2 | 0 | 0 | 2 | 0 | 0 | 2 | 0 | 0 | 2 | 0 | 10 | E | 9 | 10 | E | 9 | 10 | E | 9 | 7 | E | 9 | 82 | A | 7 | 1004 | E | 9 | 170 | E | 9 | 4.1 | E | 9 | -9900 | ? | 0 | 1800 | E | 9 | 0.6 | E | 8 | 0.065 | F | 8 | 0.18 | F | 8 | -9900 | -9900 | ? | 0
2001-01-07 | 19:00 | 0 | 0 | 0 | 2 | 0 | 0 | 2 | 0 | 0 | 2 | 0 | 0 | 2 | 0 | 0 | 2 | 0 | 0 | 2 | 0 | 0 | 2 | 0 | 10 | E | 9 | 9 | E | 9 | 9 | E | 9 | 7 | E | 9 | 87 | A | 7 | 1004 | E | 9 | 200 | E | 9 | 2.6 | E | 9 | -9900 | ? | 0 | 1800 | E | 9 | 0.6 | E | 8 | 0.065 | F | 8 | 0.18 | F | 8 | -9900 | -9900 | ? | 0
2001-01-07 | 20:00 | 0 | 0 | 0 | 2 | 0 | 0 | 2 | 0 | 0 | 2 | 0 | 0 | 2 | 0 | 0 | 2 | 0 | 0 | 2 | 0 | 0 | 2 | 0 | 10 | E | 9 | 10 | E | 9 | 9 | E | 9 | 7 | E | 9 | 87 | A | 7 | 1004 | E | 9 | 180 | E | 9 | 4.6 | E | 9 | -9900 | ? | 0 | 1020 | E | 9 | 0.6 | E | 8 | 0.065 | F | 8 | 0.18 | F | 8 | -9900 | -9900 | ? | 0
2001-01-07 | 21:00 | 0 | 0 | 0 | 2 | 0 | 0 | 2 | 0 | 0 | 2 | 0 | 0 | 2 | 0 | 0 | 2 | 0 | 0 | 2 | 0 | 0 | 2 | 0 | 10 | E | 9 | 10 | E | 9 | 10 | E | 9 | 7 | E | 9 | 82 | A | 7 | 1004 | E | 9 | 170 | E | 9 | 4.6 | E | 9 | -9900 | ? | 0 | 60 | E | 9 | 0.6 | E | 8 | 0.065 | F | 8 | 0.18 | F | 8 | -9900 | -9900 | ? | 0
2001-01-07 | 22:00 | 0 | 0 | 0 | 2 | 0 | 0 | 2 | 0 | 0 | 2 | 0 | 0 | 2 | 0 | 0 | 2 | 0 | 0 | 2 | 0 | 0 | 2 | 0 | 10 | E | 9 | 10 | E | 9 | 10 | E | 9 | 7 | E | 9 | 82 | A | 7 | 1004 | E | 9 | 170 | E | 9 | 5.1 | E | 9 | -9900 | ? | 0 | 1500 | E | 9 | 0.6 | E | 8 | 0.065 | F | 8 | 0.18 | F | 8 | -9900 | -9900 | ? | 0
2001-01-07 | 23:00 | 0 | 0 | 0 | 2 | 0 | 0 | 2 | 0 | 0 | 2 | 0 | 0 | 2 | 0 | 0 | 2 | 0 | 0 | 2 | 0 | 0 | 2 | 0 | 10 | E | 9 | 10 | E | 9 | 11 | E | 9 | 7 | E | 9 | 76 | A | 7 | 1004 | E | 9 | 170 | E | 9 | 6.7 | E | 9 | -9900 | ? | 0 | 1140 | E | 9 | 0.6 | E | 8 | 0.065 | F | 8 | 0.18 | F | 8 | -9900 | -9900 | ? | 0
2001-01-07 | 24:00 | 0 | 0 | 0 | 2 | 0 | 0 | 2 | 0 | 0 | 2 | 0 | 0 | 2 | 0 | 0 | 2 | 0 | 0 | 2 | 0 | 0 | 2 | 0 | 10 | E | 9 | 10 | E | 9 | 11 | E | 9 | 6 | E | 9 | 71 | A | 7 | 1004 | E | 9 | 180 | E | 9 | 10.3 | E | 9 | -9900 | ? | 0 | 1110 | E | 9 | 0.6 | E | 8 | 0.065 | F | 8 | 0.18 | F | 8 | -9900 | -9900 | ? | 0
2001-01-08 | 1:00 | 0 | 0 | 0 | 2 | 0 | 0 | 2 | 0 | 0 | 2 | 0 | 0 | 2 | 0 | 0 | 2 | 0 | 0 | 2 | 0 | 0 | 2 | 0 | 10 | E | 9 | 10 | E | 9 | 11 | E | 9 | 6 | E | 9 | 71 | A | 7 | 1004 | E | 9 | 180 | E | 9 | 7.2 | E | 9 | -9900 | ? | 0 | 990 | E | 9 | 0.6 | E | 8 | 0.065 | F | 8 | 0.18 | F | 8 | -9900 | -9900 | ? | 0
2001-01-08 | 2:00 | 0 | 0 | 0 | 2 | 0 | 0 | 2 | 0 | 0 | 2 | 0 | 0 | 2 | 0 | 0 | 2 | 0 | 0 | 2 | 0 | 0 | 2 | 0 | 10 | E | 9 | 10 | E | 9 | 10 | E | 9 | 6 | E | 9 | 76 | A | 7 | 1004 | E | 9 | 170 | E | 9 | 6.7 | E | 9 | -9900 | ? | 0 | 60 | E | 9 | 0.6 | E | 8 | 0.065 | F | 8 | 0.18 | F | 8 | -9900 | -9900 | ? | 0
2001-01-08 | 3:00 | 0 | 0 | 0 | 2 | 0 | 0 | 2 | 0 | 0 | 2 | 0 | 0 | 2 | 0 | 0 | 2 | 0 | 0 | 2 | 0 | 0 | 2 | 0 | 10 | E | 9 | 10 | E | 9 | 10 | E | 9 | 6 | E | 9 | 76 | A | 7 | 1004 | E | 9 | 170 | E | 9 | 9.8 | E | 9 | -9900 | ? | 0 | 1140 | E | 9 | 0.6 | E | 8 | 0.065 | F | 8 | 0.18 | F | 8 | -9900 | -9900 | ? | 0
2001-01-08 | 4:00 | 0 | 0 | 0 | 2 | 0 | 0 | 2 | 0 | 0 | 2 | 0 | 0 | 2 | 0 | 0 | 2 | 0 | 0 | 2 | 0 | 0 | 2 | 0 | 10 | E | 9 | 10 | E | 9 | 9 | E | 9 | 6 | E | 9 | 81 | A | 7 | 1004 | E | 9 | 180 | E | 9 | 6.7 | E | 9 | -9900 | ? | 0 | 1140 | E | 9 | 0.6 | E | 8 | 0.065 | F | 8 | 0.18 | F | 8 | -9900 | -9900 | ? | 0
2001-01-08 | 5:00 | 0 | 0 | 0 | 2 | 0 | 0 | 2 | 0 | 0 | 2 | 0 | 0 | 2 | 0 | 0 | 2 | 0 | 0 | 2 | 0 | 0 | 2 | 0 | 10 | E | 9 | 10 | E | 9 | 9 | E | 9 | 5 | E | 9 | 76 | A | 7 | 1004 | E | 9 | 170 | E | 9 | 10.3 | E | 9 | -9900 | ? | 0 | 570 | E | 9 | 0.6 | E | 8 | 0.065 | F | 8 | 0.18 | F | 8 | -9900 | -9900 | ? | 0
2001-01-08 | 6:00 | 0 | 0 | 0 | 2 | 0 | 0 | 2 | 0 | 0 | 2 | 0 | 0 | 2 | 0 | 0 | 2 | 0 | 0 | 2 | 0 | 0 | 2 | 0 | 10 | E | 9 | 10 | E | 9 | 9 | E | 9 | 5 | E | 9 | 76 | A | 7 | 1004 | E | 9 | 170 | E | 9 | 5.7 | E | 9 | -9900 | ? | 0 | 120 | E | 9 | 0.5 | E | 8 | 0.065 | F | 8 | 0.18 | F | 8 | -9900 | -9900 | ? | 0
2001-01-08 | 7:00 | 0 | 0 | 0 | 2 | 0 | 0 | 2 | 0 | 0 | 2 | 0 | 0 | 2 | 0 | 0 | 2 | 0 | 0 | 2 | 0 | 0 | 2 | 0 | 10 | E | 9 | 10 | E | 9 | 9 | E | 9 | 2 | E | 9 | 61 | A | 7 | 1004 | E | 9 | 170 | E | 9 | 8.7 | E | 9 | -9900 | ? | 0 | 150 | E | 9 | 0.5 | E | 8 | 0.065 | F | 8 | 0.18 | F | 8 | -9900 | -9900 | ? | 0
2001-01-08 | 8:00 | 2 | 224 | 0 | 2 | 8 | 0 | 2 | 15 | 0 | 2 | 8 | 0 | 2 | 8 | 0 | 2 | 15 | 0 | 2 | 8 | 0 | 2 | 19 | 10 | E | 9 | 10 | E | 9 | 9 | E | 9 | 3 | E | 9 | 66 | A | 7 | 1004 | E | 9 | 170 | E | 9 | 8.2 | E | 9 | -9900 | ? | 0 | 870 | E | 9 | 0.5 | E | 8 | 0.065 | F | 8 | 0.18 | F | 8 | -9900 | -9900 | ? | 0
2001-01-08 | 9:00 | 131 | 1415 | 27 | 2 | 8 | 25 | 2 | 15 | 24 | 2 | 8 | 29 | 2 | 8 | 13 | 2 | 15 | 28 | 2 | 8 | 50 | 2 | 19 | 10 | E | 9 | 10 | E | 9 | 9 | E | 9 | 3 | E | 9 | 66 | A | 7 | 1004 | E | 9 | 180 | E | 9 | 4.6 | E | 9 | -9900 | ? | 0 | 30 | E | 9 | 0.5 | E | 8 | 0.065 | F | 8 | 0.18 | F | 8 | -9900 | -9900 | ? | 0
2001-01-08 | 10:00 | 315 | 1415 | 31 | 2 | 8 | 0 | 2 | 15 | 31 | 2 | 8 | 37 | 2 | 8 | 0 | 2 | 15 | 37 | 2 | 8 | 130 | 2 | 19 | 9 | E | 9 | 7 | E | 9 | 9 | E | 9 | 2 | E | 9 | 61 | A | 7 | 1004 | E | 9 | 170 | E | 9 | 5.7 | E | 9 | -9900 | ? | 0 | 77777 | E | 9 | 0.5 | E | 8 | 0.065 | F | 8 | 0.18 | F | 8 | -9900 | -9900 | ? | 0
2001-01-08 | 11:00 | 454 | 1415 | 83 | 2 | 8 | 0 | 2 | 15 | 83 | 2 | 8 | 96 | 2 | 8 | 0 | 2 | 15 | 96 | 2 | 8 | 334 | 2 | 19 | 10 | E | 9 | 10 | E | 9 | 9 | E | 9 | 3 | E | 9 | 66 | A | 7 | 1004 | E | 9 | 170 | E | 9 | 8.2 | E | 9 | -9900 | ? | 0 | 30 | E | 9 | 0.6 | E | 8 | 0.065 | F | 8 | 0.18 | F | 8 | -9900 | -9900 | ? | 0
2001-01-08 | 12:00 | 537 | 1415 | 103 | 2 | 8 | 0 | 2 | 15 | 103 | 2 | 8 | 119 | 2 | 8 | 0 | 2 | 15 | 119 | 2 | 8 | 425 | 2 | 19 | 10 | E | 9 | 10 | E | 9 | 9 | E | 9 | 4 | E | 9 | 71 | A | 7 | 1004 | E | 9 | 180 | E | 9 | 11.3 | E | 9 | -9900 | ? | 0 | 60 | E | 9 | 0.6 | E | 8 | 0.065 | F | 8 | 0.18 | F | 8 | -9900 | -9900 | ? | 0
2001-01-08 | 13:00 | 559 | 1415 | 143 | 2 | 8 | 0 | 2 | 15 | 143 | 2 | 8 | 162 | 2 | 8 | 0 | 2 | 15 | 162 | 2 | 8 | 552 | 2 | 19 | 10 | E | 9 | 10 | E | 9 | 8 | E | 9 | 4 | E | 9 | 76 | A | 7 | 1004 | E | 9 | 180 | E | 9 | 9.3 | E | 9 | -9900 | ? | 0 | 60 | E | 9 | 0.7 | E | 8 | 0.065 | F | 8 | 0.18 | F | 8 | -9900 | -9900 | ? | 0
2001-01-08 | 14:00 | 517 | 1415 | 156 | 2 | 8 | 25 | 2 | 15 | 147 | 2 | 8 | 175 | 2 | 8 | 18 | 2 | 15 | 169 | 2 | 8 | 537 | 2 | 19 | 10 | E | 9 | 9 | E | 9 | 9 | E | 9 | 4 | E | 9 | 71 | A | 7 | 1004 | E | 9 | 180 | E | 9 | 7.7 | E | 9 | -9900 | ? | 0 | 3000 | E | 9 | 0.8 | E | 8 | 0.065 | F | 8 | 0.18 | F | 8 | -9900 | -9900 | ? | 0
2001-01-08 | 15:00 | 414 | 1415 | 261 | 2 | 8 | 439 | 2 | 15 | 132 | 2 | 8 | 264 | 2 | 8 | 383 | 2 | 15 | 151 | 2 | 8 | 257 | 2 | 19 | 10 | E | 9 | 10 | E | 9 | 9 | E | 9 | 3 | E | 9 | 66 | A | 7 | 1004 | E | 9 | 180 | E | 9 | 7.7 | E | 9 | -9900 | ? | 0 | 60 | E | 9 | 0.8 | E | 8 | 0.065 | F | 8 | 0.18 | F | 8 | -9900 | -9900 | ? | 0
2001-01-08 | 16:00 | 259 | 1415 | 172 | 2 | 8 | 480 | 2 | 15 | 84 | 2 | 8 | 173 | 2 | 8 | 343 | 2 | 15 | 110 | 2 | 8 | 160 | 2 | 19 | 10 | E | 9 | 10 | E | 9 | 8 | E | 9 | 4 | E | 9 | 76 | A | 7 | 1004 | E | 9 | 180 | E | 9 | 5.7 | E | 9 | -9900 | ? | 0 | 90 | E | 9 | 0.9 | E | 8 | 0.065 | F | 8 | 0.18 | F | 8 | -9900 | -9900 | ? | 0
2001-01-08 | 17:00 | 69 | 1167 | 18 | 2 | 8 | 196 | 2 | 15 | 9 | 2 | 8 | 23 | 2 | 8 | 108 | 2 | 15 | 16 | 2 | 8 | 21 | 2 | 19 | 10 | E | 9 | 10 | E | 9 | 7 | E | 9 | 3 | E | 9 | 76 | A | 7 | 1004 | E | 9 | 180 | E | 9 | 4.6 | E | 9 | -9900 | ? | 0 | 120 | E | 9 | 0.9 | E | 8 | 0.065 | F | 8 | 0.18 | F | 8 | -9900 | -9900 | ? | 0
2001-01-08 | 18:00 | 0 | 0 | 0 | 2 | 0 | 0 | 2 | 0 | 0 | 2 | 0 | 0 | 2 | 0 | 0 | 2 | 0 | 0 | 2 | 0 | 0 | 2 | 0 | 10 | E | 9 | 10 | E | 9 | 7 | E | 9 | 3 | E | 9 | 76 | A | 7 | 1004 | E | 9 | 180 | E | 9 | 4.1 | E | 9 | -9900 | ? | 0 | 180 | E | 9 | 1 | E | 8 | 0.065 | F | 8 | 0.18 | F | 8 | -9900 | -9900 | ? | 0
2001-01-08 | 19:00 | 0 | 0 | 0 | 2 | 0 | 0 | 2 | 0 | 0 | 2 | 0 | 0 | 2 | 0 | 0 | 2 | 0 | 0 | 2 | 0 | 0 | 2 | 0 | 10 | E | 9 | 10 | E | 9 | 7 | E | 9 | 3 | E | 9 | 76 | A | 7 | 1004 | E | 9 | 170 | E | 9 | 5.7 | E | 9 | -9900 | ? | 0 | 90 | E | 9 | 1 | E | 8 | 0.065 | F | 8 | 0.18 | F | 8 | -9900 | -9900 | ? | 0
2001-01-08 | 20:00 | 0 | 0 | 0 | 2 | 0 | 0 | 2 | 0 | 0 | 2 | 0 | 0 | 2 | 0 | 0 | 2 | 0 | 0 | 2 | 0 | 0 | 2 | 0 | 10 | E | 9 | 9 | E | 9 | 7 | E | 9 | 3 | E | 9 | 76 | A | 7 | 1004 | E | 9 | 180 | E | 9 | 2.6 | E | 9 | -9900 | ? | 0 | 990 | E | 9 | 1.1 | E | 8 | 0.065 | F | 8 | 0.18 | F | 8 | -9900 | -9900 | ? | 0
2001-01-08 | 21:00 | 0 | 0 | 0 | 2 | 0 | 0 | 2 | 0 | 0 | 2 | 0 | 0 | 2 | 0 | 0 | 2 | 0 | 0 | 2 | 0 | 0 | 2 | 0 | 10 | E | 9 | 7 | E | 9 | 7 | E | 9 | 3 | E | 9 | 76 | A | 7 | 1004 | E | 9 | 160 | E | 9 | 5.1 | E | 9 | -9900 | ? | 0 | 77777 | E | 9 | 1.2 | E | 8 | 0.065 | F | 8 | 0.18 | F | 8 | -9900 | -9900 | ? | 0
2001-01-08 | 22:00 | 0 | 0 | 0 | 2 | 0 | 0 | 2 | 0 | 0 | 2 | 0 | 0 | 2 | 0 | 0 | 2 | 0 | 0 | 2 | 0 | 0 | 2 | 0 | 10 | E | 9 | 9 | E | 9 | 6.9 | E | 9 | 3.2 | E | 9 | 77 | A | 7 | 1004 | E | 9 | 190 | E | 9 | 2.1 | E | 9 | -9900 | ? | 0 | 11030 | E | 9 | 1.2 | E | 8 | 0.065 | F | 8 | 0.18 | F | 8 | -9900 | -9900 | ? | 0
2001-01-08 | 23:00 | 0 | 0 | 0 | 2 | 0 | 0 | 2 | 0 | 0 | 2 | 0 | 0 | 2 | 0 | 0 | 2 | 0 | 0 | 2 | 0 | 0 | 2 | 0 | 10 | E | 9 | 10 | E | 9 | 6.9 | E | 9 | 3.6 | E | 9 | 79 | A | 7 | 1004 | E | 9 | 170 | E | 9 | 4.1 | E | 9 | -9900 | ? | 0 | 60 | E | 9 | 1.3 | E | 8 | 0.065 | F | 8 | 0.18 | F | 8 | -9900 | -9900 | ? | 0
2001-01-08 | 24:00 | 0 | 0 | 0 | 2 | 0 | 0 | 2 | 0 | 0 | 2 | 0 | 0 | 2 | 0 | 0 | 2 | 0 | 0 | 2 | 0 | 0 | 2 | 0 | 10 | E | 9 | 6 | E | 9 | 7 | E | 9 | 4 | E | 9 | 81 | A | 7 | 1004 | E | 9 | 170 | E | 9 | 6.7 | E | 9 | -9900 | ? | 0 | 77777 | E | 9 | 1.3 | E | 8 | 0.065 | F | 8 | 0.18 | F | 8 | -9900 | -9900 | ? | 0
2001-01-09 | 1:00 | 0 | 0 | 0 | 2 | 0 | 0 | 2 | 0 | 0 | 2 | 0 | 0 | 2 | 0 | 0 | 2 | 0 | 0 | 2 | 0 | 0 | 2 | 0 | 10 | E | 9 | 5 | E | 9 | 7 | E | 9 | 4 | E | 9 | 81 | A | 7 | 1004 | E | 9 | 170 | E | 9 | 5.7 | E | 9 | -9900 | ? | 0 | 77777 | E | 9 | 1.4 | E | 8 | 0.065 | F | 8 | 0.18 | F | 8 | -9900 | -9900 | ? | 0
2001-01-09 | 2:00 | 0 | 0 | 0 | 2 | 0 | 0 | 2 | 0 | 0 | 2 | 0 | 0 | 2 | 0 | 0 | 2 | 0 | 0 | 2 | 0 | 0 | 2 | 0 | 10 | E | 9 | 10 | E | 9 | 7 | E | 9 | 4 | E | 9 | 81 | A | 7 | 1004 | E | 9 | 170 | E | 9 | 5.1 | E | 9 | -9900 | ? | 0 | 120 | E | 9 | 1.5 | E | 8 | 0.065 | F | 8 | 0.18 | F | 8 | -9900 | -9900 | ? | 0
2001-01-09 | 3:00 | 0 | 0 | 0 | 2 | 0 | 0 | 2 | 0 | 0 | 2 | 0 | 0 | 2 | 0 | 0 | 2 | 0 | 0 | 2 | 0 | 0 | 2 | 0 | 10 | E | 9 | 4 | E | 9 | 7 | E | 9 | 4 | E | 9 | 81 | A | 7 | 1004 | E | 9 | 170 | E | 9 | 4.6 | E | 9 | -9900 | ? | 0 | 77777 | E | 9 | 1.5 | E | 8 | 0.065 | F | 8 | 0.18 | F | 8 | -9900 | -9900 | ? | 0
2001-01-09 | 4:00 | 0 | 0 | 0 | 2 | 0 | 0 | 2 | 0 | 0 | 2 | 0 | 0 | 2 | 0 | 0 | 2 | 0 | 0 | 2 | 0 | 0 | 2 | 0 | 10 | E | 9 | 10 | E | 9 | 7 | E | 9 | 4 | E | 9 | 81 | A | 7 | 1004 | E | 9 | 170 | E | 9 | 5.1 | E | 9 | -9900 | ? | 0 | 30 | E | 9 | 1.6 | E | 8 | 0.065 | F | 8 | 0.18 | F | 8 | -9900 | -9900 | ? | 0
2001-01-09 | 5:00 | 0 | 0 | 0 | 2 | 0 | 0 | 2 | 0 | 0 | 2 | 0 | 0 | 2 | 0 | 0 | 2 | 0 | 0 | 2 | 0 | 0 | 2 | 0 | 10 | E | 9 | 10 | E | 9 | 8 | E | 9 | 4 | E | 9 | 76 | A | 7 | 1004 | E | 9 | 170 | E | 9 | 4.1 | E | 9 | -9900 | ? | 0 | 77777 | E | 9 | 1.6 | E | 8 | 0.065 | F | 8 | 0.18 | F | 8 | -9900 | -9900 | ? | 0
2001-01-09 | 6:00 | 0 | 0 | 0 | 2 | 0 | 0 | 2 | 0 | 0 | 2 | 0 | 0 | 2 | 0 | 0 | 2 | 0 | 0 | 2 | 0 | 0 | 2 | 0 | 10 | E | 9 | 10 | E | 9 | 7 | E | 9 | 4 | E | 9 | 81 | A | 7 | 1004 | E | 9 | 160 | E | 9 | 5.1 | E | 9 | -9900 | ? | 0 | 77777 | E | 9 | 1.7 | E | 8 | 0.065 | F | 8 | 0.18 | F | 8 | -9900 | -9900 | ? | 0
2001-01-09 | 7:00 | 0 | 0 | 0 | 2 | 0 | 0 | 2 | 0 | 0 | 2 | 0 | 0 | 2 | 0 | 0 | 2 | 0 | 0 | 2 | 0 | 0 | 2 | 0 | 10 | E | 9 | 10 | E | 9 | 7 | E | 9 | 5 | E | 9 | 87 | A | 7 | 1004 | E | 9 | 160 | E | 9 | 4.6 | E | 9 | -9900 | ? | 0 | 77777 | E | 9 | 1.8 | E | 8 | 0.065 | F | 8 | 0.18 | F | 8 | -9900 | -9900 | ? | 0
2001-01-09 | 8:00 | 2 | 224 | 0 | 2 | 8 | 0 | 2 | 15 | 0 | 2 | 8 | 0 | 2 | 8 | 0 | 2 | 15 | 0 | 2 | 8 | 0 | 2 | 19 | 10 | E | 9 | 10 | E | 9 | 8 | E | 9 | 5 | E | 9 | 81 | A | 7 | 1004 | E | 9 | 210 | E | 9 | 1.5 | E | 9 | -9900 | ? | 0 | 77777 | E | 9 | 1.8 | E | 8 | 0.065 | F | 8 | 0.18 | F | 8 | -9900 | -9900 | ? | 0
2001-01-09 | 9:00 | 133 | 1415 | 25 | 2 | 8 | 25 | 2 | 15 | 22 | 2 | 8 | 27 | 2 | 8 | 14 | 2 | 15 | 26 | 2 | 8 | 46 | 2 | 19 | 10 | E | 9 | 10 | E | 9 | 8 | E | 9 | 6 | E | 9 | 87 | A | 7 | 1004 | E | 9 | 0 | E | 9 | 0 | E | 9 | -9900 | ? | 0 | 77777 | E | 9 | 1.9 | E | 8 | 0.065 | F | 8 | 0.18 | F | 8 | -9900 | -9900 | ? | 0
2001-01-09 | 10:00 | 317 | 1415 | 31 | 2 | 8 | 0 | 2 | 15 | 31 | 2 | 8 | 37 | 2 | 8 | 0 | 2 | 15 | 37 | 2 | 8 | 130 | 2 | 19 | 10 | E | 9 | 10 | E | 9 | 8 | E | 9 | 6 | E | 9 | 87 | A | 7 | 1004 | E | 9 | 0 | E | 9 | 0 | E | 9 | -9900 | ? | 0 | 11030 | E | 9 | 1.9 | E | 8 | 0.065 | F | 8 | 0.18 | F | 8 | -9900 | -9900 | ? | 0
2001-01-09 | 11:00 | 456 | 1415 | 73 | 2 | 8 | 0 | 2 | 15 | 73 | 2 | 8 | 85 | 2 | 8 | 0 | 2 | 15 | 85 | 2 | 8 | 302 | 2 | 19 | 10 | E | 9 | 10 | E | 9 | 10 | E | 9 | 7 | E | 9 | 82 | A | 7 | 1004 | E | 9 | 170 | E | 9 | 2.1 | E | 9 | -9900 | ? | 0 | 60 | E | 9 | 1.9 | E | 8 | 0.065 | F | 8 | 0.18 | F | 8 | -9900 | -9900 | ? | 0
2001-01-09 | 12:00 | 540 | 1415 | 57 | 2 | 8 | 0 | 2 | 15 | 57 | 2 | 8 | 69 | 2 | 8 | 0 | 2 | 15 | 69 | 2 | 8 | 258 | 2 | 19 | 10 | E | 9 | 10 | E | 9 | 10 | E | 9 | 6 | E | 9 | 76 | A | 7 | 1004 | E | 9 | 180 | E | 9 | 3.1 | E | 9 | -9900 | ? | 0 | 840 | E | 9 | 1.8 | E | 8 | 0.065 | F | 8 | 0.18 | F | 8 | -9900 | -9900 | ? | 0
2001-01-09 | 13:00 | 562 | 1415 | 62 | 2 | 8 | 0 | 2 | 15 | 62 | 2 | 8 | 75 | 2 | 8 | 0 | 2 | 15 | 75 | 2 | 8 | 282 | 2 | 19 | 9 | E | 9 | 9 | E | 9 | 9 | E | 9 | 4 | E | 9 | 71 | A | 7 | 1004 | E | 9 | 180 | E | 9 | 4.6 | E | 9 | -9900 | ? | 0 | 90 | E | 9 | 1.7 | E | 8 | 0.065 | F | 8 | 0.18 | F | 8 | -9900 | -9900 | ? | 0
2001-01-09 | 14:00 | 520 | 1415 | 81 | 2 | 8 | 0 | 2 | 15 | 81 | 2 | 8 | 95 | 2 | 8 | 0 | 2 | 15 | 95 | 2 | 8 | 345 | 2 | 19 | 10 | E | 9 | 9 | E | 9 | 9 | E | 9 | 3 | E | 9 | 66 | A | 7 | 1004 | E | 9 | 180 | E | 9 | 4.1 | E | 9 | -9900 | ? | 0 | 77777 | E | 9 | 1.7 | E | 8 | 0.065 | F | 8 | 0.18 | F | 8 | -9900 | -9900 | ? | 0
2001-01-09 | 15:00 | 418 | 1415 | 87 | 2 | 8 | 0 | 2 | 15 | 87 | 2 | 8 | 99 | 2 | 8 | 0 | 2 | 15 | 99 | 2 | 8 | 335 | 2 | 19 | 10 | E | 9 | 10 | E | 9 | 8 | E | 9 | 2 | E | 9 | 66 | A | 7 | 1004 | E | 9 | 160 | E | 9 | 2.1 | E | 9 | -9900 | ? | 0 | 1200 | E | 9 | 1.6 | E | 8 | 0.065 | F | 8 | 0.18 | F | 8 | -9900 | -9900 | ? | 0
2001-01-09 | 16:00 | 263 | 1415 | 61 | 2 | 8 | 0 | 2 | 15 | 61 | 2 | 8 | 68 | 2 | 8 | 0 | 2 | 15 | 68 | 2 | 8 | 212 | 2 | 19 | 10 | E | 9 | 9 | E | 9 | 8 | E | 9 | 2 | E | 9 | 66 | A | 7 | 1004 | E | 9 | 0 | E | 9 | 0 | E | 9 | -9900 | ? | 0 | 1410 | E | 9 | 1.5 | E | 8 | 0.065 | F | 8 | 0.18 | F | 8 | -9900 | -9900 | ? | 0
2001-01-09 | 17:00 | 72 | 1191 | 7 | 2 | 8 | 0 | 2 | 15 | 7 | 2 | 8 | 9 | 2 | 8 | 0 | 2 | 15 | 9 | 2 | 8 | 27 | 2 | 19 | 10 | E | 9 | 10 | E | 9 | 7 | E | 9 | 2 | E | 9 | 70 | A | 7 | 1004 | E | 9 | 0 | E | 9 | 0 | E | 9 | -9900 | ? | 0 | 1800 | E | 9 | 1.5 | E | 8 | 0.065 | F | 8 | 0.18 | F | 8 | -9900 | -9900 | ? | 0
2001-01-09 | 18:00 | 0 | 0 | 0 | 2 | 0 | 0 | 2 | 0 | 0 | 2 | 0 | 0 | 2 | 0 | 0 | 2 | 0 | 0 | 2 | 0 | 0 | 2 | 0 | 9 | E | 9 | 8 | E | 9 | 7 | E | 9 | 3 | E | 9 | 76 | A | 7 | 1004 | E | 9 | 350 | E | 9 | 1.5 | E | 9 | -9900 | ? | 0 | 77777 | E | 9 | 1.4 | E | 8 | 0.065 | F | 8 | 0.18 | F | 8 | -9900 | -9900 | ? | 0
2001-01-09 | 19:00 | 0 | 0 | 0 | 2 | 0 | 0 | 2 | 0 | 0 | 2 | 0 | 0 | 2 | 0 | 0 | 2 | 0 | 0 | 2 | 0 | 0 | 2 | 0 | 9 | E | 9 | 9 | E | 9 | 7 | E | 9 | 2 | E | 9 | 70 | A | 7 | 1004 | E | 9 | 290 | E | 9 | 1.5 | E | 9 | -9900 | ? | 0 | 1800 | E | 9 | 1.3 | E | 8 | 0.065 | F | 8 | 0.18 | F | 8 | -9900 | -9900 | ? | 0
2001-01-09 | 20:00 | 0 | 0 | 0 | 2 | 0 | 0 | 2 | 0 | 0 | 2 | 0 | 0 | 2 | 0 | 0 | 2 | 0 | 0 | 2 | 0 | 0 | 2 | 0 | 2 | E | 9 | 2 | E | 9 | 7 | E | 9 | 2 | E | 9 | 70 | A | 7 | 1004 | E | 9 | 310 | E | 9 | 2.6 | E | 9 | -9900 | ? | 0 | 77777 | E | 9 | 1.3 | E | 8 | 0.065 | F | 8 | 0.18 | F | 8 | -9900 | -9900 | ? | 0
2001-01-09 | 21:00 | 0 | 0 | 0 | 2 | 0 | 0 | 2 | 0 | 0 | 2 | 0 | 0 | 2 | 0 | 0 | 2 | 0 | 0 | 2 | 0 | 0 | 2 | 0 | 10 | E | 9 | 10 | E | 9 | 7 | E | 9 | 2 | E | 9 | 70 | A | 7 | 1004 | E | 9 | 0 | E | 9 | 0 | E | 9 | -9900 | ? | 0 | 1500 | E | 9 | 1.2 | E | 8 | 0.065 | F | 8 | 0.18 | F | 8 | -9900 | -9900 | ? | 0
2001-01-09 | 22:00 | 0 | 0 | 0 | 2 | 0 | 0 | 2 | 0 | 0 | 2 | 0 | 0 | 2 | 0 | 0 | 2 | 0 | 0 | 2 | 0 | 0 | 2 | 0 | 9 | E | 9 | 9 | E | 9 | 7 | E | 9 | 2 | E | 9 | 70 | A | 7 | 1004 | E | 9 | 0 | E | 9 | 0 | E | 9 | -9900 | ? | 0 | 1500 | E | 9 | 1.1 | E | 8 | 0.065 | F | 8 | 0.18 | F | 8 | -9900 | -9900 | ? | 0
2001-01-09 | 23:00 | 0 | 0 | 0 | 2 | 0 | 0 | 2 | 0 | 0 | 2 | 0 | 0 | 2 | 0 | 0 | 2 | 0 | 0 | 2 | 0 | 0 | 2 | 0 | 10 | E | 9 | 10 | E | 9 | 6 | E | 9 | 2 | E | 9 | 75 | A | 7 | 1004 | E | 9 | 0 | E | 9 | 0 | E | 9 | -9900 | ? | 0 | 1380 | E | 9 | 1.1 | E | 8 | 0.065 | F | 8 | 0.18 | F | 8 | -9900 | -9900 | ? | 0
2001-01-09 | 24:00 | 0 | 0 | 0 | 2 | 0 | 0 | 2 | 0 | 0 | 2 | 0 | 0 | 2 | 0 | 0 | 2 | 0 | 0 | 2 | 0 | 0 | 2 | 0 | 10 | E | 9 | 10 | E | 9 | 7 | E | 9 | 2 | E | 9 | 70 | A | 7 | 1004 | E | 9 | 0 | E | 9 | 0 | E | 9 | -9900 | ? | 0 | 1260 | E | 9 | 1.1 | E | 8 | 0.065 | F | 8 | 0.18 | F | 8 | -9900 | -9900 | ? | 0
2001-01-10 | 1:00 | 0 | 0 | 0 | 2 | 0 | 0 | 2 | 0 | 0 | 2 | 0 | 0 | 2 | 0 | 0 | 2 | 0 | 0 | 2 | 0 | 0 | 2 | 0 | 10 | E | 9 | 10 | E | 9 | 7 | E | 9 | 2 | E | 9 | 70 | A | 7 | 1004 | E | 9 | 0 | E | 9 | 0 | E | 9 | -9900 | ? | 0 | 450 | E | 9 | 1.1 | E | 8 | 0.065 | F | 8 | 0.18 | F | 8 | -9900 | -9900 | ? | 0
2001-01-10 | 2:00 | 0 | 0 | 0 | 2 | 0 | 0 | 2 | 0 | 0 | 2 | 0 | 0 | 2 | 0 | 0 | 2 | 0 | 0 | 2 | 0 | 0 | 2 | 0 | 10 | E | 9 | 10 | E | 9 | 6 | E | 9 | 3 | E | 9 | 81 | A | 7 | 1004 | E | 9 | 0 | E | 9 | 0 | E | 9 | -9900 | ? | 0 | 120 | E | 9 | 1.2 | E | 8 | 0.065 | F | 8 | 0.18 | F | 8 | -9900 | -9900 | ? | 0
2001-01-10 | 3:00 | 0 | 0 | 0 | 2 | 0 | 0 | 2 | 0 | 0 | 2 | 0 | 0 | 2 | 0 | 0 | 2 | 0 | 0 | 2 | 0 | 0 | 2 | 0 | 10 | E | 9 | 10 | E | 9 | 6 | E | 9 | 3 | E | 9 | 81 | A | 7 | 1004 | E | 9 | 10 | E | 9 | 2.1 | E | 9 | -9900 | ? | 0 | 90 | E | 9 | 1.2 | E | 8 | 0.065 | F | 8 | 0.18 | F | 8 | -9900 | -9900 | ? | 0
2001-01-10 | 4:00 | 0 | 0 | 0 | 2 | 0 | 0 | 2 | 0 | 0 | 2 | 0 | 0 | 2 | 0 | 0 | 2 | 0 | 0 | 2 | 0 | 0 | 2 | 0 | 10 | E | 9 | 10 | E | 9 | 6 | E | 9 | 3 | E | 9 | 81 | A | 7 | 1004 | E | 9 | 0 | E | 9 | 0 | E | 9 | -9900 | ? | 0 | 60 | E | 9 | 1.2 | E | 8 | 0.065 | F | 8 | 0.18 | F | 8 | -9900 | -9900 | ? | 0
2001-01-10 | 5:00 | 0 | 0 | 0 | 2 | 0 | 0 | 2 | 0 | 0 | 2 | 0 | 0 | 2 | 0 | 0 | 2 | 0 | 0 | 2 | 0 | 0 | 2 | 0 | 10 | E | 9 | 10 | E | 9 | 5.5 | E | 9 | 3 | E | 9 | 84 | A | 7 | 1004 | E | 9 | 310 | E | 9 | 1.5 | E | 9 | -9900 | ? | 0 | 30 | E | 9 | 1.2 | E | 8 | 0.065 | F | 8 | 0.18 | F | 8 | -9900 | -9900 | ? | 0
2001-01-10 | 6:00 | 0 | 0 | 0 | 2 | 0 | 0 | 2 | 0 | 0 | 2 | 0 | 0 | 2 | 0 | 0 | 2 | 0 | 0 | 2 | 0 | 0 | 2 | 0 | 10 | E | 9 | 10 | E | 9 | 5 | E | 9 | 3 | E | 9 | 87 | A | 7 | 1004 | E | 9 | 70 | E | 9 | 1.5 | E | 9 | -9900 | ? | 0 | 77777 | E | 9 | 1.2 | E | 8 | 0.065 | F | 8 | 0.18 | F | 8 | -9900 | -9900 | ? | 0
2001-01-10 | 7:00 | 0 | 0 | 0 | 2 | 0 | 0 | 2 | 0 | 0 | 2 | 0 | 0 | 2 | 0 | 0 | 2 | 0 | 0 | 2 | 0 | 0 | 2 | 0 | 10 | E | 9 | 10 | E | 9 | 4 | E | 9 | 2 | E | 9 | 87 | A | 7 | 1004 | E | 9 | 340 | E | 9 | 1.5 | E | 9 | -9900 | ? | 0 | 77777 | E | 9 | 1.2 | E | 8 | 0.065 | F | 8 | 0.18 | F | 8 | -9900 | -9900 | ? | 0
2001-01-10 | 8:00 | 3 | 224 | 0 | 2 | 8 | 0 | 2 | 15 | 0 | 2 | 8 | 0 | 2 | 8 | 0 | 2 | 15 | 0 | 2 | 8 | 0 | 2 | 19 | 10 | E | 9 | 10 | E | 9 | 4 | E | 9 | 2 | E | 9 | 87 | A | 7 | 1004 | E | 9 | 10 | E | 9 | 1.5 | E | 9 | -9900 | ? | 0 | 77777 | E | 9 | 1.2 | E | 8 | 0.065 | F | 8 | 0.18 | F | 8 | -9900 | -9900 | ? | 0
2001-01-10 | 9:00 | 134 | 1415 | 20 | 2 | 8 | 0 | 2 | 15 | 20 | 2 | 8 | 23 | 2 | 8 | 0 | 2 | 15 | 23 | 2 | 8 | 73 | 2 | 19 | 10 | E | 9 | 10 | E | 9 | 3 | E | 9 | 2 | E | 9 | 93 | A | 7 | 1004 | E | 9 | 50 | E | 9 | 2.1 | E | 9 | -9900 | ? | 0 | 30 | E | 9 | 1.2 | E | 8 | 0.065 | F | 8 | 0.18 | F | 8 | -9900 | -9900 | ? | 0
2001-01-10 | 10:00 | 319 | 1415 | 83 | 2 | 8 | 16 | 2 | 15 | 79 | 2 | 8 | 92 | 2 | 8 | 7 | 2 | 15 | 91 | 2 | 8 | 276 | 2 | 19 | 10 | E | 9 | 10 | E | 9 | 3 | E | 9 | 1 | E | 9 | 87 | A | 7 | 1004 | E | 9 | 40 | E | 9 | 1.5 | E | 9 | -9900 | ? | 0 | 1500 | E | 9 | 1.2 | E | 8 | 0.065 | F | 8 | 0.18 | F | 8 | -9900 | -9900 | ? | 0
2001-01-10 | 11:00 | 459 | 1415 | 182 | 2 | 8 | 121 | 2 | 15 | 143 | 2 | 8 | 197 | 2 | 8 | 113 | 2 | 15 | 161 | 2 | 8 | 323 | 2 | 19 | 8 | E | 9 | 8 | E | 9 | 3 | E | 9 | 1.5 | E | 9 | 90 | A | 7 | 1004 | E | 9 | 0 | E | 9 | 0 | E | 9 | -9900 | ? | 0 | 90 | E | 9 | 1.2 | E | 8 | 0.065 | F | 8 | 0.18 | F | 8 | -9900 | -9900 | ? | 0
2001-01-10 | 12:00 | 543 | 1415 | 281 | 2 | 8 | 290 | 2 | 15 | 169 | 2 | 8 | 296 | 2 | 8 | 283 | 2 | 15 | 187 | 2 | 8 | 361 | 2 | 19 | 9 | E | 9 | 8 | E | 9 | 3 | E | 9 | 2 | E | 9 | 93 | A | 7 | 1004 | E | 9 | 50 | E | 9 | 1.5 | E | 9 | -9900 | ? | 0 | 90 | E | 9 | 1.2 | E | 8 | 0.065 | F | 8 | 0.18 | F | 8 | -9900 | -9900 | ? | 0
2001-01-10 | 13:00 | 565 | 1415 | 136 | 2 | 8 | 0 | 2 | 15 | 136 | 2 | 8 | 155 | 2 | 8 | 0 | 2 | 15 | 155 | 2 | 8 | 536 | 2 | 19 | 9 | E | 9 | 9 | E | 9 | 4 | E | 9 | 2 | E | 9 | 87 | A | 7 | 1004 | E | 9 | 60 | E | 9 | 4.1 | E | 9 | -9900 | ? | 0 | 77777 | E | 9 | 1.1 | E | 8 | 0.065 | F | 8 | 0.18 | F | 8 | -9900 | -9900 | ? | 0
2001-01-10 | 14:00 | 524 | 1415 | 81 | 2 | 8 | 0 | 2 | 15 | 81 | 2 | 8 | 95 | 2 | 8 | 0 | 2 | 15 | 95 | 2 | 8 | 346 | 2 | 19 | 9 | E | 9 | 7 | E | 9 | 4 | E | 9 | 2 | E | 9 | 87 | A | 7 | 1004 | E | 9 | 50 | E | 9 | 4.1 | E | 9 | -9900 | ? | 0 | 77777 | E | 9 | 1.1 | E | 8 | 0.065 | F | 8 | 0.18 | F | 8 | -9900 | -9900 | ? | 0
2001-01-10 | 15:00 | 422 | 1415 | 47 | 2 | 8 | 0 | 2 | 15 | 47 | 2 | 8 | 56 | 2 | 8 | 0 | 2 | 15 | 56 | 2 | 8 | 202 | 2 | 19 | 10 | E | 9 | 8 | E | 9 | 4 | E | 9 | 3 | E | 9 | 93 | A | 7 | 1004 | E | 9 | 30 | E | 9 | 4.1 | E | 9 | -9900 | ? | 0 | 11060 | E | 9 | 1.1 | E | 8 | 0.065 | F | 8 | 0.18 | F | 8 | -9900 | -9900 | ? | 0
2001-01-10 | 16:00 | 267 | 1415 | 36 | 2 | 8 | 0 | 2 | 15 | 36 | 2 | 8 | 42 | 2 | 8 | 0 | 2 | 15 | 42 | 2 | 8 | 142 | 2 | 19 | 10 | E | 9 | 10 | E | 9 | 4 | E | 9 | 3 | E | 9 | 93 | A | 7 | 1004 | E | 9 | 360 | E | 9 | 3.1 | E | 9 | -9900 | ? | 0 | 120 | E | 9 | 1.1 | E | 8 | 0.065 | F | 8 | 0.18 | F | 8 | -9900 | -9900 | ? | 0
2001-01-10 | 17:00 | 76 | 1238 | 4 | 2 | 8 | 0 | 2 | 15 | 4 | 2 | 8 | 5 | 2 | 8 | 0 | 2 | 15 | 5 | 2 | 8 | 16 | 2 | 19 | 10 | E | 9 | 10 | E | 9 | 4 | E | 9 | 3 | E | 9 | 93 | A | 7 | 1004 | E | 9 | 0 | E | 9 | 0 | E | 9 | -9900 | ? | 0 | 120 | E | 9 | 1.1 | E | 8 | 0.065 | F | 8 | 0.18 | F | 8 | -9900 | -9900 | ? | 0
2001-01-10 | 18:00 | 0 | 0 | 0 | 2 | 0 | 0 | 2 | 0 | 0 | 2 | 0 | 0 | 2 | 0 | 0 | 2 | 0 | 0 | 2 | 0 | 0 | 2 | 0 | 10 | E | 9 | 10 | E | 9 | 4 | E | 9 | 3 | E | 9 | 93 | A | 7 | 1004 | E | 9 | 0 | E | 9 | 0 | E | 9 | -9900 | ? | 0 | 120 | E | 9 | 1.1 | E | 8 | 0.065 | F | 8 | 0.18 | F | 8 | -9900 | -9900 | ? | 0
2001-01-10 | 19:00 | 0 | 0 | 0 | 2 | 0 | 0 | 2 | 0 | 0 | 2 | 0 | 0 | 2 | 0 | 0 | 2 | 0 | 0 | 2 | 0 | 0 | 2 | 0 | 10 | E | 9 | 10 | E | 9 | 4 | E | 9 | 3 | E | 9 | 93 | A | 7 | 1004 | E | 9 | 320 | E | 9 | 2.1 | E | 9 | -9900 | ? | 0 | 77777 | E | 9 | 1.1 | E | 8 | 0.065 | F | 8 | 0.18 | F | 8 | -9900 | -9900 | ? | 0
2001-01-10 | 20:00 | 0 | 0 | 0 | 2 | 0 | 0 | 2 | 0 | 0 | 2 | 0 | 0 | 2 | 0 | 0 | 2 | 0 | 0 | 2 | 0 | 0 | 2 | 0 | 10 | E | 9 | 10 | E | 9 | 4 | E | 9 | 3 | E | 9 | 93 | A | 7 | 1004 | E | 9 | 0 | E | 9 | 0 | E | 9 | -9900 | ? | 0 | 77777 | E | 9 | 1.1 | E | 8 | 0.065 | F | 8 | 0.18 | F | 8 | -9900 | -9900 | ? | 0
2001-01-10 | 21:00 | 0 | 0 | 0 | 2 | 0 | 0 | 2 | 0 | 0 | 2 | 0 | 0 | 2 | 0 | 0 | 2 | 0 | 0 | 2 | 0 | 0 | 2 | 0 | 10 | E | 9 | 10 | E | 9 | 4 | E | 9 | 3 | E | 9 | 93 | A | 7 | 1004 | E | 9 | 0 | E | 9 | 0 | E | 9 | -9900 | ? | 0 | 77777 | E | 9 | 1 | E | 8 | 0.065 | F | 8 | 0.18 | F | 8 | -9900 | -9900 | ? | 0
2001-01-10 | 22:00 | 0 | 0 | 0 | 2 | 0 | 0 | 2 | 0 | 0 | 2 | 0 | 0 | 2 | 0 | 0 | 2 | 0 | 0 | 2 | 0 | 0 | 2 | 0 | 10 | E | 9 | 10 | E | 9 | 4 | E | 9 | 3 | E | 9 | 93 | A | 7 | 1004 | E | 9 | 0 | E | 9 | 0 | E | 9 | -9900 | ? | 0 | 77777 | E | 9 | 1 | E | 8 | 0.065 | F | 8 | 0.18 | F | 8 | -9900 | -9900 | ? | 0
2001-01-10 | 23:00 | 0 | 0 | 0 | 2 | 0 | 0 | 2 | 0 | 0 | 2 | 0 | 0 | 2 | 0 | 0 | 2 | 0 | 0 | 2 | 0 | 0 | 2 | 0 | 10 | E | 9 | 10 | E | 9 | 4 | E | 9 | 3 | E | 9 | 93 | A | 7 | 1004 | E | 9 | 30 | E | 9 | 1.5 | E | 9 | -9900 | ? | 0 | 77777 | E | 9 | 1 | E | 8 | 0.065 | F | 8 | 0.18 | F | 8 | -9900 | -9900 | ? | 0
2001-01-10 | 24:00 | 0 | 0 | 0 | 2 | 0 | 0 | 2 | 0 | 0 | 2 | 0 | 0 | 2 | 0 | 0 | 2 | 0 | 0 | 2 | 0 | 0 | 2 | 0 | 10 | E | 9 | 10 | E | 9 | 4 | E | 9 | 3 | E | 9 | 93 | A | 7 | 1004 | E | 9 | 30 | E | 9 | 2.1 | E | 9 | -9900 | ? | 0 | 77777 | E | 9 | 1 | E | 8 | 0.065 | F | 8 | 0.18 | F | 8 | -9900 | -9900 | ? | 0
2001-01-11 | 1:00 | 0 | 0 | 0 | 2 | 0 | 0 | 2 | 0 | 0 | 2 | 0 | 0 | 2 | 0 | 0 | 2 | 0 | 0 | 2 | 0 | 0 | 2 | 0 | 10 | E | 9 | 10 | E | 9 | 5 | E | 9 | 3 | E | 9 | 87 | A | 7 | 1004 | E | 9 | 20 | E | 9 | 2.6 | E | 9 | -9900 | ? | 0 | 77777 | E | 9 | 1 | E | 8 | 0.065 | F | 8 | 0.18 | F | 8 | -9900 | -9900 | ? | 0
2001-01-11 | 2:00 | 0 | 0 | 0 | 2 | 0 | 0 | 2 | 0 | 0 | 2 | 0 | 0 | 2 | 0 | 0 | 2 | 0 | 0 | 2 | 0 | 0 | 2 | 0 | 10 | E | 9 | 10 | E | 9 | 4 | E | 9 | 3 | E | 9 | 93 | A | 7 | 1004 | E | 9 | 330 | E | 9 | 1.5 | E | 9 | -9900 | ? | 0 | 77777 | E | 9 | 1 | E | 8 | 0.065 | F | 8 | 0.18 | F | 8 | -9900 | -9900 | ? | 0
2001-01-11 | 3:00 | 0 | 0 | 0 | 2 | 0 | 0 | 2 | 0 | 0 | 2 | 0 | 0 | 2 | 0 | 0 | 2 | 0 | 0 | 2 | 0 | 0 | 2 | 0 | 10 | E | 9 | 10 | E | 9 | 4 | E | 9 | 3 | E | 9 | 93 | A | 7 | 1004 | E | 9 | 290 | E | 9 | 2.1 | E | 9 | -9900 | ? | 0 | 77777 | E | 9 | 1 | E | 8 | 0.065 | F | 8 | 0.18 | F | 8 | -9900 | -9900 | ? | 0
2001-01-11 | 4:00 | 0 | 0 | 0 | 2 | 0 | 0 | 2 | 0 | 0 | 2 | 0 | 0 | 2 | 0 | 0 | 2 | 0 | 0 | 2 | 0 | 0 | 2 | 0 | 10 | E | 9 | 10 | E | 9 | 4 | E | 9 | 2 | E | 9 | 87 | A | 7 | 1004 | E | 9 | 30 | E | 9 | 1.5 | E | 9 | -9900 | ? | 0 | 30 | E | 9 | 1 | E | 8 | 0.065 | F | 8 | 0.18 | F | 8 | -9900 | -9900 | ? | 0
2001-01-11 | 5:00 | 0 | 0 | 0 | 2 | 0 | 0 | 2 | 0 | 0 | 2 | 0 | 0 | 2 | 0 | 0 | 2 | 0 | 0 | 2 | 0 | 0 | 2 | 0 | 10 | E | 9 | 10 | E | 9 | 3 | E | 9 | 2 | E | 9 | 93 | A | 7 | 1004 | E | 9 | 0 | E | 9 | 0 | E | 9 | -9900 | ? | 0 | 77777 | E | 9 | 0.9 | E | 8 | 0.065 | F | 8 | 0.18 | F | 8 | -9900 | -9900 | ? | 0
2001-01-11 | 6:00 | 0 | 0 | 0 | 2 | 0 | 0 | 2 | 0 | 0 | 2 | 0 | 0 | 2 | 0 | 0 | 2 | 0 | 0 | 2 | 0 | 0 | 2 | 0 | 10 | E | 9 | 10 | E | 9 | 4 | E | 9 | 2 | E | 9 | 87 | A | 7 | 1004 | E | 9 | 310 | E | 9 | 1.5 | E | 9 | -9900 | ? | 0 | 77777 | E | 9 | 0.9 | E | 8 | 0.065 | F | 8 | 0.18 | F | 8 | -9900 | -9900 | ? | 0
2001-01-11 | 7:00 | 0 | 0 | 0 | 2 | 0 | 0 | 2 | 0 | 0 | 2 | 0 | 0 | 2 | 0 | 0 | 2 | 0 | 0 | 2 | 0 | 0 | 2 | 0 | 10 | E | 9 | 10 | E | 9 | 4 | E | 9 | 3 | E | 9 | 93 | A | 7 | 1004 | E | 9 | 340 | E | 9 | 2.6 | E | 9 | -9900 | ? | 0 | 77777 | E | 9 | 0.9 | E | 8 | 0.065 | F | 8 | 0.18 | F | 8 | -9900 | -9900 | ? | 0
2001-01-11 | 8:00 | 3 | 248 | 0 | 2 | 8 | 0 | 2 | 15 | 0 | 2 | 8 | 0 | 2 | 8 | 0 | 2 | 15 | 0 | 2 | 8 | 0 | 2 | 19 | 10 | E | 9 | 10 | E | 9 | 5 | E | 9 | 3 | E | 9 | 87 | A | 7 | 1004 | E | 9 | 300 | E | 9 | 2.1 | E | 9 | -9900 | ? | 0 | 77777 | E | 9 | 0.9 | E | 8 | 0.065 | F | 8 | 0.18 | F | 8 | -9900 | -9900 | ? | 0
2001-01-11 | 9:00 | 136 | 1414 | 35 | 2 | 8 | 81 | 2 | 15 | 27 | 2 | 8 | 37 | 2 | 8 | 38 | 2 | 15 | 34 | 2 | 8 | 47 | 2 | 19 | 10 | E | 9 | 10 | E | 9 | 6 | E | 9 | 2 | E | 9 | 75 | A | 7 | 1004 | E | 9 | 300 | E | 9 | 2.1 | E | 9 | -9900 | ? | 0 | 77777 | E | 9 | 0.9 | E | 8 | 0.065 | F | 8 | 0.18 | F | 8 | -9900 | -9900 | ? | 0
2001-01-11 | 10:00 | 321 | 1414 | 184 | 2 | 8 | 515 | 2 | 15 | 66 | 2 | 8 | 187 | 2 | 8 | 410 | 2 | 15 | 93 | 2 | 8 | 117 | 2 | 19 | 10 | E | 9 | 10 | E | 9 | 7 | E | 9 | 2 | E | 9 | 70 | A | 7 | 1004 | E | 9 | 0 | E | 9 | 0 | E | 9 | -9900 | ? | 0 | 60 | E | 9 | 0.9 | E | 8 | 0.065 | F | 8 | 0.18 | F | 8 | -9900 | -9900 | ? | 0
2001-01-11 | 11:00 | 462 | 1414 | 297 | 2 | 8 | 738 | 2 | 15 | 55 | 2 | 8 | 310 | 2 | 8 | 675 | 2 | 15 | 88 | 2 | 8 | 113 | 2 | 19 | 10 | E | 9 | 10 | E | 9 | 6 | E | 9 | 2 | E | 9 | 75 | A | 7 | 1004 | E | 9 | 80 | E | 9 | 2.6 | E | 9 | -9900 | ? | 0 | 60 | E | 9 | 0.9 | E | 8 | 0.065 | F | 8 | 0.18 | F | 8 | -9900 | -9900 | ? | 0
2001-01-11 | 12:00 | 546 | 1414 | 366 | 2 | 8 | 652 | 2 | 15 | 113 | 2 | 8 | 375 | 2 | 8 | 607 | 2 | 15 | 140 | 2 | 8 | 212 | 2 | 19 | 9 | E | 9 | 9 | E | 9 | 5 | E | 9 | 1 | E | 9 | 75 | A | 7 | 1004 | E | 9 | 120 | E | 9 | 2.1 | E | 9 | -9900 | ? | 0 | 120 | E | 9 | 0.8 | E | 8 | 0.065 | F | 8 | 0.18 | F | 8 | -9900 | -9900 | ? | 0
2001-01-11 | 13:00 | 569 | 1414 | 241 | 2 | 8 | 145 | 2 | 15 | 183 | 2 | 8 | 261 | 2 | 8 | 143 | 2 | 15 | 204 | 2 | 8 | 430 | 2 | 19 | 6 | E | 9 | 6 | E | 9 | 5 | E | 9 | 1 | E | 9 | 75 | A | 7 | 1004 | E | 9 | 130 | E | 9 | 1.5 | E | 9 | -9900 | ? | 0 | 77777 | E | 9 | 0.8 | E | 8 | 0.065 | F | 8 | 0.18 | F | 8 | -9900 | -9900 | ? | 0
2001-01-11 | 14:00 | 528 | 1414 | 169 | 2 | 8 | 37 | 2 | 15 | 155 | 2 | 8 | 185 | 2 | 8 | 35 | 2 | 15 | 172 | 2 | 8 | 425 | 2 | 19 | 8 | E | 9 | 8 | E | 9 | 4 | E | 9 | 2 | E | 9 | 87 | A | 7 | 1004 | E | 9 | 150 | E | 9 | 3.1 | E | 9 | -9900 | ? | 0 | 77777 | E | 9 | 0.8 | E | 8 | 0.065 | F | 8 | 0.18 | F | 8 | -9900 | -9900 | ? | 0
2001-01-11 | 15:00 | 427 | 1414 | 282 | 2 | 8 | 502 | 2 | 15 | 129 | 2 | 8 | 286 | 2 | 8 | 443 | 2 | 15 | 152 | 2 | 8 | 250 | 2 | 19 | 4 | E | 9 | 4 | E | 9 | 3 | E | 9 | 1 | E | 9 | 87 | A | 7 | 1004 | E | 9 | 180 | E | 9 | 3.6 | E | 9 | -9900 | ? | 0 | 77777 | E | 9 | 0.8 | E | 8 | 0.065 | F | 8 | 0.18 | F | 8 | -9900 | -9900 | ? | 0
2001-01-11 | 16:00 | 272 | 1414 | 176 | 2 | 8 | 516 | 2 | 15 | 76 | 2 | 8 | 174 | 2 | 8 | 375 | 2 | 15 | 102 | 2 | 8 | 123 | 2 | 19 | 0 | E | 9 | 0 | E | 9 | 3 | E | 9 | 1 | E | 9 | 87 | A | 7 | 1004 | E | 9 | 150 | E | 9 | 3.1 | E | 9 | -9900 | ? | 0 | 77777 | E | 9 | 0.8 | E | 8 | 0.065 | F | 8 | 0.18 | F | 8 | -9900 | -9900 | ? | 0
2001-01-11 | 17:00 | 79 | 1261 | 22 | 2 | 8 | 230 | 2 | 15 | 10 | 2 | 8 | 27 | 2 | 8 | 129 | 2 | 15 | 18 | 2 | 8 | 23 | 2 | 19 | 8 | E | 9 | 8 | E | 9 | 2 | E | 9 | 1 | E | 9 | 93 | A | 7 | 1004 | E | 9 | 200 | E | 9 | 2.1 | E | 9 | -9900 | ? | 0 | 300 | E | 9 | 0.8 | E | 8 | 0.065 | F | 8 | 0.18 | F | 8 | -9900 | -9900 | ? | 0
2001-01-11 | 18:00 | 0 | 0 | 0 | 2 | 0 | 0 | 2 | 0 | 0 | 2 | 0 | 0 | 2 | 0 | 0 | 2 | 0 | 0 | 2 | 0 | 0 | 2 | 0 | 0 | E | 9 | 0 | E | 9 | 2 | E | 9 | 0 | E | 9 | 87 | A | 7 | 1004 | E | 9 | 210 | E | 9 | 2.1 | E | 9 | -9900 | ? | 0 | 77777 | E | 9 | 0.7 | E | 8 | 0.065 | F | 8 | 0.18 | F | 8 | -9900 | -9900 | ? | 0
2001-01-11 | 19:00 | 0 | 0 | 0 | 2 | 0 | 0 | 2 | 0 | 0 | 2 | 0 | 0 | 2 | 0 | 0 | 2 | 0 | 0 | 2 | 0 | 0 | 2 | 0 | 0 | E | 9 | 0 | E | 9 | 2 | E | 9 | 0 | E | 9 | 87 | A | 7 | 1004 | E | 9 | 190 | E | 9 | 2.6 | E | 9 | -9900 | ? | 0 | 77777 | E | 9 | 0.7 | E | 8 | 0.065 | F | 8 | 0.18 | F | 8 | -9900 | -9900 | ? | 0
2001-01-11 | 20:00 | 0 | 0 | 0 | 2 | 0 | 0 | 2 | 0 | 0 | 2 | 0 | 0 | 2 | 0 | 0 | 2 | 0 | 0 | 2 | 0 | 0 | 2 | 0 | 0 | E | 9 | 0 | E | 9 | 2 | E | 9 | 0 | E | 9 | 87 | A | 7 | 1004 | E | 9 | 180 | E | 9 | 3.6 | E | 9 | -9900 | ? | 0 | 77777 | E | 9 | 0.7 | E | 8 | 0.065 | F | 8 | 0.18 | F | 8 | -9900 | -9900 | ? | 0
2001-01-11 | 21:00 | 0 | 0 | 0 | 2 | 0 | 0 | 2 | 0 | 0 | 2 | 0 | 0 | 2 | 0 | 0 | 2 | 0 | 0 | 2 | 0 | 0 | 2 | 0 | 2 | E | 9 | 2 | E | 9 | 1 | E | 9 | 0 | E | 9 | 93 | A | 7 | 1004 | E | 9 | 170 | E | 9 | 4.1 | E | 9 | -9900 | ? | 0 | 77777 | E | 9 | 0.7 | E | 8 | 0.065 | F | 8 | 0.18 | F | 8 | -9900 | -9900 | ? | 0
2001-01-11 | 22:00 | 0 | 0 | 0 | 2 | 0 | 0 | 2 | 0 | 0 | 2 | 0 | 0 | 2 | 0 | 0 | 2 | 0 | 0 | 2 | 0 | 0 | 2 | 0 | 4 | E | 9 | 4 | E | 9 | 2 | E | 9 | 0 | E | 9 | 87 | A | 7 | 1004 | E | 9 | 180 | E | 9 | 4.6 | E | 9 | -9900 | ? | 0 | 77777 | E | 9 | 0.7 | E | 8 | 0.065 | F | 8 | 0.18 | F | 8 | -9900 | -9900 | ? | 0
2001-01-11 | 23:00 | 0 | 0 | 0 | 2 | 0 | 0 | 2 | 0 | 0 | 2 | 0 | 0 | 2 | 0 | 0 | 2 | 0 | 0 | 2 | 0 | 0 | 2 | 0 | 6 | E | 9 | 6 | E | 9 | 2 | E | 9 | 0 | E | 9 | 87 | A | 7 | 1004 | E | 9 | 180 | E | 9 | 5.1 | E | 9 | -9900 | ? | 0 | 77777 | E | 9 | 0.7 | E | 8 | 0.065 | F | 8 | 0.18 | F | 8 | -9900 | -9900 | ? | 0
2001-01-11 | 24:00 | 0 | 0 | 0 | 2 | 0 | 0 | 2 | 0 | 0 | 2 | 0 | 0 | 2 | 0 | 0 | 2 | 0 | 0 | 2 | 0 | 0 | 2 | 0 | 8 | E | 9 | 8 | E | 9 | 2 | E | 9 | 0 | E | 9 | 87 | A | 7 | 1004 | E | 9 | 170 | E | 9 | 4.6 | E | 9 | -9900 | ? | 0 | 77777 | E | 9 | 0.7 | E | 8 | 0.065 | F | 8 | 0.18 | F | 8 | -9900 | -9900 | ? | 0
2001-01-12 | 1:00 | 0 | 0 | 0 | 2 | 0 | 0 | 2 | 0 | 0 | 2 | 0 | 0 | 2 | 0 | 0 | 2 | 0 | 0 | 2 | 0 | 0 | 2 | 0 | 10 | E | 9 | 10 | E | 9 | 2 | E | 9 | 0 | E | 9 | 87 | A | 7 | 1004 | E | 9 | 170 | E | 9 | 4.6 | E | 9 | -9900 | ? | 0 | 30 | E | 9 | 0.7 | E | 8 | 0.065 | F | 8 | 0.18 | F | 8 | -9900 | -9900 | ? | 0
2001-01-12 | 2:00 | 0 | 0 | 0 | 2 | 0 | 0 | 2 | 0 | 0 | 2 | 0 | 0 | 2 | 0 | 0 | 2 | 0 | 0 | 2 | 0 | 0 | 2 | 0 | 9 | E | 9 | 9 | E | 9 | 1 | E | 9 | 0 | E | 9 | 93 | A | 7 | 1004 | E | 9 | 160 | E | 9 | 5.7 | E | 9 | -9900 | ? | 0 | 77777 | E | 9 | 0.7 | E | 8 | 0.065 | F | 8 | 0.18 | F | 8 | -9900 | -9900 | ? | 0
2001-01-12 | 3:00 | 0 | 0 | 0 | 2 | 0 | 0 | 2 | 0 | 0 | 2 | 0 | 0 | 2 | 0 | 0 | 2 | 0 | 0 | 2 | 0 | 0 | 2 | 0 | 10 | E | 9 | 10 | E | 9 | 1 | E | 9 | 0 | E | 9 | 93 | A | 7 | 1004 | E | 9 | 170 | E | 9 | 4.6 | E | 9 | -9900 | ? | 0 | 30 | E | 9 | 0.7 | E | 8 | 0.065 | F | 8 | 0.18 | F | 8 | -9900 | -9900 | ? | 0
2001-01-12 | 4:00 | 0 | 0 | 0 | 2 | 0 | 0 | 2 | 0 | 0 | 2 | 0 | 0 | 2 | 0 | 0 | 2 | 0 | 0 | 2 | 0 | 0 | 2 | 0 | 10 | E | 9 | 10 | E | 9 | 2 | E | 9 | 0 | E | 9 | 87 | A | 7 | 1004 | E | 9 | 190 | E | 9 | 3.6 | E | 9 | -9900 | ? | 0 | 30 | E | 9 | 0.7 | E | 8 | 0.065 | F | 8 | 0.18 | F | 8 | -9900 | -9900 | ? | 0
2001-01-12 | 5:00 | 0 | 0 | 0 | 2 | 0 | 0 | 2 | 0 | 0 | 2 | 0 | 0 | 2 | 0 | 0 | 2 | 0 | 0 | 2 | 0 | 0 | 2 | 0 | 10 | E | 9 | 10 | E | 9 | 2 | E | 9 | 0 | E | 9 | 87 | A | 7 | 1004 | E | 9 | 170 | E | 9 | 4.1 | E | 9 | -9900 | ? | 0 | 30 | E | 9 | 0.7 | E | 8 | 0.065 | F | 8 | 0.18 | F | 8 | -9900 | -9900 | ? | 0
2001-01-12 | 6:00 | 0 | 0 | 0 | 2 | 0 | 0 | 2 | 0 | 0 | 2 | 0 | 0 | 2 | 0 | 0 | 2 | 0 | 0 | 2 | 0 | 0 | 2 | 0 | 10 | E | 9 | 10 | E | 9 | 1 | E | 9 | 0 | E | 9 | 93 | A | 7 | 1004 | E | 9 | 170 | E | 9 | 5.1 | E | 9 | -9900 | ? | 0 | 90 | E | 9 | 0.7 | E | 8 | 0.065 | F | 8 | 0.18 | F | 8 | -9900 | -9900 | ? | 0
2001-01-12 | 7:00 | 0 | 0 | 0 | 2 | 0 | 0 | 2 | 0 | 0 | 2 | 0 | 0 | 2 | 0 | 0 | 2 | 0 | 0 | 2 | 0 | 0 | 2 | 0 | 10 | E | 9 | 9 | E | 9 | 1 | E | 9 | -1 | E | 9 | 86 | A | 7 | 1004 | E | 9 | 180 | E | 9 | 5.1 | E | 9 | -9900 | ? | 0 | 77777 | E | 9 | 0.7 | E | 8 | 0.065 | F | 8 | 0.18 | F | 8 | -9900 | -9900 | ? | 0
2001-01-12 | 8:00 | 3 | 248 | 0 | 2 | 8 | 0 | 2 | 15 | 0 | 2 | 8 | 0 | 2 | 8 | 0 | 2 | 15 | 0 | 2 | 8 | 0 | 2 | 19 | 10 | E | 9 | 8 | E | 9 | 1 | E | 9 | 0 | E | 9 | 93 | A | 7 | 1004 | E | 9 | 180 | E | 9 | 5.7 | E | 9 | -9900 | ? | 0 | 77777 | E | 9 | 0.7 | E | 8 | 0.065 | F | 8 | 0.18 | F | 8 | -9900 | -9900 | ? | 0
2001-01-12 | 9:00 | 137 | 1414 | 53 | 2 | 8 | 197 | 2 | 15 | 33 | 2 | 8 | 54 | 2 | 8 | 100 | 2 | 15 | 44 | 2 | 8 | 59 | 2 | 19 | 9 | E | 9 | 7 | E | 9 | 1 | E | 9 | -1 | E | 9 | 86 | A | 7 | 1004 | E | 9 | 170 | E | 9 | 6.2 | E | 9 | -9900 | ? | 0 | 77777 | E | 9 | 0.7 | E | 8 | 0.065 | F | 8 | 0.18 | F | 8 | -9900 | -9900 | ? | 0
2001-01-12 | 10:00 | 323 | 1414 | 114 | 2 | 8 | 119 | 2 | 15 | 87 | 2 | 8 | 124 | 2 | 8 | 99 | 2 | 15 | 102 | 2 | 8 | 189 | 2 | 19 | 10 | E | 9 | 8 | E | 9 | 1 | E | 9 | -1 | E | 9 | 86 | A | 7 | 1004 | E | 9 | 170 | E | 9 | 6.2 | E | 9 | -9900 | ? | 0 | 77777 | E | 9 | 0.7 | E | 8 | 0.065 | F | 8 | 0.18 | F | 8 | -9900 | -9900 | ? | 0
2001-01-12 | 11:00 | 464 | 1414 | 115 | 2 | 8 | 6 | 2 | 15 | 113 | 2 | 8 | 130 | 2 | 8 | 4 | 2 | 15 | 129 | 2 | 8 | 425 | 2 | 19 | 10 | E | 9 | 9 | E | 9 | 1 | E | 9 | 0 | E | 9 | 93 | A | 7 | 1004 | E | 9 | 180 | E | 9 | 6.7 | E | 9 | -9900 | ? | 0 | 660 | E | 9 | 0.8 | E | 8 | 0.065 | F | 8 | 0.18 | F | 8 | -9900 | -9900 | ? | 0
2001-01-12 | 12:00 | 549 | 1414 | 223 | 2 | 8 | 130 | 2 | 15 | 172 | 2 | 8 | 241 | 2 | 8 | 127 | 2 | 15 | 192 | 2 | 8 | 401 | 2 | 19 | 10 | E | 9 | 8 | E | 9 | 1 | E | 9 | 0 | E | 9 | 93 | A | 7 | 1004 | E | 9 | 180 | E | 9 | 6.7 | E | 9 | -9900 | ? | 0 | 77777 | E | 9 | 0.8 | E | 8 | 0.065 | F | 8 | 0.18 | F | 8 | -9900 | -9900 | ? | 0
2001-01-12 | 13:00 | 573 | 1414 | 62 | 2 | 8 | 0 | 2 | 15 | 62 | 2 | 8 | 75 | 2 | 8 | 0 | 2 | 15 | 75 | 2 | 8 | 284 | 2 | 19 | 10 | E | 9 | 9 | E | 9 | 1 | E | 9 | 0 | E | 9 | 93 | A | 7 | 1004 | E | 9 | 180 | E | 9 | 6.7 | E | 9 | -9900 | ? | 0 | 11600 | E | 9 | 0.9 | E | 8 | 0.065 | F | 8 | 0.18 | F | 8 | -9900 | -9900 | ? | 0
2001-01-12 | 14:00 | 532 | 1414 | 162 | 2 | 8 | 25 | 2 | 15 | 153 | 2 | 8 | 182 | 2 | 8 | 19 | 2 | 15 | 175 | 2 | 8 | 561 | 2 | 19 | 10 | E | 9 | 10 | E | 9 | 2 | E | 9 | 1 | E | 9 | 93 | A | 7 | 1004 | E | 9 | 190 | E | 9 | 6.2 | E | 9 | -9900 | ? | 0 | 1200 | E | 9 | 0.9 | E | 8 | 0.065 | F | 8 | 0.18 | F | 8 | -9900 | -9900 | ? | 0
2001-01-12 | 15:00 | 431 | 1414 | 47 | 2 | 8 | 0 | 2 | 15 | 47 | 2 | 8 | 57 | 2 | 8 | 0 | 2 | 15 | 57 | 2 | 8 | 204 | 2 | 19 | 10 | E | 9 | 10 | E | 9 | 3 | E | 9 | 1 | E | 9 | 87 | A | 7 | 1004 | E | 9 | 190 | E | 9 | 5.1 | E | 9 | -9900 | ? | 0 | 1500 | E | 9 | 1 | E | 8 | 0.065 | F | 8 | 0.18 | F | 8 | -9900 | -9900 | ? | 0
2001-01-12 | 16:00 | 276 | 1414 | 185 | 2 | 8 | 298 | 2 | 15 | 126 | 2 | 8 | 186 | 2 | 8 | 219 | 2 | 15 | 143 | 2 | 8 | 279 | 2 | 19 | 10 | E | 9 | 10 | E | 9 | 3 | E | 9 | 2 | E | 9 | 93 | A | 7 | 1004 | E | 9 | 200 | E | 9 | 3.6 | E | 9 | -9900 | ? | 0 | 1200 | E | 9 | 1.1 | E | 8 | 0.065 | F | 8 | 0.18 | F | 8 | -9900 | -9900 | ? | 0
2001-01-12 | 17:00 | 83 | 1285 | 25 | 2 | 8 | 137 | 2 | 15 | 17 | 2 | 8 | 29 | 2 | 8 | 57 | 2 | 15 | 25 | 2 | 8 | 29 | 2 | 19 | 10 | E | 9 | 10 | E | 9 | 3 | E | 9 | 2 | E | 9 | 93 | A | 7 | 1004 | E | 9 | 180 | E | 9 | 4.1 | E | 9 | -9900 | ? | 0 | 1200 | E | 9 | 1.1 | E | 8 | 0.065 | F | 8 | 0.18 | F | 8 | -9900 | -9900 | ? | 0
2001-01-12 | 18:00 | 0 | 0 | 0 | 2 | 0 | 0 | 2 | 0 | 0 | 2 | 0 | 0 | 2 | 0 | 0 | 2 | 0 | 0 | 2 | 0 | 0 | 2 | 0 | 10 | E | 9 | 10 | E | 9 | 4 | E | 9 | 2 | E | 9 | 87 | A | 7 | 1004 | E | 9 | 180 | E | 9 | 3.6 | E | 9 | -9900 | ? | 0 | 1200 | E | 9 | 1.2 | E | 8 | 0.065 | F | 8 | 0.18 | F | 8 | -9900 | -9900 | ? | 0
2001-01-12 | 19:00 | 0 | 0 | 0 | 2 | 0 | 0 | 2 | 0 | 0 | 2 | 0 | 0 | 2 | 0 | 0 | 2 | 0 | 0 | 2 | 0 | 0 | 2 | 0 | 10 | E | 9 | 10 | E | 9 | 4 | E | 9 | 2 | E | 9 | 87 | A | 7 | 1004 | E | 9 | 180 | E | 9 | 3.1 | E | 9 | -9900 | ? | 0 | 1290 | E | 9 | 1.3 | E | 8 | 0.065 | F | 8 | 0.18 | F | 8 | -9900 | -9900 | ? | 0
2001-01-12 | 20:00 | 0 | 0 | 0 | 2 | 0 | 0 | 2 | 0 | 0 | 2 | 0 | 0 | 2 | 0 | 0 | 2 | 0 | 0 | 2 | 0 | 0 | 2 | 0 | 9 | E | 9 | 9 | E | 9 | 4 | E | 9 | 2 | E | 9 | 87 | A | 7 | 1004 | E | 9 | 0 | E | 9 | 0 | E | 9 | -9900 | ? | 0 | 77777 | E | 9 | 1.3 | E | 8 | 0.065 | F | 8 | 0.18 | F | 8 | -9900 | -9900 | ? | 0
2001-01-12 | 21:00 | 0 | 0 | 0 | 2 | 0 | 0 | 2 | 0 | 0 | 2 | 0 | 0 | 2 | 0 | 0 | 2 | 0 | 0 | 2 | 0 | 0 | 2 | 0 | 9 | E | 9 | 9 | E | 9 | 3 | E | 9 | 2 | E | 9 | 93 | A | 7 | 1004 | E | 9 | 160 | E | 9 | 2.6 | E | 9 | -9900 | ? | 0 | 1500 | E | 9 | 1.4 | E | 8 | 0.065 | F | 8 | 0.18 | F | 8 | -9900 | -9900 | ? | 0
2001-01-12 | 22:00 | 0 | 0 | 0 | 2 | 0 | 0 | 2 | 0 | 0 | 2 | 0 | 0 | 2 | 0 | 0 | 2 | 0 | 0 | 2 | 0 | 0 | 2 | 0 | 10 | E | 9 | 10 | E | 9 | 3 | E | 9 | 2 | E | 9 | 93 | A | 7 | 1004 | E | 9 | 0 | E | 9 | 0 | E | 9 | -9900 | ? | 0 | 1380 | E | 9 | 1.5 | E | 8 | 0.065 | F | 8 | 0.18 | F | 8 | -9900 | -9900 | ? | 0
2001-01-12 | 23:00 | 0 | 0 | 0 | 2 | 0 | 0 | 2 | 0 | 0 | 2 | 0 | 0 | 2 | 0 | 0 | 2 | 0 | 0 | 2 | 0 | 0 | 2 | 0 | 10 | E | 9 | 10 | E | 9 | 4 | E | 9 | 2 | E | 9 | 87 | A | 7 | 1004 | E | 9 | 0 | E | 9 | 0 | E | 9 | -9900 | ? | 0 | 180 | E | 9 | 1.4 | E | 8 | 0.065 | F | 8 | 0.18 | F | 8 | -9900 | -9900 | ? | 0
2001-01-12 | 24:00 | 0 | 0 | 0 | 2 | 0 | 0 | 2 | 0 | 0 | 2 | 0 | 0 | 2 | 0 | 0 | 2 | 0 | 0 | 2 | 0 | 0 | 2 | 0 | 8 | E | 9 | 8 | E | 9 | 3 | E | 9 | 2 | E | 9 | 93 | A | 7 | 1004 | E | 9 | 240 | E | 9 | 1.5 | E | 9 | -9900 | ? | 0 | 1800 | E | 9 | 1.4 | E | 8 | 0.065 | F | 8 | 0.18 | F | 8 | -9900 | -9900 | ? | 0
2001-01-13 | 1:00 | 0 | 0 | 0 | 2 | 0 | 0 | 2 | 0 | 0 | 2 | 0 | 0 | 2 | 0 | 0 | 2 | 0 | 0 | 2 | 0 | 0 | 2 | 0 | 10 | E | 9 | 10 | E | 9 | 4 | E | 9 | 2 | E | 9 | 87 | A | 7 | 1004 | E | 9 | 0 | E | 9 | 0 | E | 9 | -9900 | ? | 0 | 1380 | E | 9 | 1.3 | E | 8 | 0.065 | F | 8 | 0.18 | F | 8 | -9900 | -9900 | ? | 0
2001-01-13 | 2:00 | 0 | 0 | 0 | 2 | 0 | 0 | 2 | 0 | 0 | 2 | 0 | 0 | 2 | 0 | 0 | 2 | 0 | 0 | 2 | 0 | 0 | 2 | 0 | 8 | E | 9 | 8 | E | 9 | 3 | E | 9 | 2 | E | 9 | 93 | A | 7 | 1004 | E | 9 | 140 | E | 9 | 2.1 | E | 9 | -9900 | ? | 0 | 1470 | E | 9 | 1.3 | E | 8 | 0.065 | F | 8 | 0.18 | F | 8 | -9900 | -9900 | ? | 0
2001-01-13 | 3:00 | 0 | 0 | 0 | 2 | 0 | 0 | 2 | 0 | 0 | 2 | 0 | 0 | 2 | 0 | 0 | 2 | 0 | 0 | 2 | 0 | 0 | 2 | 0 | 9 | E | 9 | 9 | E | 9 | 3 | E | 9 | 2 | E | 9 | 93 | A | 7 | 1004 | E | 9 | 0 | E | 9 | 0 | E | 9 | -9900 | ? | 0 | 1500 | E | 9 | 1.2 | E | 8 | 0.065 | F | 8 | 0.18 | F | 8 | -9900 | -9900 | ? | 0
2001-01-13 | 4:00 | 0 | 0 | 0 | 2 | 0 | 0 | 2 | 0 | 0 | 2 | 0 | 0 | 2 | 0 | 0 | 2 | 0 | 0 | 2 | 0 | 0 | 2 | 0 | 9 | E | 9 | 9 | E | 9 | 3 | E | 9 | 2 | E | 9 | 93 | A | 7 | 1004 | E | 9 | 0 | E | 9 | 0 | E | 9 | -9900 | ? | 0 | 1500 | E | 9 | 1.2 | E | 8 | 0.065 | F | 8 | 0.18 | F | 8 | -9900 | -9900 | ? | 0
2001-01-13 | 5:00 | 0 | 0 | 0 | 2 | 0 | 0 | 2 | 0 | 0 | 2 | 0 | 0 | 2 | 0 | 0 | 2 | 0 | 0 | 2 | 0 | 0 | 2 | 0 | 4 | E | 9 | 4 | E | 9 | 3 | E | 9 | 2 | E | 9 | 93 | A | 7 | 1004 | E | 9 | 310 | E | 9 | 1.5 | E | 9 | -9900 | ? | 0 | 77777 | E | 9 | 1.2 | E | 8 | 0.065 | F | 8 | 0.18 | F | 8 | -9900 | -9900 | ? | 0
2001-01-13 | 6:00 | 0 | 0 | 0 | 2 | 0 | 0 | 2 | 0 | 0 | 2 | 0 | 0 | 2 | 0 | 0 | 2 | 0 | 0 | 2 | 0 | 0 | 2 | 0 | 10 | E | 9 | 10 | E | 9 | 3 | E | 9 | 2 | E | 9 | 93 | A | 7 | 1004 | E | 9 | 300 | E | 9 | 1.5 | E | 9 | -9900 | ? | 0 | 30 | E | 9 | 1.1 | E | 8 | 0.065 | F | 8 | 0.18 | F | 8 | -9900 | -9900 | ? | 0
2001-01-13 | 7:00 | 0 | 0 | 0 | 2 | 0 | 0 | 2 | 0 | 0 | 2 | 0 | 0 | 2 | 0 | 0 | 2 | 0 | 0 | 2 | 0 | 0 | 2 | 0 | 10 | E | 9 | 10 | E | 9 | 3 | E | 9 | 1 | E | 9 | 87 | A | 7 | 1004 | E | 9 | 0 | E | 9 | 0 | E | 9 | -9900 | ? | 0 | 2100 | E | 9 | 1.1 | E | 8 | 0.065 | F | 8 | 0.18 | F | 8 | -9900 | -9900 | ? | 0
2001-01-13 | 8:00 | 3 | 271 | 0 | 2 | 8 | 0 | 2 | 15 | 0 | 2 | 8 | 0 | 2 | 8 | 0 | 2 | 15 | 0 | 2 | 8 | 0 | 2 | 19 | 10 | E | 9 | 10 | E | 9 | 3 | E | 9 | 2 | E | 9 | 93 | A | 7 | 1004 | E | 9 | 0 | E | 9 | 0 | E | 9 | -9900 | ? | 0 | 30 | E | 9 | 1 | E | 8 | 0.065 | F | 8 | 0.18 | F | 8 | -9900 | -9900 | ? | 0
2001-01-13 | 9:00 | 139 | 1414 | 35 | 2 | 8 | 77 | 2 | 15 | 28 | 2 | 8 | 38 | 2 | 8 | 37 | 2 | 15 | 35 | 2 | 8 | 49 | 2 | 19 | 10 | E | 9 | 10 | E | 9 | 3 | E | 9 | 2 | E | 9 | 93 | A | 7 | 1004 | E | 9 | 0 | E | 9 | 0 | E | 9 | -9900 | ? | 0 | 77777 | E | 9 | 1 | E | 8 | 0.065 | F | 8 | 0.18 | F | 8 | -9900 | -9900 | ? | 0
2001-01-13 | 10:00 | 326 | 1414 | 88 | 2 | 8 | 33 | 2 | 15 | 80 | 2 | 8 | 96 | 2 | 8 | 28 | 2 | 15 | 90 | 2 | 8 | 206 | 2 | 19 | 10 | E | 9 | 10 | E | 9 | 3 | E | 9 | 2 | E | 9 | 93 | A | 7 | 1004 | E | 9 | 0 | E | 9 | 0 | E | 9 | -9900 | ? | 0 | 60 | E | 9 | 0.9 | E | 8 | 0.065 | F | 8 | 0.18 | F | 8 | -9900 | -9900 | ? | 0
2001-01-13 | 11:00 | 467 | 1414 | 78 | 2 | 8 | 0 | 2 | 15 | 78 | 2 | 8 | 91 | 2 | 8 | 0 | 2 | 15 | 91 | 2 | 8 | 322 | 2 | 19 | 10 | E | 9 | 9 | E | 9 | 3 | E | 9 | 2 | E | 9 | 93 | A | 7 | 1004 | E | 9 | 200 | E | 9 | 2.1 | E | 9 | -9900 | ? | 0 | 77777 | E | 9 | 1 | E | 8 | 0.065 | F | 8 | 0.18 | F | 8 | -9900 | -9900 | ? | 0
2001-01-13 | 12:00 | 553 | 1414 | 126 | 2 | 8 | 0 | 2 | 15 | 126 | 2 | 8 | 144 | 2 | 8 | 0 | 2 | 15 | 144 | 2 | 8 | 502 | 2 | 19 | 5 | E | 9 | 5 | E | 9 | 3 | E | 9 | 2 | E | 9 | 93 | A | 7 | 1004 | E | 9 | 0 | E | 9 | 0 | E | 9 | -9900 | ? | 0 | 77777 | E | 9 | 1 | E | 8 | 0.065 | F | 8 | 0.18 | F | 8 | -9900 | -9900 | ? | 0
2001-01-13 | 13:00 | 576 | 1414 | 68 | 2 | 8 | 0 | 2 | 15 | 68 | 2 | 8 | 82 | 2 | 8 | 0 | 2 | 15 | 82 | 2 | 8 | 308 | 2 | 19 | 2 | E | 9 | 2 | E | 9 | 3 | E | 9 | 2 | E | 9 | 93 | A | 7 | 1004 | E | 9 | 0 | E | 9 | 0 | E | 9 | -9900 | ? | 0 | 77777 | E | 9 | 1 | E | 8 | 0.065 | F | 8 | 0.18 | F | 8 | -9900 | -9900 | ? | 0
2001-01-13 | 14:00 | 536 | 1414 | 236 | 2 | 8 | 167 | 2 | 15 | 172 | 2 | 8 | 255 | 2 | 8 | 162 | 2 | 15 | 193 | 2 | 8 | 399 | 2 | 19 | 3 | E | 9 | 3 | E | 9 | 3 | E | 9 | 2 | E | 9 | 93 | A | 7 | 1004 | E | 9 | 0 | E | 9 | 0 | E | 9 | -9900 | ? | 0 | 77777 | E | 9 | 1 | E | 8 | 0.065 | F | 8 | 0.18 | F | 8 | -9900 | -9900 | ? | 0
2001-01-13 | 15:00 | 435 | 1414 | 217 | 2 | 8 | 286 | 2 | 15 | 129 | 2 | 8 | 229 | 2 | 8 | 260 | 2 | 15 | 148 | 2 | 8 | 263 | 2 | 19 | 2 | E | 9 | 2 | E | 9 | 3 | E | 9 | 1 | E | 9 | 87 | A | 7 | 1004 | E | 9 | 20 | E | 9 | 1.5 | E | 9 | -9900 | ? | 0 | 77777 | E | 9 | 1.1 | E | 8 | 0.065 | F | 8 | 0.18 | F | 8 | -9900 | -9900 | ? | 0
2001-01-13 | 16:00 | 281 | 1414 | 103 | 2 | 8 | 53 | 2 | 15 | 92 | 2 | 8 | 112 | 2 | 8 | 44 | 2 | 15 | 103 | 2 | 8 | 216 | 2 | 19 | 10 | E | 9 | 10 | E | 9 | 2 | E | 9 | 0 | E | 9 | 87 | A | 7 | 1004 | E | 9 | 10 | E | 9 | 1.5 | E | 9 | -9900 | ? | 0 | 1800 | E | 9 | 1.1 | E | 8 | 0.065 | F | 8 | 0.18 | F | 8 | -9900 | -9900 | ? | 0
2001-01-13 | 17:00 | 87 | 1308 | 15 | 2 | 8 | 25 | 2 | 15 | 13 | 2 | 8 | 17 | 2 | 8 | 12 | 2 | 15 | 16 | 2 | 8 | 27 | 2 | 19 | 10 | E | 9 | 10 | E | 9 | 2 | E | 9 | 1 | E | 9 | 93 | A | 7 | 1004 | E | 9 | 30 | E | 9 | 2.1 | E | 9 | -9900 | ? | 0 | 2100 | E | 9 | 1.1 | E | 8 | 0.065 | F | 8 | 0.18 | F | 8 | -9900 | -9900 | ? | 0
2001-01-13 | 18:00 | 0 | 0 | 0 | 2 | 0 | 0 | 2 | 0 | 0 | 2 | 0 | 0 | 2 | 0 | 0 | 2 | 0 | 0 | 2 | 0 | 0 | 2 | 0 | 10 | E | 9 | 10 | E | 9 | 2 | E | 9 | 1 | E | 9 | 93 | A | 7 | 1004 | E | 9 | 40 | E | 9 | 2.1 | E | 9 | -9900 | ? | 0 | 77777 | E | 9 | 1.1 | E | 8 | 0.065 | F | 8 | 0.18 | F | 8 | -9900 | -9900 | ? | 0
2001-01-13 | 19:00 | 0 | 0 | 0 | 2 | 0 | 0 | 2 | 0 | 0 | 2 | 0 | 0 | 2 | 0 | 0 | 2 | 0 | 0 | 2 | 0 | 0 | 2 | 0 | 10 | E | 9 | 9 | E | 9 | 2 | E | 9 | 1 | E | 9 | 93 | A | 7 | 1004 | E | 9 | 0 | E | 9 | 0 | E | 9 | -9900 | ? | 0 | 77777 | E | 9 | 1.2 | E | 8 | 0.065 | F | 8 | 0.18 | F | 8 | -9900 | -9900 | ? | 0
2001-01-13 | 20:00 | 0 | 0 | 0 | 2 | 0 | 0 | 2 | 0 | 0 | 2 | 0 | 0 | 2 | 0 | 0 | 2 | 0 | 0 | 2 | 0 | 0 | 2 | 0 | 10 | E | 9 | 9 | E | 9 | 2 | E | 9 | 1 | E | 9 | 93 | A | 7 | 1004 | E | 9 | 320 | E | 9 | 2.6 | E | 9 | -9900 | ? | 0 | 77777 | E | 9 | 1.2 | E | 8 | 0.065 | F | 8 | 0.18 | F | 8 | -9900 | -9900 | ? | 0
2001-01-13 | 21:00 | 0 | 0 | 0 | 2 | 0 | 0 | 2 | 0 | 0 | 2 | 0 | 0 | 2 | 0 | 0 | 2 | 0 | 0 | 2 | 0 | 0 | 2 | 0 | 10 | E | 9 | 10 | E | 9 | 3 | E | 9 | 1 | E | 9 | 87 | A | 7 | 1004 | E | 9 | 300 | E | 9 | 2.1 | E | 9 | -9900 | ? | 0 | 77777 | E | 9 | 1.2 | E | 8 | 0.065 | F | 8 | 0.18 | F | 8 | -9900 | -9900 | ? | 0
2001-01-13 | 22:00 | 0 | 0 | 0 | 2 | 0 | 0 | 2 | 0 | 0 | 2 | 0 | 0 | 2 | 0 | 0 | 2 | 0 | 0 | 2 | 0 | 0 | 2 | 0 | 10 | E | 9 | 9 | E | 9 | 3 | E | 9 | 2 | E | 9 | 93 | A | 7 | 1004 | E | 9 | 260 | E | 9 | 2.1 | E | 9 | -9900 | ? | 0 | 77777 | E | 9 | 1.3 | E | 8 | 0.065 | F | 8 | 0.18 | F | 8 | -9900 | -9900 | ? | 0
2001-01-13 | 23:00 | 0 | 0 | 0 | 2 | 0 | 0 | 2 | 0 | 0 | 2 | 0 | 0 | 2 | 0 | 0 | 2 | 0 | 0 | 2 | 0 | 0 | 2 | 0 | 10 | E | 9 | 10 | E | 9 | 4 | E | 9 | 2 | E | 9 | 87 | A | 7 | 1004 | E | 9 | 320 | E | 9 | 1.5 | E | 9 | -9900 | ? | 0 | 77777 | E | 9 | 1.2 | E | 8 | 0.065 | F | 8 | 0.18 | F | 8 | -9900 | -9900 | ? | 0
2001-01-13 | 24:00 | 0 | 0 | 0 | 2 | 0 | 0 | 2 | 0 | 0 | 2 | 0 | 0 | 2 | 0 | 0 | 2 | 0 | 0 | 2 | 0 | 0 | 2 | 0 | 10 | E | 9 | 10 | E | 9 | 6 | E | 9 | 4 | E | 9 | 87 | A | 7 | 1004 | E | 9 | 280 | E | 9 | 2.6 | E | 9 | -9900 | ? | 0 | 2100 | E | 9 | 1.2 | E | 8 | 0.065 | F | 8 | 0.18 | F | 8 | -9900 | -9900 | ? | 0
2001-01-14 | 1:00 | 0 | 0 | 0 | 2 | 0 | 0 | 2 | 0 | 0 | 2 | 0 | 0 | 2 | 0 | 0 | 2 | 0 | 0 | 2 | 0 | 0 | 2 | 0 | 10 | E | 9 | 10 | E | 9 | 6 | E | 9 | 4 | E | 9 | 87 | A | 7 | 1004 | E | 9 | 330 | E | 9 | 1.5 | E | 9 | -9900 | ? | 0 | 2100 | E | 9 | 1.2 | E | 8 | 0.066 | F | 8 | 0.18 | F | 8 | -9900 | -9900 | ? | 0
2001-01-14 | 2:00 | 0 | 0 | 0 | 2 | 0 | 0 | 2 | 0 | 0 | 2 | 0 | 0 | 2 | 0 | 0 | 2 | 0 | 0 | 2 | 0 | 0 | 2 | 0 | 10 | E | 9 | 10 | E | 9 | 6 | E | 9 | 4 | E | 9 | 87 | A | 7 | 1004 | E | 9 | 0 | E | 9 | 0 | E | 9 | -9900 | ? | 0 | 1800 | E | 9 | 1.1 | E | 8 | 0.066 | F | 8 | 0.18 | F | 8 | -9900 | -9900 | ? | 0
2001-01-14 | 3:00 | 0 | 0 | 0 | 2 | 0 | 0 | 2 | 0 | 0 | 2 | 0 | 0 | 2 | 0 | 0 | 2 | 0 | 0 | 2 | 0 | 0 | 2 | 0 | 10 | E | 9 | 9 | E | 9 | 6 | E | 9 | 4 | E | 9 | 87 | A | 7 | 1004 | E | 9 | 0 | E | 9 | 0 | E | 9 | -9900 | ? | 0 | 77777 | E | 9 | 1.1 | E | 8 | 0.066 | F | 8 | 0.18 | F | 8 | -9900 | -9900 | ? | 0
2001-01-14 | 4:00 | 0 | 0 | 0 | 2 | 0 | 0 | 2 | 0 | 0 | 2 | 0 | 0 | 2 | 0 | 0 | 2 | 0 | 0 | 2 | 0 | 0 | 2 | 0 | 10 | E | 9 | 10 | E | 9 | 6 | E | 9 | 4 | E | 9 | 87 | A | 7 | 1004 | E | 9 | 0 | E | 9 | 0 | E | 9 | -9900 | ? | 0 | 1800 | E | 9 | 1 | E | 8 | 0.066 | F | 8 | 0.18 | F | 8 | -9900 | -9900 | ? | 0
2001-01-14 | 5:00 | 0 | 0 | 0 | 2 | 0 | 0 | 2 | 0 | 0 | 2 | 0 | 0 | 2 | 0 | 0 | 2 | 0 | 0 | 2 | 0 | 0 | 2 | 0 | 8 | E | 9 | 8 | E | 9 | 6 | E | 9 | 4 | E | 9 | 87 | A | 7 | 1004 | E | 9 | 10 | E | 9 | 1.5 | E | 9 | -9900 | ? | 0 | 77777 | E | 9 | 1 | E | 8 | 0.066 | F | 8 | 0.18 | F | 8 | -9900 | -9900 | ? | 0
2001-01-14 | 6:00 | 0 | 0 | 0 | 2 | 0 | 0 | 2 | 0 | 0 | 2 | 0 | 0 | 2 | 0 | 0 | 2 | 0 | 0 | 2 | 0 | 0 | 2 | 0 | 10 | E | 9 | 10 | E | 9 | 6 | E | 9 | 4 | E | 9 | 87 | A | 7 | 1004 | E | 9 | 0 | E | 9 | 0 | E | 9 | -9900 | ? | 0 | 1380 | E | 9 | 1 | E | 8 | 0.066 | F | 8 | 0.18 | F | 8 | -9900 | -9900 | ? | 0
2001-01-14 | 7:00 | 0 | 0 | 0 | 2 | 0 | 0 | 2 | 0 | 0 | 2 | 0 | 0 | 2 | 0 | 0 | 2 | 0 | 0 | 2 | 0 | 0 | 2 | 0 | 10 | E | 9 | 10 | E | 9 | 7 | E | 9 | 5 | E | 9 | 87 | A | 7 | 1004 | E | 9 | 0 | E | 9 | 0 | E | 9 | -9900 | ? | 0 | 1185 | E | 9 | 0.9 | E | 8 | 0.066 | F | 8 | 0.18 | F | 8 | -9900 | -9900 | ? | 0
2001-01-14 | 8:00 | 4 | 271 | 0 | 2 | 8 | 0 | 2 | 15 | 0 | 2 | 8 | 0 | 2 | 8 | 0 | 2 | 15 | 0 | 2 | 8 | 0 | 2 | 19 | 10 | E | 9 | 10 | E | 9 | 7 | E | 9 | 6 | E | 9 | 93 | A | 7 | 1004 | E | 9 | 0 | E | 9 | 0 | E | 9 | -9900 | ? | 0 | 990 | E | 9 | 0.9 | E | 8 | 0.066 | F | 8 | 0.18 | F | 8 | -9900 | -9900 | ? | 0
2001-01-14 | 9:00 | 141 | 1414 | 41 | 2 | 8 | 99 | 2 | 15 | 31 | 2 | 8 | 44 | 2 | 8 | 48 | 2 | 15 | 39 | 2 | 8 | 55 | 2 | 19 | 10 | E | 9 | 10 | E | 9 | 8 | E | 9 | 4 | E | 9 | 76 | A | 7 | 1004 | E | 9 | 0 | E | 9 | 0 | E | 9 | -9900 | ? | 0 | 1290 | E | 9 | 0.9 | E | 8 | 0.066 | F | 8 | 0.18 | F | 8 | -9900 | -9900 | ? | 0
2001-01-14 | 10:00 | 328 | 1414 | 88 | 2 | 8 | 27 | 2 | 15 | 82 | 2 | 8 | 97 | 2 | 8 | 23 | 2 | 15 | 91 | 2 | 8 | 211 | 2 | 19 | 10 | E | 9 | 9 | E | 9 | 8 | E | 9 | 5 | E | 9 | 81 | A | 7 | 1004 | E | 9 | 0 | E | 9 | 0 | E | 9 | -9900 | ? | 0 | 1230 | E | 9 | 0.8 | E | 8 | 0.066 | F | 8 | 0.18 | F | 8 | -9900 | -9900 | ? | 0
2001-01-14 | 11:00 | 470 | 1414 | 182 | 2 | 8 | 121 | 2 | 15 | 142 | 2 | 8 | 198 | 2 | 8 | 114 | 2 | 15 | 160 | 2 | 8 | 322 | 2 | 19 | 9 | E | 9 | 9 | E | 9 | 8 | E | 9 | 6 | E | 9 | 87 | A | 7 | 1004 | E | 9 | 40 | E | 9 | 3.6 | E | 9 | -9900 | ? | 0 | 1410 | E | 9 | 0.9 | E | 8 | 0.066 | F | 8 | 0.18 | F | 8 | -9900 | -9900 | ? | 0
2001-01-14 | 12:00 | 556 | 1414 | 349 | 2 | 8 | 456 | 2 | 15 | 169 | 2 | 8 | 357 | 2 | 8 | 434 | 2 | 15 | 186 | 2 | 8 | 341 | 2 | 19 | 9 | E | 9 | 9 | E | 9 | 9 | E | 9 | 6 | E | 9 | 81 | A | 7 | 1004 | E | 9 | 40 | E | 9 | 2.6 | E | 9 | -9900 | ? | 0 | 1320 | E | 9 | 0.9 | E | 8 | 0.066 | F | 8 | 0.18 | F | 8 | -9900 | -9900 | ? | 0
2001-01-14 | 13:00 | 580 | 1414 | 191 | 2 | 8 | 115 | 2 | 15 | 144 | 2 | 8 | 211 | 2 | 8 | 114 | 2 | 15 | 164 | 2 | 8 | 339 | 2 | 19 | 10 | E | 9 | 10 | E | 9 | 10 | E | 9 | 6 | E | 9 | 76 | A | 7 | 1004 | E | 9 | 50 | E | 9 | 4.6 | E | 9 | -9900 | ? | 0 | 1230 | E | 9 | 0.9 | E | 8 | 0.066 | F | 8 | 0.18 | F | 8 | -9900 | -9900 | ? | 0
2001-01-14 | 14:00 | 541 | 1414 | 316 | 2 | 8 | 415 | 2 | 15 | 157 | 2 | 8 | 325 | 2 | 8 | 393 | 2 | 15 | 174 | 2 | 8 | 313 | 2 | 19 | 10 | E | 9 | 10 | E | 9 | 10.3 | E | 9 | 6.3 | E | 9 | 76 | A | 7 | 1004 | E | 9 | 40 | E | 9 | 4.4 | E | 9 | -9900 | ? | 0 | 2830 | E | 9 | 0.9 | E | 8 | 0.066 | F | 8 | 0.18 | F | 8 | -9900 | -9900 | ? | 0
2001-01-14 | 15:00 | 440 | 1414 | 193 | 2 | 8 | 175 | 2 | 15 | 139 | 2 | 8 | 209 | 2 | 8 | 161 | 2 | 15 | 159 | 2 | 8 | 312 | 2 | 19 | 9 | E | 9 | 8 | E | 9 | 9.6 | E | 9 | 4.6 | E | 9 | 71 | A | 7 | 1004 | E | 9 | 20 | E | 9 | 4.3 | E | 9 | -9900 | ? | 0 | 4370 | E | 9 | 1 | E | 8 | 0.066 | F | 8 | 0.18 | F | 8 | -9900 | -9900 | ? | 0
2001-01-14 | 16:00 | 286 | 1414 | 157 | 2 | 8 | 332 | 2 | 15 | 90 | 2 | 8 | 159 | 2 | 8 | 249 | 2 | 15 | 108 | 2 | 8 | 171 | 2 | 19 | 9 | E | 9 | 9 | E | 9 | 9.9 | E | 9 | 3.9 | E | 9 | 66 | A | 7 | 1004 | E | 9 | 30 | E | 9 | 2.1 | E | 9 | -9900 | ? | 0 | 5190 | E | 9 | 1 | E | 8 | 0.066 | F | 8 | 0.18 | F | 8 | -9900 | -9900 | ? | 0
2001-01-14 | 17:00 | 91 | 1332 | 24 | 2 | 8 | 161 | 2 | 15 | 14 | 2 | 8 | 27 | 2 | 8 | 80 | 2 | 15 | 21 | 2 | 8 | 26 | 2 | 19 | 8 | E | 9 | 8 | E | 9 | 8.2 | E | 9 | 4.2 | E | 9 | 76 | A | 7 | 1004 | E | 9 | 20 | E | 9 | 2 | E | 9 | -9900 | ? | 0 | 6880 | E | 9 | 1 | E | 8 | 0.066 | F | 8 | 0.18 | F | 8 | -9900 | -9900 | ? | 0
2001-01-14 | 18:00 | 0 | 0 | 0 | 2 | 0 | 0 | 2 | 0 | 0 | 2 | 0 | 0 | 2 | 0 | 0 | 2 | 0 | 0 | 2 | 0 | 0 | 2 | 0 | 8 | E | 9 | 8 | E | 9 | 6.5 | E | 9 | 3.5 | E | 9 | 81 | A | 7 | 1004 | E | 9 | 20 | E | 9 | 1.8 | E | 9 | -9900 | ? | 0 | 8540 | E | 9 | 1 | E | 8 | 0.066 | F | 8 | 0.18 | F | 8 | -9900 | -9900 | ? | 0
2001-01-14 | 19:00 | 0 | 0 | 0 | 2 | 0 | 0 | 2 | 0 | 0 | 2 | 0 | 0 | 2 | 0 | 0 | 2 | 0 | 0 | 2 | 0 | 0 | 2 | 0 | 7 | E | 9 | 7 | E | 9 | 5.8 | E | 9 | 3.8 | E | 9 | 87 | A | 7 | 1004 | E | 9 | 350 | E | 9 | 1.1 | E | 9 | -9900 | ? | 0 | 10200 | E | 9 | 1 | E | 8 | 0.066 | F | 8 | 0.18 | F | 8 | -9900 | -9900 | ? | 0
2001-01-14 | 20:00 | 0 | 0 | 0 | 2 | 0 | 0 | 2 | 0 | 0 | 2 | 0 | 0 | 2 | 0 | 0 | 2 | 0 | 0 | 2 | 0 | 0 | 2 | 0 | 7 | E | 9 | 7 | E | 9 | 4.2 | E | 9 | 2.2 | E | 9 | 87 | A | 7 | 1004 | E | 9 | 20 | E | 9 | 1 | E | 9 | -9900 | ? | 0 | 11890 | E | 9 | 1.1 | E | 8 | 0.066 | F | 8 | 0.18 | F | 8 | -9900 | -9900 | ? | 0
2001-01-14 | 21:00 | 0 | 0 | 0 | 2 | 0 | 0 | 2 | 0 | 0 | 2 | 0 | 0 | 2 | 0 | 0 | 2 | 0 | 0 | 2 | 0 | 0 | 2 | 0 | 7 | E | 9 | 7 | E | 9 | 3.5 | E | 9 | 1.5 | E | 9 | 87 | A | 7 | 1004 | E | 9 | 360 | E | 9 | 1.8 | E | 9 | -9900 | ? | 0 | 13580 | E | 9 | 1.1 | E | 8 | 0.066 | F | 8 | 0.18 | F | 8 | -9900 | -9900 | ? | 0
2001-01-14 | 22:00 | 0 | 0 | 0 | 2 | 0 | 0 | 2 | 0 | 0 | 2 | 0 | 0 | 2 | 0 | 0 | 2 | 0 | 0 | 2 | 0 | 0 | 2 | 0 | 6 | E | 9 | 6 | E | 9 | 3.8 | E | 9 | 1.8 | E | 9 | 87 | A | 7 | 1004 | E | 9 | 360 | E | 9 | 2.1 | E | 9 | -9900 | ? | 0 | 15270 | E | 9 | 1.1 | E | 8 | 0.066 | F | 8 | 0.18 | F | 8 | -9900 | -9900 | ? | 0
2001-01-14 | 23:00 | 0 | 0 | 0 | 2 | 0 | 0 | 2 | 0 | 0 | 2 | 0 | 0 | 2 | 0 | 0 | 2 | 0 | 0 | 2 | 0 | 0 | 2 | 0 | 6 | E | 9 | 6 | E | 9 | 3.1 | E | 9 | 2.1 | E | 9 | 93 | A | 7 | 1004 | E | 9 | 340 | E | 9 | 1 | E | 9 | -9900 | ? | 0 | 16930 | E | 9 | 1.1 | E | 8 | 0.066 | F | 8 | 0.18 | F | 8 | -9900 | -9900 | ? | 0
2001-01-14 | 24:00 | 0 | 0 | 0 | 2 | 0 | 0 | 2 | 0 | 0 | 2 | 0 | 0 | 2 | 0 | 0 | 2 | 0 | 0 | 2 | 0 | 0 | 2 | 0 | 5 | E | 9 | 5 | E | 9 | 2.4 | E | 9 | 1.4 | E | 9 | 93 | A | 7 | 1004 | E | 9 | 360 | E | 9 | 0.8 | E | 9 | -9900 | ? | 0 | 77777 | E | 9 | 1 | E | 8 | 0.066 | F | 8 | 0.18 | F | 8 | -9900 | -9900 | ? | 0
2001-01-15 | 1:00 | 0 | 0 | 0 | 2 | 0 | 0 | 2 | 0 | 0 | 2 | 0 | 0 | 2 | 0 | 0 | 2 | 0 | 0 | 2 | 0 | 0 | 2 | 0 | 5 | E | 9 | 5 | E | 9 | 2.7 | E | 9 | 1.7 | E | 9 | 93 | A | 7 | 1004 | E | 9 | 350 | E | 9 | 0.2 | E | 9 | -9900 | ? | 0 | 20310 | E | 9 | 0.9 | E | 8 | 0.066 | F | 8 | 0.18 | F | 8 | -9900 | -9900 | ? | 0
2001-01-15 | 2:00 | 0 | 0 | 0 | 2 | 0 | 0 | 2 | 0 | 0 | 2 | 0 | 0 | 2 | 0 | 0 | 2 | 0 | 0 | 2 | 0 | 0 | 2 | 0 | 4 | E | 9 | 4 | E | 9 | 3 | A | 7 | 2 | A | 7 | 93 | A | 7 | 1004 | E | 9 | 0 | A | 7 | 0 | A | 7 | 16100 | A | 7 | 77777 | A | 7 | 0.9 | E | 8 | 0.066 | F | 8 | 0.18 | F | 8 | -9900 | -9900 | ? | 0
2001-01-15 | 3:00 | 0 | 0 | 0 | 2 | 0 | 0 | 2 | 0 | 0 | 2 | 0 | 0 | 2 | 0 | 0 | 2 | 0 | 0 | 2 | 0 | 0 | 2 | 0 | 4 | E | 9 | 4 | E | 9 | 2.1 | E | 9 | 1.1 | E | 9 | 93 | A | 7 | 1004 | E | 9 | 350 | E | 9 | 1.2 | E | 9 | -9900 | ? | 0 | 77777 | E | 9 | 0.8 | E | 8 | 0.066 | F | 8 | 0.18 | F | 8 | -9900 | -9900 | ? | 0
2001-01-15 | 4:00 | 0 | 0 | 0 | 2 | 0 | 0 | 2 | 0 | 0 | 2 | 0 | 0 | 2 | 0 | 0 | 2 | 0 | 0 | 2 | 0 | 0 | 2 | 0 | 4 | E | 9 | 4 | E | 9 | 1.1 | E | 9 | 0.2 | E | 9 | 94 | A | 7 | 1004 | E | 9 | 340 | E | 9 | 0.9 | E | 9 | -9900 | ? | 0 | 77777 | E | 9 | 0.8 | E | 8 | 0.066 | F | 8 | 0.18 | F | 8 | -9900 | -9900 | ? | 0
2001-01-15 | 5:00 | 0 | 0 | 0 | 2 | 0 | 0 | 2 | 0 | 0 | 2 | 0 | 0 | 2 | 0 | 0 | 2 | 0 | 0 | 2 | 0 | 0 | 2 | 0 | 3 | E | 9 | 3 | E | 9 | 0.2 | E | 9 | -0.8 | E | 9 | 92 | A | 7 | 1004 | E | 9 | 350 | E | 9 | 1.5 | E | 9 | -9900 | ? | 0 | 77777 | E | 9 | 0.7 | E | 8 | 0.066 | F | 8 | 0.18 | F | 8 | -9900 | -9900 | ? | 0
2001-01-15 | 6:00 | 0 | 0 | 0 | 2 | 0 | 0 | 2 | 0 | 0 | 2 | 0 | 0 | 2 | 0 | 0 | 2 | 0 | 0 | 2 | 0 | 0 | 2 | 0 | 3 | E | 9 | 3 | E | 9 | -0.8 | E | 9 | -1.7 | E | 9 | 93 | A | 7 | 1004 | E | 9 | 10 | E | 9 | 0.7 | E | 9 | -9900 | ? | 0 | 77777 | E | 9 | 0.7 | E | 8 | 0.066 | F | 8 | 0.18 | F | 8 | -9900 | -9900 | ? | 0
2001-01-15 | 7:00 | 0 | 0 | 0 | 2 | 0 | 0 | 2 | 0 | 0 | 2 | 0 | 0 | 2 | 0 | 0 | 2 | 0 | 0 | 2 | 0 | 0 | 2 | 0 | 3 | E | 9 | 3 | E | 9 | -0.4 | E | 9 | -2.4 | E | 9 | 85 | A | 7 | 1004 | E | 9 | 0 | E | 9 | 0 | E | 9 | -9900 | ? | 0 | 77777 | E | 9 | 0.6 | E | 8 | 0.066 | F | 8 | 0.18 | F | 8 | -9900 | -9900 | ? | 0
2001-01-15 | 8:00 | 4 | 295 | 0 | 2 | 8 | 0 | 2 | 15 | 0 | 2 | 8 | 0 | 2 | 8 | 0 | 2 | 15 | 0 | 2 | 8 | 0 | 2 | 19 | 2 | E | 9 | 2 | E | 9 | -0.1 | E | 9 | -3.1 | E | 9 | 78 | A | 7 | 1004 | E | 9 | 0 | E | 9 | 0 | E | 9 | -9900 | ? | 0 | 77777 | E | 9 | 0.6 | E | 8 | 0.066 | F | 8 | 0.18 | F | 8 | -9900 | -9900 | ? | 0
2001-01-15 | 9:00 | 144 | 1414 | 52 | 2 | 8 | 165 | 2 | 15 | 35 | 2 | 8 | 54 | 2 | 8 | 86 | 2 | 15 | 45 | 2 | 8 | 63 | 2 | 19 | 2 | E | 9 | 2 | E | 9 | 0.3 | E | 9 | -3.7 | E | 9 | 72 | A | 7 | 1004 | E | 9 | 0 | E | 9 | 0 | E | 9 | -9900 | ? | 0 | 77777 | E | 9 | 0.5 | E | 8 | 0.066 | F | 8 | 0.18 | F | 8 | -9900 | -9900 | ? | 0
2001-01-15 | 10:00 | 331 | 1414 | 101 | 2 | 8 | 60 | 2 | 15 | 87 | 2 | 8 | 111 | 2 | 8 | 51 | 2 | 15 | 99 | 2 | 8 | 222 | 2 | 19 | 2 | E | 9 | 2 | E | 9 | 0.6 | E | 9 | -3.4 | E | 9 | 72 | A | 7 | 1004 | E | 9 | 0 | E | 9 | 0 | E | 9 | -9900 | ? | 0 | 77777 | E | 9 | 0.5 | E | 8 | 0.066 | F | 8 | 0.18 | F | 8 | -9900 | -9900 | ? | 0
2001-01-15 | 11:00 | 474 | 1414 | 109 | 2 | 8 | 0 | 2 | 15 | 109 | 2 | 8 | 124 | 2 | 8 | 0 | 2 | 15 | 124 | 2 | 8 | 418 | 2 | 19 | 1 | E | 9 | 1 | E | 9 | 2 | E | 9 | -4.1 | E | 9 | 61 | A | 7 | 1004 | E | 9 | 0 | E | 9 | 0 | E | 9 | -9900 | ? | 0 | 77777 | E | 9 | 0.5 | E | 8 | 0.066 | F | 8 | 0.18 | F | 8 | -9900 | -9900 | ? | 0
2001-01-15 | 12:00 | 560 | 1414 | 315 | 2 | 8 | 290 | 2 | 15 | 199 | 2 | 8 | 328 | 2 | 8 | 285 | 2 | 15 | 215 | 2 | 8 | 442 | 2 | 19 | 3 | E | 9 | 3 | E | 9 | 2.3 | E | 9 | -4.8 | E | 9 | 57 | A | 7 | 1004 | E | 9 | 0 | E | 9 | 0 | E | 9 | -9900 | ? | 0 | 13884 | E | 9 | 0.5 | E | 8 | 0.066 | F | 8 | 0.18 | F | 8 | -9900 | -9900 | ? | 0
2001-01-15 | 13:00 | 585 | 1414 | 123 | 2 | 8 | 0 | 2 | 15 | 123 | 2 | 8 | 142 | 2 | 8 | 0 | 2 | 15 | 142 | 2 | 8 | 506 | 2 | 19 | 0 | E | 9 | 0 | E | 9 | 2.7 | E | 9 | -5.5 | E | 9 | 52 | A | 7 | 1004 | E | 9 | 0 | E | 9 | 0 | E | 9 | -9900 | ? | 0 | 77777 | E | 9 | 0.6 | E | 8 | 0.066 | F | 8 | 0.18 | F | 8 | -9900 | -9900 | ? | 0
2001-01-15 | 14:00 | 545 | 1414 | 175 | 2 | 8 | 37 | 2 | 15 | 160 | 2 | 8 | 191 | 2 | 8 | 36 | 2 | 15 | 177 | 2 | 8 | 442 | 2 | 19 | 0 | E | 9 | 0 | E | 9 | 3 | E | 9 | -6.2 | E | 9 | 48 | A | 7 | 1004 | E | 9 | 0 | E | 9 | 0 | E | 9 | -9900 | ? | 0 | 77777 | E | 9 | 0.6 | E | 8 | 0.066 | F | 8 | 0.18 | F | 8 | -9900 | -9900 | ? | 0
2001-01-15 | 15:00 | 445 | 1414 | 300 | 2 | 8 | 531 | 2 | 15 | 133 | 2 | 8 | 307 | 2 | 8 | 475 | 2 | 15 | 157 | 2 | 8 | 258 | 2 | 19 | 1 | E | 9 | 1 | E | 9 | 4 | E | 9 | -6.1 | E | 9 | 45 | A | 7 | 1004 | E | 9 | 0 | E | 9 | 0 | E | 9 | -9900 | ? | 0 | 20106 | E | 9 | 0.6 | E | 8 | 0.066 | F | 8 | 0.18 | F | 8 | -9900 | -9900 | ? | 0
2001-01-15 | 16:00 | 290 | 1414 | 177 | 2 | 8 | 442 | 2 | 15 | 86 | 2 | 8 | 180 | 2 | 8 | 334 | 2 | 15 | 111 | 2 | 8 | 162 | 2 | 19 | 0 | E | 9 | 0 | E | 9 | 6 | E | 9 | -6 | E | 9 | 39 | A | 7 | 1004 | E | 9 | 0 | E | 9 | 0 | E | 9 | -9900 | ? | 0 | 77777 | E | 9 | 0.7 | E | 8 | 0.066 | F | 8 | 0.18 | F | 8 | -9900 | -9900 | ? | 0
2001-01-15 | 17:00 | 96 | 1379 | 29 | 2 | 8 | 219 | 2 | 15 | 14 | 2 | 8 | 32 | 2 | 8 | 111 | 2 | 15 | 24 | 2 | 8 | 26 | 2 | 19 | 0 | E | 9 | 0 | E | 9 | 3.1 | E | 9 | -4.9 | E | 9 | 53 | A | 7 | 1004 | E | 9 | 0 | E | 9 | 0 | E | 9 | -9900 | ? | 0 | 77777 | E | 9 | 0.7 | E | 8 | 0.066 | F | 8 | 0.18 | F | 8 | -9900 | -9900 | ? | 0
2001-01-15 | 18:00 | 0 | 0 | 0 | 2 | 0 | 0 | 2 | 0 | 0 | 2 | 0 | 0 | 2 | 0 | 0 | 2 | 0 | 0 | 2 | 0 | 0 | 2 | 0 | 0 | E | 9 | 0 | E | 9 | 0 | E | 9 | -4 | E | 9 | 72 | A | 7 | 1004 | E | 9 | 0 | E | 9 | 0 | E | 9 | -9900 | ? | 0 | 77777 | E | 9 | 0.8 | E | 8 | 0.066 | F | 8 | 0.18 | F | 8 | -9900 | -9900 | ? | 0
2001-01-15 | 19:00 | 0 | 0 | 0 | 2 | 0 | 0 | 2 | 0 | 0 | 2 | 0 | 0 | 2 | 0 | 0 | 2 | 0 | 0 | 2 | 0 | 0 | 2 | 0 | 0 | E | 9 | 0 | E | 9 | -0.1 | E | 9 | -4 | E | 9 | 72 | A | 7 | 1004 | E | 9 | 0 | E | 9 | 0 | E | 9 | -9900 | ? | 0 | 77777 | E | 9 | 0.8 | E | 8 | 0.066 | F | 8 | 0.18 | F | 8 | -9900 | -9900 | ? | 0
2001-01-15 | 20:00 | 0 | 0 | 0 | 2 | 0 | 0 | 2 | 0 | 0 | 2 | 0 | 0 | 2 | 0 | 0 | 2 | 0 | 0 | 2 | 0 | 0 | 2 | 0 | 0 | E | 9 | 0 | E | 9 | -0.1 | E | 9 | -4 | E | 9 | 72 | A | 7 | 1004 | E | 9 | 0 | E | 9 | 0 | E | 9 | -9900 | ? | 0 | 77777 | E | 9 | 0.8 | E | 8 | 0.066 | F | 8 | 0.18 | F | 8 | -9900 | -9900 | ? | 0
2001-01-15 | 21:00 | 0 | 0 | 0 | 2 | 0 | 0 | 2 | 0 | 0 | 2 | 0 | 0 | 2 | 0 | 0 | 2 | 0 | 0 | 2 | 0 | 0 | 2 | 0 | 0 | E | 9 | 0 | E | 9 | 0 | E | 9 | -4 | E | 9 | 72 | A | 7 | 1004 | E | 9 | 0 | E | 9 | 0 | E | 9 | -9900 | ? | 0 | 77777 | E | 9 | 0.9 | E | 8 | 0.066 | F | 8 | 0.18 | F | 8 | -9900 | -9900 | ? | 0
2001-01-15 | 22:00 | 0 | 0 | 0 | 2 | 0 | 0 | 2 | 0 | 0 | 2 | 0 | 0 | 2 | 0 | 0 | 2 | 0 | 0 | 2 | 0 | 0 | 2 | 0 | 0 | E | 9 | 0 | E | 9 | -0.4 | E | 9 | -4.2 | E | 9 | 73 | A | 7 | 1004 | E | 9 | 0 | E | 9 | 0 | E | 9 | -9900 | ? | 0 | 77777 | E | 9 | 0.9 | E | 8 | 0.066 | F | 8 | 0.18 | F | 8 | -9900 | -9900 | ? | 0
2001-01-15 | 23:00 | 0 | 0 | 0 | 2 | 0 | 0 | 2 | 0 | 0 | 2 | 0 | 0 | 2 | 0 | 0 | 2 | 0 | 0 | 2 | 0 | 0 | 2 | 0 | 0 | E | 9 | 0 | E | 9 | -0.6 | E | 9 | -4.1 | E | 9 | 75 | A | 7 | 1004 | E | 9 | 0 | E | 9 | 0 | E | 9 | -9900 | ? | 0 | 77777 | E | 9 | 0.9 | E | 8 | 0.066 | F | 8 | 0.18 | F | 8 | -9900 | -9900 | ? | 0
2001-01-15 | 24:00 | 0 | 0 | 0 | 2 | 0 | 0 | 2 | 0 | 0 | 2 | 0 | 0 | 2 | 0 | 0 | 2 | 0 | 0 | 2 | 0 | 0 | 2 | 0 | 0 | E | 9 | 0 | E | 9 | -0.7 | E | 9 | -4.1 | E | 9 | 75 | A | 7 | 1004 | E | 9 | 0 | E | 9 | 0 | E | 9 | -9900 | ? | 0 | 77777 | E | 9 | 0.9 | E | 8 | 0.066 | F | 8 | 0.18 | F | 8 | -9900 | -9900 | ? | 0
2001-01-16 | 1:00 | 0 | 0 | 0 | 2 | 0 | 0 | 2 | 0 | 0 | 2 | 0 | 0 | 2 | 0 | 0 | 2 | 0 | 0 | 2 | 0 | 0 | 2 | 0 | 0 | E | 9 | 0 | E | 9 | -0.9 | E | 9 | -4.1 | E | 9 | 76 | A | 7 | 1004 | E | 9 | 0 | E | 9 | 0 | E | 9 | -9900 | ? | 0 | 77777 | E | 9 | 0.9 | E | 8 | 0.066 | F | 8 | 0.18 | F | 8 | -9900 | -9900 | ? | 0
2001-01-16 | 2:00 | 0 | 0 | 0 | 2 | 0 | 0 | 2 | 0 | 0 | 2 | 0 | 0 | 2 | 0 | 0 | 2 | 0 | 0 | 2 | 0 | 0 | 2 | 0 | 0 | E | 9 | 0 | E | 9 | -1 | E | 9 | -4 | E | 9 | 78 | A | 7 | 1004 | E | 9 | 0 | E | 9 | 0 | E | 9 | -9900 | ? | 0 | 77777 | E | 9 | 0.9 | E | 8 | 0.066 | F | 8 | 0.18 | F | 8 | -9900 | -9900 | ? | 0
2001-01-16 | 3:00 | 0 | 0 | 0 | 2 | 0 | 0 | 2 | 0 | 0 | 2 | 0 | 0 | 2 | 0 | 0 | 2 | 0 | 0 | 2 | 0 | 0 | 2 | 0 | 1 | E | 9 | 1 | E | 9 | -0.8 | E | 9 | -3.7 | E | 9 | 78 | A | 7 | 1004 | E | 9 | 0 | E | 9 | 0 | E | 9 | -9900 | ? | 0 | 20404 | E | 9 | 0.9 | E | 8 | 0.066 | F | 8 | 0.18 | F | 8 | -9900 | -9900 | ? | 0
2001-01-16 | 4:00 | 0 | 0 | 0 | 2 | 0 | 0 | 2 | 0 | 0 | 2 | 0 | 0 | 2 | 0 | 0 | 2 | 0 | 0 | 2 | 0 | 0 | 2 | 0 | 2 | E | 9 | 1 | E | 9 | -0.6 | E | 9 | -3.5 | E | 9 | 78 | A | 7 | 1004 | E | 9 | 0 | E | 9 | 0 | E | 9 | -9900 | ? | 0 | 77777 | E | 9 | 0.9 | E | 8 | 0.066 | F | 8 | 0.18 | F | 8 | -9900 | -9900 | ? | 0
2001-01-16 | 5:00 | 0 | 0 | 0 | 2 | 0 | 0 | 2 | 0 | 0 | 2 | 0 | 0 | 2 | 0 | 0 | 2 | 0 | 0 | 2 | 0 | 0 | 2 | 0 | 2 | E | 9 | 0 | E | 9 | -0.3 | E | 9 | -3.2 | E | 9 | 79 | A | 7 | 1004 | E | 9 | 0 | E | 9 | 0 | E | 9 | -9900 | ? | 0 | 77777 | E | 9 | 1 | E | 8 | 0.066 | F | 8 | 0.18 | F | 8 | -9900 | -9900 | ? | 0
2001-01-16 | 6:00 | 0 | 0 | 0 | 2 | 0 | 0 | 2 | 0 | 0 | 2 | 0 | 0 | 2 | 0 | 0 | 2 | 0 | 0 | 2 | 0 | 0 | 2 | 0 | 0 | E | 9 | 0 | E | 9 | -1.1 | E | 9 | -4 | E | 9 | 78 | A | 7 | 1004 | E | 9 | 0 | E | 9 | 0 | E | 9 | -9900 | ? | 0 | 77777 | E | 9 | 1 | E | 8 | 0.066 | F | 8 | 0.18 | F | 8 | -9900 | -9900 | ? | 0
2001-01-16 | 7:00 | 0 | 0 | 0 | 2 | 0 | 0 | 2 | 0 | 0 | 2 | 0 | 0 | 2 | 0 | 0 | 2 | 0 | 0 | 2 | 0 | 0 | 2 | 0 | 2 | E | 9 | 2 | E | 9 | -0.9 | E | 9 | -3.7 | E | 9 | 79 | A | 7 | 1004 | E | 9 | 0 | E | 9 | 0 | E | 9 | -9900 | ? | 0 | 14019 | E | 9 | 1 | E | 8 | 0.066 | F | 8 | 0.18 | F | 8 | -9900 | -9900 | ? | 0
2001-01-16 | 8:00 | 5 | 295 | 0 | 2 | 8 | 0 | 2 | 15 | 0 | 2 | 8 | 0 | 2 | 8 | 0 | 2 | 15 | 0 | 2 | 8 | 0 | 2 | 19 | 4 | E | 9 | 4 | E | 9 | 3.3 | E | 9 | -1.4 | E | 9 | 70 | A | 7 | 1004 | E | 9 | 0 | E | 9 | 0 | E | 9 | -9900 | ? | 0 | 12422 | E | 9 | 1 | E | 8 | 0.066 | F | 8 | 0.18 | F | 8 | -9900 | -9900 | ? | 0
2001-01-16 | 9:00 | 146 | 1414 | 50 | 2 | 8 | 179 | 2 | 15 | 31 | 2 | 8 | 52 | 2 | 8 | 95 | 2 | 15 | 42 | 2 | 8 | 55 | 2 | 19 | 2 | E | 9 | 1 | E | 9 | 4.6 | E | 9 | -0.2 | E | 9 | 71 | A | 7 | 1004 | E | 9 | 0 | E | 9 | 0 | E | 9 | -9900 | ? | 0 | 77777 | E | 9 | 1 | E | 8 | 0.066 | F | 8 | 0.18 | F | 8 | -9900 | -9900 | ? | 0
2001-01-16 | 10:00 | 334 | 1414 | 97 | 2 | 8 | 49 | 2 | 15 | 86 | 2 | 8 | 107 | 2 | 8 | 42 | 2 | 15 | 97 | 2 | 8 | 220 | 2 | 19 | 0 | E | 9 | 0 | E | 9 | 5.8 | E | 9 | -0.9 | E | 9 | 62 | A | 7 | 1004 | E | 9 | 0 | E | 9 | 0 | E | 9 | -9900 | ? | 0 | 77777 | E | 9 | 1 | E | 8 | 0.066 | F | 8 | 0.18 | F | 8 | -9900 | -9900 | ? | 0
2001-01-16 | 11:00 | 477 | 1414 | 110 | 2 | 8 | 0 | 2 | 15 | 110 | 2 | 8 | 125 | 2 | 8 | 0 | 2 | 15 | 125 | 2 | 8 | 423 | 2 | 19 | 0 | E | 9 | 0 | E | 9 | 5 | E | 9 | -0.7 | E | 9 | 66 | A | 7 | 1004 | E | 9 | 80 | E | 9 | 2.6 | E | 9 | -9900 | ? | 0 | 77777 | E | 9 | 1 | E | 8 | 0.066 | F | 8 | 0.18 | F | 8 | -9900 | -9900 | ? | 0
2001-01-16 | 12:00 | 564 | 1414 | 206 | 2 | 8 | 83 | 2 | 15 | 173 | 2 | 8 | 226 | 2 | 8 | 80 | 2 | 15 | 194 | 2 | 8 | 478 | 2 | 19 | 1 | E | 9 | 1 | E | 9 | 6.2 | E | 9 | -0.4 | E | 9 | 62 | A | 7 | 1004 | E | 9 | 360 | E | 9 | 1.5 | E | 9 | -9900 | ? | 0 | 77777 | E | 9 | 1 | E | 8 | 0.066 | F | 8 | 0.18 | F | 8 | -9900 | -9900 | ? | 0
2001-01-16 | 13:00 | 589 | 1414 | 314 | 2 | 8 | 308 | 2 | 15 | 185 | 2 | 8 | 332 | 2 | 8 | 307 | 2 | 15 | 203 | 2 | 8 | 403 | 2 | 19 | 0 | E | 9 | 0 | E | 9 | 5.4 | E | 9 | -0.1 | E | 9 | 68 | A | 7 | 1004 | E | 9 | 0 | E | 9 | 0 | E | 9 | -9900 | ? | 0 | 77777 | E | 9 | 1 | E | 8 | 0.066 | F | 8 | 0.18 | F | 8 | -9900 | -9900 | ? | 0
2001-01-16 | 14:00 | 550 | 1414 | 375 | 2 | 8 | 649 | 2 | 15 | 122 | 2 | 8 | 383 | 2 | 8 | 603 | 2 | 15 | 148 | 2 | 8 | 226 | 2 | 19 | 0 | E | 9 | 0 | E | 9 | 7.7 | E | 9 | 0.1 | E | 9 | 59 | A | 7 | 1004 | E | 9 | 0 | E | 9 | 0 | E | 9 | -9900 | ? | 0 | 77777 | E | 9 | 0.9 | E | 8 | 0.066 | F | 8 | 0.18 | F | 8 | -9900 | -9900 | ? | 0
2001-01-16 | 15:00 | 449 | 1414 | 299 | 2 | 8 | 705 | 2 | 15 | 74 | 2 | 8 | 311 | 2 | 8 | 634 | 2 | 15 | 108 | 2 | 8 | 141 | 2 | 19 | 2 | E | 9 | 1 | E | 9 | 6.9 | E | 9 | 0.4 | E | 9 | 63 | A | 7 | 1004 | E | 9 | 80 | E | 9 | 3.1 | E | 9 | -9900 | ? | 0 | 77777 | E | 9 | 0.9 | E | 8 | 0.066 | F | 8 | 0.18 | F | 8 | -9900 | -9900 | ? | 0
2001-01-16 | 16:00 | 295 | 1414 | 197 | 2 | 8 | 559 | 2 | 15 | 79 | 2 | 8 | 196 | 2 | 8 | 422 | 2 | 15 | 107 | 2 | 8 | 130 | 2 | 19 | 0 | E | 9 | 0 | E | 9 | 5.1 | E | 9 | -0.4 | E | 9 | 67 | A | 7 | 1004 | E | 9 | 10 | E | 9 | 1.5 | E | 9 | -9900 | ? | 0 | 21622 | E | 9 | 0.9 | E | 8 | 0.066 | F | 8 | 0.18 | F | 8 | -9900 | -9900 | ? | 0
2001-01-16 | 17:00 | 100 | 1402 | 34 | 2 | 8 | 284 | 2 | 15 | 14 | 2 | 8 | 37 | 2 | 8 | 163 | 2 | 15 | 24 | 2 | 8 | 30 | 2 | 19 | 8 | E | 9 | 7 | E | 9 | 5.3 | E | 9 | 0.9 | E | 9 | 73 | A | 7 | 1004 | E | 9 | 350 | E | 9 | 1.5 | E | 9 | -9900 | ? | 0 | 20026 | E | 9 | 0.9 | E | 8 | 0.066 | F | 8 | 0.18 | F | 8 | -9900 | -9900 | ? | 0
2001-01-16 | 18:00 | 0 | 0 | 0 | 2 | 0 | 0 | 2 | 0 | 0 | 2 | 0 | 0 | 2 | 0 | 0 | 2 | 0 | 0 | 2 | 0 | 0 | 2 | 0 | 6 | E | 9 | 5 | E | 9 | 5.4 | E | 9 | 1 | E | 9 | 73 | A | 7 | 1004 | E | 9 | 0 | E | 9 | 0 | E | 9 | -9900 | ? | 0 | 18429 | E | 9 | 0.9 | E | 8 | 0.066 | F | 8 | 0.18 | F | 8 | -9900 | -9900 | ? | 0
2001-01-16 | 19:00 | 0 | 0 | 0 | 2 | 0 | 0 | 2 | 0 | 0 | 2 | 0 | 0 | 2 | 0 | 0 | 2 | 0 | 0 | 2 | 0 | 0 | 2 | 0 | 5 | E | 9 | 5 | E | 9 | 5.8 | E | 9 | 1.4 | E | 9 | 73 | A | 7 | 1004 | E | 9 | 0 | E | 9 | 0 | E | 9 | -9900 | ? | 0 | 16833 | E | 9 | 0.9 | E | 8 | 0.066 | F | 8 | 0.18 | F | 8 | -9900 | -9900 | ? | 0
2001-01-16 | 20:00 | 0 | 0 | 0 | 2 | 0 | 0 | 2 | 0 | 0 | 2 | 0 | 0 | 2 | 0 | 0 | 2 | 0 | 0 | 2 | 0 | 0 | 2 | 0 | 6 | E | 9 | 5 | E | 9 | 6 | E | 9 | 1.7 | E | 9 | 74 | A | 7 | 1004 | E | 9 | 0 | E | 9 | 0 | E | 9 | -9900 | ? | 0 | 15237 | E | 9 | 0.9 | E | 8 | 0.066 | F | 8 | 0.18 | F | 8 | -9900 | -9900 | ? | 0
2001-01-16 | 21:00 | 0 | 0 | 0 | 2 | 0 | 0 | 2 | 0 | 0 | 2 | 0 | 0 | 2 | 0 | 0 | 2 | 0 | 0 | 2 | 0 | 0 | 2 | 0 | 7 | E | 9 | 6 | E | 9 | 5.2 | E | 9 | 1.9 | E | 9 | 79 | A | 7 | 1004 | E | 9 | 0 | E | 9 | 0 | E | 9 | -9900 | ? | 0 | 13640 | E | 9 | 0.9 | E | 8 | 0.066 | F | 8 | 0.18 | F | 8 | -9900 | -9900 | ? | 0
2001-01-16 | 22:00 | 0 | 0 | 0 | 2 | 0 | 0 | 2 | 0 | 0 | 2 | 0 | 0 | 2 | 0 | 0 | 2 | 0 | 0 | 2 | 0 | 0 | 2 | 0 | 5 | E | 9 | 5 | E | 9 | 4.4 | E | 9 | 1.2 | E | 9 | 80 | A | 7 | 1004 | E | 9 | 100 | E | 9 | 1.5 | E | 9 | -9900 | ? | 0 | 12044 | E | 9 | 0.9 | E | 8 | 0.066 | F | 8 | 0.18 | F | 8 | -9900 | -9900 | ? | 0
2001-01-16 | 23:00 | 0 | 0 | 0 | 2 | 0 | 0 | 2 | 0 | 0 | 2 | 0 | 0 | 2 | 0 | 0 | 2 | 0 | 0 | 2 | 0 | 0 | 2 | 0 | 6 | E | 9 | 5 | E | 9 | 4.7 | E | 9 | 1.4 | E | 9 | 79 | A | 7 | 1004 | E | 9 | 0 | E | 9 | 0 | E | 9 | -9900 | ? | 0 | 10448 | E | 9 | 0.9 | E | 8 | 0.066 | F | 8 | 0.18 | F | 8 | -9900 | -9900 | ? | 0
2001-01-16 | 24:00 | 0 | 0 | 0 | 2 | 0 | 0 | 2 | 0 | 0 | 2 | 0 | 0 | 2 | 0 | 0 | 2 | 0 | 0 | 2 | 0 | 0 | 2 | 0 | 6 | E | 9 | 6 | E | 9 | 3.9 | E | 9 | 0.7 | E | 9 | 80 | A | 7 | 1004 | E | 9 | 0 | E | 9 | 0 | E | 9 | -9900 | ? | 0 | 8851 | E | 9 | 0.8 | E | 8 | 0.066 | F | 8 | 0.18 | F | 8 | -9900 | -9900 | ? | 0
2001-01-17 | 1:00 | 0 | 0 | 0 | 2 | 0 | 0 | 2 | 0 | 0 | 2 | 0 | 0 | 2 | 0 | 0 | 2 | 0 | 0 | 2 | 0 | 0 | 2 | 0 | 7 | E | 9 | 6 | E | 9 | 3.1 | E | 9 | 1 | E | 9 | 86 | A | 7 | 1004 | E | 9 | 0 | E | 9 | 0 | E | 9 | -9900 | ? | 0 | 7255 | E | 9 | 0.8 | E | 8 | 0.066 | F | 8 | 0.18 | F | 8 | -9900 | -9900 | ? | 0
2001-01-17 | 2:00 | 0 | 0 | 0 | 2 | 0 | 0 | 2 | 0 | 0 | 2 | 0 | 0 | 2 | 0 | 0 | 2 | 0 | 0 | 2 | 0 | 0 | 2 | 0 | 8 | E | 9 | 7 | E | 9 | 2.3 | E | 9 | 0.2 | E | 9 | 86 | A | 7 | 1004 | E | 9 | 0 | E | 9 | 0 | E | 9 | -9900 | ? | 0 | 5659 | E | 9 | 0.8 | E | 8 | 0.066 | F | 8 | 0.18 | F | 8 | -9900 | -9900 | ? | 0
2001-01-17 | 3:00 | 0 | 0 | 0 | 2 | 0 | 0 | 2 | 0 | 0 | 2 | 0 | 0 | 2 | 0 | 0 | 2 | 0 | 0 | 2 | 0 | 0 | 2 | 0 | 9 | E | 9 | 8 | E | 9 | 2.6 | E | 9 | -0.5 | E | 9 | 80 | A | 7 | 1004 | E | 9 | 0 | E | 9 | 0 | E | 9 | -9900 | ? | 0 | 4063 | E | 9 | 0.8 | E | 8 | 0.066 | F | 8 | 0.18 | F | 8 | -9900 | -9900 | ? | 0
2001-01-17 | 4:00 | 0 | 0 | 0 | 2 | 0 | 0 | 2 | 0 | 0 | 2 | 0 | 0 | 2 | 0 | 0 | 2 | 0 | 0 | 2 | 0 | 0 | 2 | 0 | 9 | E | 9 | 8 | E | 9 | 2.8 | E | 9 | -0.3 | E | 9 | 80 | A | 7 | 1004 | E | 9 | 0 | E | 9 | 0 | E | 9 | -9900 | ? | 0 | 2466 | E | 9 | 0.8 | E | 8 | 0.066 | F | 8 | 0.18 | F | 8 | -9900 | -9900 | ? | 0
2001-01-17 | 5:00 | 0 | 0 | 0 | 2 | 0 | 0 | 2 | 0 | 0 | 2 | 0 | 0 | 2 | 0 | 0 | 2 | 0 | 0 | 2 | 0 | 0 | 2 | 0 | 10 | E | 9 | 9 | E | 9 | 2 | E | 9 | -1 | E | 9 | 80 | A | 7 | 1004 | E | 9 | 0 | E | 9 | 0 | E | 9 | -9900 | ? | 0 | 870 | E | 9 | 0.8 | E | 8 | 0.066 | F | 8 | 0.18 | F | 8 | -9900 | -9900 | ? | 0
2001-01-17 | 6:00 | 0 | 0 | 0 | 2 | 0 | 0 | 2 | 0 | 0 | 2 | 0 | 0 | 2 | 0 | 0 | 2 | 0 | 0 | 2 | 0 | 0 | 2 | 0 | 10 | E | 9 | 9 | E | 9 | 0.8 | E | 9 | -1.1 | E | 9 | 86 | A | 7 | 1004 | E | 9 | 0 | E | 9 | 0 | E | 9 | -9900 | ? | 0 | 800 | E | 9 | 0.8 | E | 8 | 0.066 | F | 8 | 0.18 | F | 8 | -9900 | -9900 | ? | 0
2001-01-17 | 7:00 | 0 | 0 | 0 | 2 | 0 | 0 | 2 | 0 | 0 | 2 | 0 | 0 | 2 | 0 | 0 | 2 | 0 | 0 | 2 | 0 | 0 | 2 | 0 | 8 | E | 9 | 7 | E | 9 | 0.7 | E | 9 | -1.2 | E | 9 | 86 | A | 7 | 1004 | E | 9 | 140 | E | 9 | 2.1 | E | 9 | -9900 | ? | 0 | 730 | E | 9 | 0.8 | E | 8 | 0.066 | F | 8 | 0.18 | F | 8 | -9900 | -9900 | ? | 0
2001-01-17 | 8:00 | 5 | 318 | 0 | 2 | 8 | 0 | 2 | 15 | 0 | 2 | 8 | 0 | 2 | 8 | 0 | 2 | 15 | 0 | 2 | 8 | 0 | 2 | 19 | 0 | E | 9 | 0 | E | 9 | 0.5 | E | 9 | -1.3 | E | 9 | 87 | A | 7 | 1004 | E | 9 | 0 | E | 9 | 0 | E | 9 | -9900 | ? | 0 | 77777 | E | 9 | 0.7 | E | 8 | 0.066 | F | 8 | 0.18 | F | 8 | -9900 | -9900 | ? | 0
2001-01-17 | 9:00 | 149 | 1414 | 42 | 2 | 8 | 101 | 2 | 15 | 31 | 2 | 8 | 45 | 2 | 8 | 51 | 2 | 15 | 39 | 2 | 8 | 55 | 2 | 19 | 0 | E | 9 | 0 | E | 9 | 1.3 | E | 9 | -0.3 | E | 9 | 89 | A | 7 | 1004 | E | 9 | 300 | E | 9 | 2.6 | E | 9 | -9900 | ? | 0 | 77777 | E | 9 | 0.7 | E | 8 | 0.066 | F | 8 | 0.18 | F | 8 | -9900 | -9900 | ? | 0
2001-01-17 | 10:00 | 337 | 1414 | 173 | 2 | 8 | 371 | 2 | 15 | 84 | 2 | 8 | 179 | 2 | 8 | 301 | 2 | 15 | 107 | 2 | 8 | 156 | 2 | 19 | 0 | E | 9 | 0 | E | 9 | 3.2 | E | 9 | 1.6 | E | 9 | 89 | A | 7 | 1004 | E | 9 | 0 | E | 9 | 0 | E | 9 | -9900 | ? | 0 | 77777 | E | 9 | 0.7 | E | 8 | 0.066 | F | 8 | 0.18 | F | 8 | -9900 | -9900 | ? | 0
2001-01-17 | 11:00 | 481 | 1414 | 172 | 2 | 8 | 87 | 2 | 15 | 143 | 2 | 8 | 189 | 2 | 8 | 82 | 2 | 15 | 161 | 2 | 8 | 381 | 2 | 19 | 10 | E | 9 | 10 | E | 9 | 3 | E | 9 | 2.5 | E | 9 | 97 | A | 7 | 1004 | E | 9 | 170 | E | 9 | 6.2 | E | 9 | -9900 | ? | 0 | 510 | E | 9 | 0.8 | E | 8 | 0.066 | F | 8 | 0.18 | F | 8 | -9900 | -9900 | ? | 0
2001-01-17 | 12:00 | 568 | 1414 | 172 | 2 | 8 | 24 | 2 | 15 | 162 | 2 | 8 | 193 | 2 | 8 | 18 | 2 | 15 | 186 | 2 | 8 | 606 | 2 | 19 | 10 | E | 9 | 10 | E | 9 | 3.8 | E | 9 | 2.4 | E | 9 | 91 | A | 7 | 1004 | E | 9 | 160 | E | 9 | 6.2 | E | 9 | -9900 | ? | 0 | 380 | E | 9 | 0.9 | E | 8 | 0.066 | F | 8 | 0.18 | F | 8 | -9900 | -9900 | ? | 0
2001-01-17 | 13:00 | 593 | 1414 | 117 | 2 | 8 | 0 | 2 | 15 | 117 | 2 | 8 | 136 | 2 | 8 | 0 | 2 | 15 | 136 | 2 | 8 | 491 | 2 | 19 | 10 | E | 9 | 10 | E | 9 | 4.7 | E | 9 | 2.3 | E | 9 | 84 | A | 7 | 1004 | E | 9 | 190 | E | 9 | 6.7 | E | 9 | -9900 | ? | 0 | 77777 | E | 9 | 1.1 | E | 8 | 0.066 | F | 8 | 0.18 | F | 8 | -9900 | -9900 | ? | 0
2001-01-17 | 14:00 | 554 | 1414 | 127 | 2 | 8 | 0 | 2 | 15 | 127 | 2 | 8 | 145 | 2 | 8 | 0 | 2 | 15 | 145 | 2 | 8 | 505 | 2 | 19 | 10 | E | 9 | 10 | E | 9 | 6.5 | E | 9 | 3.3 | E | 9 | 80 | A | 7 | 1004 | E | 9 | 190 | E | 9 | 8.2 | E | 9 | -9900 | ? | 0 | 330 | E | 9 | 1.2 | E | 8 | 0.066 | F | 8 | 0.18 | F | 8 | -9900 | -9900 | ? | 0
2001-01-17 | 15:00 | 454 | 1414 | 161 | 2 | 8 | 65 | 2 | 15 | 140 | 2 | 8 | 176 | 2 | 8 | 60 | 2 | 15 | 157 | 2 | 8 | 365 | 2 | 19 | 0 | E | 9 | 0 | E | 9 | 7.3 | E | 9 | 3.2 | E | 9 | 75 | A | 7 | 1004 | E | 9 | 190 | E | 9 | 7.7 | E | 9 | -9900 | ? | 0 | 77777 | E | 9 | 1.3 | E | 8 | 0.066 | F | 8 | 0.18 | F | 8 | -9900 | -9900 | ? | 0
2001-01-17 | 16:00 | 300 | 1414 | 194 | 2 | 8 | 296 | 2 | 15 | 131 | 2 | 8 | 197 | 2 | 8 | 227 | 2 | 15 | 148 | 2 | 8 | 288 | 2 | 19 | 0 | E | 9 | 0 | E | 9 | 7.2 | E | 9 | 4.1 | E | 9 | 81 | A | 7 | 1004 | E | 9 | 190 | E | 9 | 7.7 | E | 9 | -9900 | ? | 0 | 77777 | E | 9 | 1.4 | E | 8 | 0.066 | F | 8 | 0.18 | F | 8 | -9900 | -9900 | ? | 0
2001-01-17 | 17:00 | 105 | 1414 | 0 | 2 | 8 | 0 | 2 | 15 | 0 | 2 | 8 | 0 | 2 | 8 | 0 | 2 | 15 | 0 | 2 | 8 | 0 | 2 | 19 | 0 | E | 9 | 0 | E | 9 | 4 | E | 9 | 3 | E | 9 | 93 | A | 7 | 1004 | E | 9 | 180 | E | 9 | 6.2 | E | 9 | -9900 | ? | 0 | 77777 | E | 9 | 1.5 | E | 8 | 0.066 | F | 8 | 0.18 | F | 8 | -9900 | -9900 | ? | 0
2001-01-17 | 18:00 | 0 | 12 | 0 | 2 | 0 | 0 | 2 | 0 | 0 | 2 | 0 | 0 | 2 | 1 | 0 | 2 | 2 | 0 | 2 | 2 | 0 | 2 | 1 | 0 | E | 9 | 0 | E | 9 | 3 | E | 9 | 2 | E | 9 | 93 | A | 7 | 1004 | E | 9 | 190 | E | 9 | 5.1 | E | 9 | -9900 | ? | 0 | 77777 | E | 9 | 1.6 | E | 8 | 0.066 | F | 8 | 0.18 | F | 8 | -9900 | -9900 | ? | 0
2001-01-17 | 19:00 | 0 | 0 | 0 | 2 | 0 | 0 | 2 | 0 | 0 | 2 | 0 | 0 | 2 | 0 | 0 | 2 | 0 | 0 | 2 | 0 | 0 | 2 | 0 | 9 | E | 9 | 8 | E | 9 | 2.2 | E | 9 | 1.2 | E | 9 | 93 | A | 7 | 1004 | E | 9 | 180 | E | 9 | 6 | E | 9 | -9900 | ? | 0 | 1720 | E | 9 | 1.7 | E | 8 | 0.066 | F | 8 | 0.18 | F | 8 | -9900 | -9900 | ? | 0
2001-01-17 | 20:00 | 0 | 0 | 0 | 2 | 0 | 0 | 2 | 0 | 0 | 2 | 0 | 0 | 2 | 0 | 0 | 2 | 0 | 0 | 2 | 0 | 0 | 2 | 0 | 9 | E | 9 | 9 | E | 9 | 1.3 | E | 9 | 0.3 | E | 9 | 93 | A | 7 | 1004 | E | 9 | 160 | E | 9 | 3.6 | E | 9 | -9900 | ? | 0 | 3410 | E | 9 | 1.8 | E | 8 | 0.066 | F | 8 | 0.18 | F | 8 | -9900 | -9900 | ? | 0
2001-01-17 | 21:00 | 0 | 0 | 0 | 2 | 0 | 0 | 2 | 0 | 0 | 2 | 0 | 0 | 2 | 0 | 0 | 2 | 0 | 0 | 2 | 0 | 0 | 2 | 0 | 0 | E | 9 | 0 | E | 9 | 1.5 | E | 9 | 0.5 | E | 9 | 93 | A | 7 | 1004 | E | 9 | 150 | E | 9 | 3.9 | E | 9 | -9900 | ? | 0 | 77777 | E | 9 | 2 | E | 8 | 0.066 | F | 8 | 0.18 | F | 8 | -9900 | -9900 | ? | 0
2001-01-17 | 22:00 | 0 | 0 | 0 | 2 | 0 | 0 | 2 | 0 | 0 | 2 | 0 | 0 | 2 | 0 | 0 | 2 | 0 | 0 | 2 | 0 | 0 | 2 | 0 | 8 | E | 9 | 7 | E | 9 | -0.4 | E | 9 | -1.4 | E | 9 | 92 | A | 7 | 1004 | E | 9 | 130 | E | 9 | 4.7 | E | 9 | -9900 | ? | 0 | 6790 | E | 9 | 2.1 | E | 8 | 0.066 | F | 8 | 0.18 | F | 8 | -9900 | -9900 | ? | 0
2001-01-17 | 23:00 | 0 | 0 | 0 | 2 | 0 | 0 | 2 | 0 | 0 | 2 | 0 | 0 | 2 | 0 | 0 | 2 | 0 | 0 | 2 | 0 | 0 | 2 | 0 | 7 | E | 9 | 7 | E | 9 | 0.8 | E | 9 | -0.2 | E | 9 | 93 | A | 7 | 1004 | E | 9 | 130 | E | 9 | 3.4 | E | 9 | -9900 | ? | 0 | 8480 | E | 9 | 2 | E | 8 | 0.066 | F | 8 | 0.18 | F | 8 | -9900 | -9900 | ? | 0
2001-01-17 | 24:00 | 0 | 0 | 0 | 2 | 0 | 0 | 2 | 0 | 0 | 2 | 0 | 0 | 2 | 0 | 0 | 2 | 0 | 0 | 2 | 0 | 0 | 2 | 0 | 6 | E | 9 | 6 | E | 9 | 0.9 | E | 9 | -0.1 | E | 9 | 93 | A | 7 | 1004 | E | 9 | 140 | E | 9 | 3.2 | E | 9 | -9900 | ? | 0 | 10170 | E | 9 | 2 | E | 8 | 0.066 | F | 8 | 0.18 | F | 8 | -9900 | -9900 | ? | 0
2001-01-18 | 1:00 | 0 | 0 | 0 | 2 | 0 | 0 | 2 | 0 | 0 | 2 | 0 | 0 | 2 | 0 | 0 | 2 | 0 | 0 | 2 | 0 | 0 | 2 | 0 | 6 | E | 9 | 6 | E | 9 | 2.1 | E | 9 | 0.1 | E | 9 | 87 | A | 7 | 1004 | E | 9 | 120 | E | 9 | 0.4 | E | 9 | -9900 | ? | 0 | 11860 | E | 9 | 2 | E | 8 | 0.066 | F | 8 | 0.18 | F | 8 | -9900 | -9900 | ? | 0
2001-01-18 | 2:00 | 0 | 0 | 0 | 2 | 0 | 0 | 2 | 0 | 0 | 2 | 0 | 0 | 2 | 0 | 0 | 2 | 0 | 0 | 2 | 0 | 0 | 2 | 0 | 5 | E | 9 | 5 | E | 9 | 1.2 | E | 9 | 0.2 | E | 9 | 93 | A | 7 | 1004 | E | 9 | 20 | E | 9 | 2.2 | E | 9 | -9900 | ? | 0 | 13550 | E | 9 | 2 | E | 8 | 0.066 | F | 8 | 0.18 | F | 8 | -9900 | -9900 | ? | 0
2001-01-18 | 3:00 | 0 | 0 | 0 | 2 | 0 | 0 | 2 | 0 | 0 | 2 | 0 | 0 | 2 | 0 | 0 | 2 | 0 | 0 | 2 | 0 | 0 | 2 | 0 | 5 | E | 9 | 5 | E | 9 | 0.4 | E | 9 | 0.4 | E | 9 | 100 | A | 7 | 1004 | E | 9 | 40 | E | 9 | 3 | E | 9 | -9900 | ? | 0 | 15240 | E | 9 | 2 | E | 8 | 0.066 | F | 8 | 0.18 | F | 8 | -9900 | -9900 | ? | 0
2001-01-18 | 4:00 | 0 | 0 | 0 | 2 | 0 | 0 | 2 | 0 | 0 | 2 | 0 | 0 | 2 | 0 | 0 | 2 | 0 | 0 | 2 | 0 | 0 | 2 | 0 | 4 | E | 9 | 4 | E | 9 | 0.5 | E | 9 | 0.5 | E | 9 | 100 | A | 7 | 1004 | E | 9 | 30 | E | 9 | 2.2 | E | 9 | -9900 | ? | 0 | 16930 | E | 9 | 1.9 | E | 8 | 0.066 | F | 8 | 0.18 | F | 8 | -9900 | -9900 | ? | 0
2001-01-18 | 5:00 | 0 | 0 | 0 | 2 | 0 | 0 | 2 | 0 | 0 | 2 | 0 | 0 | 2 | 0 | 0 | 2 | 0 | 0 | 2 | 0 | 0 | 2 | 0 | 3 | E | 9 | 3 | E | 9 | 0.7 | E | 9 | 0.7 | E | 9 | 100 | A | 7 | 1004 | E | 9 | 360 | E | 9 | 1.5 | E | 9 | -9900 | ? | 0 | 18620 | E | 9 | 1.9 | E | 8 | 0.066 | F | 8 | 0.18 | F | 8 | -9900 | -9900 | ? | 0
2001-01-18 | 6:00 | 0 | 0 | 0 | 2 | 0 | 0 | 2 | 0 | 0 | 2 | 0 | 0 | 2 | 0 | 0 | 2 | 0 | 0 | 2 | 0 | 0 | 2 | 0 | 3 | E | 9 | 3 | E | 9 | 0.8 | E | 9 | -0.2 | E | 9 | 93 | A | 7 | 1004 | E | 9 | 0 | E | 9 | 0 | E | 9 | -9900 | ? | 0 | 20310 | E | 9 | 1.9 | E | 8 | 0.066 | F | 8 | 0.18 | F | 8 | -9900 | -9900 | ? | 0
2001-01-18 | 7:00 | 0 | 0 | 0 | 2 | 0 | 0 | 2 | 0 | 0 | 2 | 0 | 0 | 2 | 0 | 0 | 2 | 0 | 0 | 2 | 0 | 0 | 2 | 0 | 2 | E | 9 | 2 | A | 7 | 1 | A | 7 | 0 | A | 7 | 93 | A | 7 | 1004 | E | 9 | 0 | A | 7 | 0 | A | 7 | 16100 | A | 7 | 77777 | A | 7 | 1.9 | E | 8 | 0.066 | F | 8 | 0.18 | F | 8 | -9900 | -9900 | ? | 0
2001-01-18 | 8:00 | 5 | 342 | 0 | 2 | 8 | 0 | 2 | 15 | 0 | 2 | 8 | 0 | 2 | 8 | 0 | 2 | 15 | 0 | 2 | 8 | 0 | 2 | 19 | 2 | E | 9 | 2 | E | 9 | 0.8 | E | 9 | 0.8 | E | 9 | 100 | A | 7 | 1004 | E | 9 | 0 | E | 9 | 0 | E | 9 | -9900 | ? | 0 | 21512 | E | 9 | 1.8 | E | 8 | 0.066 | F | 8 | 0.18 | F | 8 | -9900 | -9900 | ? | 0
2001-01-18 | 9:00 | 152 | 1413 | 43 | 2 | 8 | 106 | 2 | 15 | 31 | 2 | 8 | 45 | 2 | 8 | 54 | 2 | 15 | 40 | 2 | 8 | 55 | 2 | 19 | 2 | E | 9 | 2 | E | 9 | 0.6 | E | 9 | 0.6 | E | 9 | 100 | A | 7 | 1004 | E | 9 | 360 | E | 9 | 1.6 | E | 9 | -9900 | ? | 0 | 21025 | E | 9 | 1.8 | E | 8 | 0.066 | F | 8 | 0.18 | F | 8 | -9900 | -9900 | ? | 0
2001-01-18 | 10:00 | 340 | 1413 | 80 | 2 | 8 | 5 | 2 | 15 | 79 | 2 | 8 | 90 | 2 | 8 | 2 | 2 | 15 | 90 | 2 | 8 | 285 | 2 | 19 | 3 | E | 9 | 3 | E | 9 | 1.5 | E | 9 | 0.4 | E | 9 | 92 | A | 7 | 1004 | E | 9 | 20 | E | 9 | 1.1 | E | 9 | -9900 | ? | 0 | 20537 | E | 9 | 1.8 | E | 8 | 0.066 | F | 8 | 0.18 | F | 8 | -9900 | -9900 | ? | 0
2001-01-18 | 11:00 | 484 | 1413 | 178 | 2 | 8 | 92 | 2 | 15 | 146 | 2 | 8 | 195 | 2 | 8 | 87 | 2 | 15 | 165 | 2 | 8 | 389 | 2 | 19 | 3 | E | 9 | 3 | E | 9 | 2.3 | E | 9 | 1.2 | E | 9 | 92 | A | 7 | 1004 | E | 9 | 10 | E | 9 | 0.1 | E | 9 | -9900 | ? | 0 | 20050 | E | 9 | 1.7 | E | 8 | 0.066 | F | 8 | 0.18 | F | 8 | -9900 | -9900 | ? | 0
2001-01-18 | 12:00 | 572 | 1413 | 109 | 2 | 8 | 0 | 2 | 15 | 109 | 2 | 8 | 127 | 2 | 8 | 0 | 2 | 15 | 127 | 2 | 8 | 457 | 2 | 19 | 2 | E | 9 | 2 | E | 9 | 3.1 | E | 9 | 2 | E | 9 | 92 | A | 7 | 1004 | E | 9 | 360 | E | 9 | 1.2 | E | 9 | -9900 | ? | 0 | 19592 | E | 9 | 1.6 | E | 8 | 0.066 | F | 8 | 0.18 | F | 8 | -9900 | -9900 | ? | 0
2001-01-18 | 13:00 | 598 | 1413 | 111 | 2 | 8 | 0 | 2 | 15 | 111 | 2 | 8 | 130 | 2 | 8 | 0 | 2 | 15 | 130 | 2 | 8 | 472 | 2 | 19 | 0 | E | 9 | 0 | E | 9 | 3.9 | E | 9 | 2.9 | E | 9 | 93 | A | 7 | 1004 | E | 9 | 10 | E | 9 | 1.2 | E | 9 | -9900 | ? | 0 | 77777 | E | 9 | 1.6 | E | 8 | 0.066 | F | 8 | 0.18 | F | 8 | -9900 | -9900 | ? | 0
2001-01-18 | 14:00 | 559 | 1413 | 174 | 2 | 8 | 25 | 2 | 15 | 164 | 2 | 8 | 195 | 2 | 8 | 19 | 2 | 15 | 188 | 2 | 8 | 605 | 2 | 19 | 0 | E | 9 | 0 | E | 9 | 3.7 | E | 9 | 1.7 | E | 9 | 87 | A | 7 | 1004 | E | 9 | 30 | E | 9 | 0.2 | E | 9 | -9900 | ? | 0 | 77777 | E | 9 | 1.5 | E | 8 | 0.066 | F | 8 | 0.18 | F | 8 | -9900 | -9900 | ? | 0
2001-01-18 | 15:00 | 459 | 1413 | 168 | 2 | 8 | 77 | 2 | 15 | 142 | 2 | 8 | 183 | 2 | 8 | 72 | 2 | 15 | 160 | 2 | 8 | 371 | 2 | 19 | 0 | E | 9 | 0 | E | 9 | 4.5 | E | 9 | 2.5 | E | 9 | 87 | A | 7 | 1004 | E | 9 | 0 | E | 9 | 0 | E | 9 | -9900 | ? | 0 | 77777 | E | 9 | 1.4 | E | 8 | 0.066 | F | 8 | 0.18 | F | 8 | -9900 | -9900 | ? | 0
2001-01-18 | 16:00 | 305 | 1413 | 181 | 2 | 8 | 250 | 2 | 15 | 126 | 2 | 8 | 184 | 2 | 8 | 194 | 2 | 15 | 142 | 2 | 8 | 272 | 2 | 19 | 0 | E | 9 | 0 | E | 9 | 4.4 | E | 9 | 1.3 | E | 9 | 80 | A | 7 | 1004 | E | 9 | 0 | E | 9 | 0 | E | 9 | -9900 | ? | 0 | 77777 | E | 9 | 1.3 | E | 8 | 0.066 | F | 8 | 0.18 | F | 8 | -9900 | -9900 | ? | 0
2001-01-18 | 17:00 | 110 | 1413 | 0 | 2 | 8 | 0 | 2 | 15 | 0 | 2 | 8 | 0 | 2 | 8 | 0 | 2 | 15 | 0 | 2 | 8 | 0 | 2 | 19 | 0 | E | 9 | 0 | E | 9 | 4.2 | E | 9 | 2.1 | E | 9 | 86 | A | 7 | 1004 | E | 9 | 0 | E | 9 | 0 | E | 9 | -9900 | ? | 0 | 77777 | E | 9 | 1.2 | E | 8 | 0.066 | F | 8 | 0.18 | F | 8 | -9900 | -9900 | ? | 0
2001-01-18 | 18:00 | 0 | 35 | 0 | 2 | 8 | 0 | 2 | 15 | 0 | 2 | 8 | 0 | 2 | 8 | 0 | 2 | 15 | 0 | 2 | 8 | 0 | 2 | 19 | 0 | E | 9 | 0 | E | 9 | 2 | E | 9 | 0.9 | E | 9 | 92 | A | 7 | 1004 | E | 9 | 0 | E | 9 | 0 | E | 9 | -9900 | ? | 0 | 77777 | E | 9 | 1.2 | E | 8 | 0.066 | F | 8 | 0.18 | F | 8 | -9900 | -9900 | ? | 0
2001-01-18 | 19:00 | 0 | 0 | 0 | 2 | 0 | 0 | 2 | 0 | 0 | 2 | 0 | 0 | 2 | 0 | 0 | 2 | 0 | 0 | 2 | 0 | 0 | 2 | 0 | 0 | E | 9 | 0 | E | 9 | 0.8 | E | 9 | -0.3 | E | 9 | 92 | A | 7 | 1004 | E | 9 | 0 | E | 9 | 0 | E | 9 | -9900 | ? | 0 | 77777 | E | 9 | 1.1 | E | 8 | 0.066 | F | 8 | 0.18 | F | 8 | -9900 | -9900 | ? | 0
2001-01-18 | 20:00 | 0 | 0 | 0 | 2 | 0 | 0 | 2 | 0 | 0 | 2 | 0 | 0 | 2 | 0 | 0 | 2 | 0 | 0 | 2 | 0 | 0 | 2 | 0 | 0 | E | 9 | 0 | E | 9 | 0.1 | E | 9 | -1.1 | E | 9 | 91 | A | 7 | 1004 | E | 9 | 0 | E | 9 | 0 | E | 9 | -9900 | ? | 0 | 77777 | E | 9 | 1 | E | 8 | 0.066 | F | 8 | 0.18 | F | 8 | -9900 | -9900 | ? | 0
2001-01-18 | 21:00 | 0 | 0 | 0 | 2 | 0 | 0 | 2 | 0 | 0 | 2 | 0 | 0 | 2 | 0 | 0 | 2 | 0 | 0 | 2 | 0 | 0 | 2 | 0 | 0 | E | 9 | 0 | E | 9 | -0.5 | E | 9 | -0.9 | E | 9 | 97 | A | 7 | 1004 | E | 9 | 0 | E | 9 | 0 | E | 9 | -9900 | ? | 0 | 77777 | E | 9 | 0.9 | E | 8 | 0.066 | F | 8 | 0.18 | F | 8 | -9900 | -9900 | ? | 0
2001-01-18 | 22:00 | 0 | 0 | 0 | 2 | 0 | 0 | 2 | 0 | 0 | 2 | 0 | 0 | 2 | 0 | 0 | 2 | 0 | 0 | 2 | 0 | 0 | 2 | 0 | 2 | E | 9 | 2 | E | 9 | -0.1 | E | 9 | -0.7 | E | 9 | 95 | A | 7 | 1004 | E | 9 | 0 | E | 9 | 0 | E | 9 | -9900 | ? | 0 | 19757 | E | 9 | 0.8 | E | 8 | 0.066 | F | 8 | 0.18 | F | 8 | -9900 | -9900 | ? | 0
2001-01-18 | 23:00 | 0 | 0 | 0 | 2 | 0 | 0 | 2 | 0 | 0 | 2 | 0 | 0 | 2 | 0 | 0 | 2 | 0 | 0 | 2 | 0 | 0 | 2 | 0 | 2 | E | 9 | 2 | E | 9 | 1.3 | E | 9 | -0.6 | E | 9 | 87 | A | 7 | 1004 | E | 9 | 0 | E | 9 | 0 | E | 9 | -9900 | ? | 0 | 20959 | E | 9 | 0.8 | E | 8 | 0.066 | F | 8 | 0.18 | F | 8 | -9900 | -9900 | ? | 0
2001-01-18 | 24:00 | 0 | 0 | 0 | 2 | 0 | 0 | 2 | 0 | 0 | 2 | 0 | 0 | 2 | 0 | 0 | 2 | 0 | 0 | 2 | 0 | 0 | 2 | 0 | 1 | E | 9 | 1 | E | 9 | 2.6 | E | 9 | 0.7 | E | 9 | 87 | A | 7 | 1004 | E | 9 | 0 | E | 9 | 0 | E | 9 | -9900 | ? | 0 | 77777 | E | 9 | 0.8 | E | 8 | 0.066 | F | 8 | 0.18 | F | 8 | -9900 | -9900 | ? | 0
2001-01-19 | 1:00 | 0 | 0 | 0 | 2 | 0 | 0 | 2 | 0 | 0 | 2 | 0 | 0 | 2 | 0 | 0 | 2 | 0 | 0 | 2 | 0 | 0 | 2 | 0 | 1 | E | 9 | 1 | E | 9 | 2.9 | E | 9 | 0.9 | E | 9 | 87 | A | 7 | 1004 | E | 9 | 10 | E | 9 | 1.1 | E | 9 | -9900 | ? | 0 | 77777 | E | 9 | 0.8 | E | 8 | 0.066 | F | 8 | 0.18 | F | 8 | -9900 | -9900 | ? | 0
2001-01-19 | 2:00 | 0 | 0 | 0 | 2 | 0 | 0 | 2 | 0 | 0 | 2 | 0 | 0 | 2 | 0 | 0 | 2 | 0 | 0 | 2 | 0 | 0 | 2 | 0 | 0 | E | 9 | 0 | E | 9 | 3.3 | E | 9 | 1.1 | E | 9 | 85 | A | 7 | 1004 | E | 9 | 350 | E | 9 | 0.2 | E | 9 | -9900 | ? | 0 | 77777 | E | 9 | 0.8 | E | 8 | 0.066 | F | 8 | 0.18 | F | 8 | -9900 | -9900 | ? | 0
2001-01-19 | 3:00 | 0 | 0 | 0 | 2 | 0 | 0 | 2 | 0 | 0 | 2 | 0 | 0 | 2 | 0 | 0 | 2 | 0 | 0 | 2 | 0 | 0 | 2 | 0 | 0 | E | 9 | 0 | E | 9 | 3.7 | E | 9 | 0.3 | E | 9 | 78 | A | 7 | 1004 | E | 9 | 20 | E | 9 | 0.2 | E | 9 | -9900 | ? | 0 | 77777 | E | 9 | 0.8 | E | 8 | 0.066 | F | 8 | 0.18 | F | 8 | -9900 | -9900 | ? | 0
2001-01-19 | 4:00 | 0 | 0 | 0 | 2 | 0 | 0 | 2 | 0 | 0 | 2 | 0 | 0 | 2 | 0 | 0 | 2 | 0 | 0 | 2 | 0 | 0 | 2 | 0 | 0 | E | 9 | 0 | E | 9 | 4 | E | 9 | 0.5 | E | 9 | 78 | A | 7 | 1004 | E | 9 | 350 | E | 9 | 2.2 | E | 9 | -9900 | ? | 0 | 77777 | E | 9 | 0.7 | E | 8 | 0.066 | F | 8 | 0.18 | F | 8 | -9900 | -9900 | ? | 0
2001-01-19 | 5:00 | 0 | 0 | 0 | 2 | 0 | 0 | 2 | 0 | 0 | 2 | 0 | 0 | 2 | 0 | 0 | 2 | 0 | 0 | 2 | 0 | 0 | 2 | 0 | 0 | E | 9 | 0 | E | 9 | 4.4 | E | 9 | 0.6 | E | 9 | 76 | A | 7 | 1004 | E | 9 | 350 | E | 9 | 1.3 | E | 9 | -9900 | ? | 0 | 77777 | E | 9 | 0.7 | E | 8 | 0.066 | F | 8 | 0.18 | F | 8 | -9900 | -9900 | ? | 0
2001-01-19 | 6:00 | 0 | 0 | 0 | 2 | 0 | 0 | 2 | 0 | 0 | 2 | 0 | 0 | 2 | 0 | 0 | 2 | 0 | 0 | 2 | 0 | 0 | 2 | 0 | 0 | E | 9 | 0 | E | 9 | 4.2 | E | 9 | 0.3 | E | 9 | 76 | A | 7 | 1004 | E | 9 | 360 | E | 9 | 1.8 | E | 9 | -9900 | ? | 0 | 77777 | E | 9 | 0.7 | E | 8 | 0.066 | F | 8 | 0.18 | F | 8 | -9900 | -9900 | ? | 0
2001-01-19 | 7:00 | 0 | 0 | 0 | 2 | 0 | 0 | 2 | 0 | 0 | 2 | 0 | 0 | 2 | 0 | 0 | 2 | 0 | 0 | 2 | 0 | 0 | 2 | 0 | 0 | E | 9 | 0 | E | 9 | 4.1 | E | 9 | 0 | E | 9 | 75 | A | 7 | 1004 | E | 9 | 0 | E | 9 | 0 | E | 9 | -9900 | ? | 0 | 77777 | E | 9 | 0.7 | E | 8 | 0.066 | F | 8 | 0.18 | F | 8 | -9900 | -9900 | ? | 0
2001-01-19 | 8:00 | 6 | 341 | 0 | 2 | 8 | 0 | 2 | 15 | 0 | 2 | 8 | 0 | 2 | 8 | 0 | 2 | 15 | 0 | 2 | 8 | 0 | 2 | 19 | 0 | E | 9 | 0 | E | 9 | 4.4 | E | 9 | 1.2 | E | 9 | 80 | A | 7 | 1004 | E | 9 | 20 | E | 9 | 0.9 | E | 9 | -9900 | ? | 0 | 77777 | E | 9 | 0.7 | E | 8 | 0.066 | F | 8 | 0.18 | F | 8 | -9900 | -9900 | ? | 0
2001-01-19 | 9:00 | 154 | 1413 | 65 | 2 | 8 | 390 | 2 | 15 | 22 | 2 | 8 | 66 | 2 | 8 | 251 | 2 | 15 | 38 | 2 | 8 | 44 | 2 | 19 | 0 | E | 9 | 0 | E | 9 | 4.7 | E | 9 | 1.6 | E | 9 | 80 | A | 7 | 1004 | E | 9 | 360 | E | 9 | 0.9 | E | 9 | -9900 | ? | 0 | 77777 | E | 9 | 0.6 | E | 8 | 0.066 | F | 8 | 0.18 | F | 8 | -9900 | -9900 | ? | 0
2001-01-19 | 10:00 | 344 | 1413 | 200 | 2 | 8 | 470 | 2 | 15 | 85 | 2 | 8 | 207 | 2 | 8 | 384 | 2 | 15 | 113 | 2 | 8 | 157 | 2 | 19 | 4 | E | 9 | 3 | E | 9 | 5.3 | E | 9 | 2.3 | E | 9 | 81 | A | 7 | 1004 | E | 9 | 10 | E | 9 | 1 | E | 9 | -9900 | ? | 0 | 17539 | E | 9 | 0.6 | E | 8 | 0.066 | F | 8 | 0.18 | F | 8 | -9900 | -9900 | ? | 0
2001-01-19 | 11:00 | 488 | 1413 | 188 | 2 | 8 | 116 | 2 | 15 | 148 | 2 | 8 | 204 | 2 | 8 | 110 | 2 | 15 | 166 | 2 | 8 | 338 | 2 | 19 | 7 | E | 9 | 6 | E | 9 | 5.9 | E | 9 | 2.6 | E | 9 | 79 | A | 7 | 1004 | E | 9 | 10 | E | 9 | 2 | E | 9 | -9900 | ? | 0 | 10418 | E | 9 | 0.6 | E | 8 | 0.066 | F | 8 | 0.18 | F | 8 | -9900 | -9900 | ? | 0
2001-01-19 | 12:00 | 576 | 1413 | 160 | 2 | 8 | 18 | 2 | 15 | 153 | 2 | 8 | 182 | 2 | 8 | 13 | 2 | 15 | 176 | 2 | 8 | 589 | 2 | 19 | 6 | E | 9 | 2 | E | 9 | 5.7 | E | 9 | 2.5 | E | 9 | 80 | A | 7 | 1004 | E | 9 | 10 | E | 9 | 2 | E | 9 | -9900 | ? | 0 | 77777 | E | 9 | 0.7 | E | 8 | 0.066 | F | 8 | 0.18 | F | 8 | -9900 | -9900 | ? | 0
2001-01-19 | 13:00 | 602 | 1413 | 406 | 2 | 8 | 586 | 2 | 15 | 155 | 2 | 8 | 424 | 2 | 8 | 570 | 2 | 15 | 180 | 2 | 8 | 312 | 2 | 19 | 7 | E | 9 | 3 | E | 9 | 6.4 | E | 9 | 2.7 | E | 9 | 77 | A | 7 | 1004 | E | 9 | 10 | E | 9 | 2.1 | E | 9 | -9900 | ? | 0 | 77777 | E | 9 | 0.7 | E | 8 | 0.066 | F | 8 | 0.18 | F | 8 | -9900 | -9900 | ? | 0
2001-01-19 | 14:00 | 564 | 1413 | 360 | 2 | 8 | 623 | 2 | 15 | 110 | 2 | 8 | 371 | 2 | 8 | 586 | 2 | 15 | 136 | 2 | 8 | 211 | 2 | 19 | 7 | E | 9 | 4 | E | 9 | 7 | E | 9 | 2.8 | E | 9 | 75 | A | 7 | 1004 | E | 9 | 350 | E | 9 | 0.6 | E | 9 | -9900 | ? | 0 | 21983 | E | 9 | 0.7 | E | 8 | 0.066 | F | 8 | 0.18 | F | 8 | -9900 | -9900 | ? | 0
2001-01-19 | 15:00 | 464 | 1413 | 311 | 2 | 8 | 682 | 2 | 15 | 86 | 2 | 8 | 321 | 2 | 8 | 615 | 2 | 15 | 118 | 2 | 8 | 161 | 2 | 19 | 7 | E | 9 | 5 | E | 9 | 7.2 | E | 9 | 2.8 | E | 9 | 74 | A | 7 | 1004 | E | 9 | 360 | E | 9 | 0.1 | E | 9 | -9900 | ? | 0 | 18058 | E | 9 | 0.8 | E | 8 | 0.066 | F | 8 | 0.18 | F | 8 | -9900 | -9900 | ? | 0
2001-01-19 | 16:00 | 310 | 1413 | 210 | 2 | 8 | 586 | 2 | 15 | 80 | 2 | 8 | 209 | 2 | 8 | 453 | 2 | 15 | 109 | 2 | 8 | 133 | 2 | 19 | 8 | E | 9 | 6 | E | 9 | 7 | E | 9 | 2.9 | E | 9 | 75 | A | 7 | 1004 | E | 9 | 0 | E | 9 | 0 | E | 9 | -9900 | ? | 0 | 14134 | E | 9 | 0.8 | E | 8 | 0.066 | F | 8 | 0.18 | F | 8 | -9900 | -9900 | ? | 0
2001-01-19 | 17:00 | 115 | 1413 | 0 | 2 | 8 | 0 | 2 | 15 | 0 | 2 | 8 | 0 | 2 | 8 | 0 | 2 | 15 | 0 | 2 | 8 | 0 | 2 | 19 | 8 | E | 9 | 7 | E | 9 | 6.4 | E | 9 | 2.7 | E | 9 | 77 | A | 7 | 1004 | E | 9 | 10 | E | 9 | 1.2 | E | 9 | -9900 | ? | 0 | 10210 | E | 9 | 0.8 | E | 8 | 0.066 | F | 8 | 0.18 | F | 8 | -9900 | -9900 | ? | 0
2001-01-19 | 18:00 | 0 | 82 | 0 | 2 | 8 | 0 | 2 | 15 | 0 | 2 | 8 | 0 | 2 | 8 | 0 | 2 | 15 | 0 | 2 | 8 | 0 | 2 | 19 | 8 | E | 9 | 8 | E | 9 | 5.6 | E | 9 | 2.3 | E | 9 | 79 | A | 7 | 1004 | E | 9 | 10 | E | 9 | 1.2 | E | 9 | -9900 | ? | 0 | 6286 | E | 9 | 0.8 | E | 8 | 0.066 | F | 8 | 0.18 | F | 8 | -9900 | -9900 | ? | 0
2001-01-19 | 19:00 | 0 | 0 | 0 | 2 | 0 | 0 | 2 | 0 | 0 | 2 | 0 | 0 | 2 | 0 | 0 | 2 | 0 | 0 | 2 | 0 | 0 | 2 | 0 | 8 | E | 9 | 8 | E | 9 | 5.2 | E | 9 | 3 | E | 9 | 86 | A | 7 | 1004 | E | 9 | 30 | E | 9 | 1.3 | E | 9 | -9900 | ? | 0 | 5552 | E | 9 | 0.9 | E | 8 | 0.066 | F | 8 | 0.18 | F | 8 | -9900 | -9900 | ? | 0
2001-01-19 | 20:00 | 0 | 0 | 0 | 2 | 0 | 0 | 2 | 0 | 0 | 2 | 0 | 0 | 2 | 0 | 0 | 2 | 0 | 0 | 2 | 0 | 0 | 2 | 0 | 8 | E | 9 | 8 | E | 9 | 4.9 | E | 9 | 2.6 | E | 9 | 85 | A | 7 | 1004 | E | 9 | 0 | E | 9 | 0 | E | 9 | -9900 | ? | 0 | 77777 | E | 9 | 0.9 | E | 8 | 0.066 | F | 8 | 0.18 | F | 8 | -9900 | -9900 | ? | 0
2001-01-19 | 21:00 | 0 | 0 | 0 | 2 | 0 | 0 | 2 | 0 | 0 | 2 | 0 | 0 | 2 | 0 | 0 | 2 | 0 | 0 | 2 | 0 | 0 | 2 | 0 | 9 | E | 9 | 9 | E | 9 | 4.6 | E | 9 | 2.3 | E | 9 | 85 | A | 7 | 1004 | E | 9 | 0 | E | 9 | 0 | E | 9 | -9900 | ? | 0 | 3443 | E | 9 | 0.9 | E | 8 | 0.066 | F | 8 | 0.18 | F | 8 | -9900 | -9900 | ? | 0
2001-01-19 | 22:00 | 0 | 0 | 0 | 2 | 0 | 0 | 2 | 0 | 0 | 2 | 0 | 0 | 2 | 0 | 0 | 2 | 0 | 0 | 2 | 0 | 0 | 2 | 0 | 9 | E | 9 | 9 | E | 9 | 4.2 | E | 9 | 1 | E | 9 | 80 | A | 7 | 1004 | E | 9 | 0 | E | 9 | 0 | E | 9 | -9900 | ? | 0 | 2955 | E | 9 | 0.9 | E | 8 | 0.066 | F | 8 | 0.18 | F | 8 | -9900 | -9900 | ? | 0
2001-01-19 | 23:00 | 0 | 0 | 0 | 2 | 0 | 0 | 2 | 0 | 0 | 2 | 0 | 0 | 2 | 0 | 0 | 2 | 0 | 0 | 2 | 0 | 0 | 2 | 0 | 8 | E | 9 | 7 | E | 9 | 3.8 | E | 9 | 1.7 | E | 9 | 86 | A | 7 | 1004 | E | 9 | 0 | E | 9 | 0 | E | 9 | -9900 | ? | 0 | 77777 | E | 9 | 0.9 | E | 8 | 0.066 | F | 8 | 0.18 | F | 8 | -9900 | -9900 | ? | 0
2001-01-19 | 24:00 | 0 | 0 | 0 | 2 | 0 | 0 | 2 | 0 | 0 | 2 | 0 | 0 | 2 | 0 | 0 | 2 | 0 | 0 | 2 | 0 | 0 | 2 | 0 | 9 | E | 9 | 9 | E | 9 | 3.4 | E | 9 | 0.4 | E | 9 | 81 | A | 7 | 1004 | E | 9 | 0 | E | 9 | 0 | E | 9 | -9900 | ? | 0 | 1980 | E | 9 | 0.9 | E | 8 | 0.066 | F | 8 | 0.18 | F | 8 | -9900 | -9900 | ? | 0
2001-01-20 | 1:00 | 0 | 0 | 0 | 2 | 0 | 0 | 2 | 0 | 0 | 2 | 0 | 0 | 2 | 0 | 0 | 2 | 0 | 0 | 2 | 0 | 0 | 2 | 0 | 10 | E | 9 | 10 | E | 9 | 2 | E | 9 | 0 | E | 9 | 87 | A | 7 | 1004 | E | 9 | 0 | E | 9 | 0 | E | 9 | -9900 | ? | 0 | 1493 | E | 9 | 0.8 | E | 8 | 0.066 | F | 8 | 0.18 | F | 8 | -9900 | -9900 | ? | 0
2001-01-20 | 2:00 | 0 | 0 | 0 | 2 | 0 | 0 | 2 | 0 | 0 | 2 | 0 | 0 | 2 | 0 | 0 | 2 | 0 | 0 | 2 | 0 | 0 | 2 | 0 | 10 | E | 9 | 10 | E | 9 | 1.7 | E | 9 | -0.3 | E | 9 | 86 | A | 7 | 1004 | E | 9 | 0 | E | 9 | 0 | E | 9 | -9900 | ? | 0 | 1005 | E | 9 | 0.8 | E | 8 | 0.066 | F | 8 | 0.18 | F | 8 | -9900 | -9900 | ? | 0
2001-01-20 | 3:00 | 0 | 0 | 0 | 2 | 0 | 0 | 2 | 0 | 0 | 2 | 0 | 0 | 2 | 0 | 0 | 2 | 0 | 0 | 2 | 0 | 0 | 2 | 0 | 10 | E | 9 | 10 | E | 9 | 1.4 | E | 9 | -0.6 | E | 9 | 86 | A | 7 | 1004 | E | 9 | 0 | E | 9 | 0 | E | 9 | -9900 | ? | 0 | 518 | E | 9 | 0.8 | E | 8 | 0.066 | F | 8 | 0.18 | F | 8 | -9900 | -9900 | ? | 0
2001-01-20 | 4:00 | 0 | 0 | 0 | 2 | 0 | 0 | 2 | 0 | 0 | 2 | 0 | 0 | 2 | 0 | 0 | 2 | 0 | 0 | 2 | 0 | 0 | 2 | 0 | 10 | E | 9 | 10 | E | 9 | 1 | A | 7 | -1 | A | 7 | 86 | A | 7 | 1004 | E | 9 | 0 | A | 7 | 0 | A | 7 | 1200 | A | 7 | 30 | A | 7 | 0.7 | E | 8 | 0.066 | F | 8 | 0.18 | F | 8 | -9900 | -9900 | ? | 0
2001-01-20 | 5:00 | 0 | 0 | 0 | 2 | 0 | 0 | 2 | 0 | 0 | 2 | 0 | 0 | 2 | 0 | 0 | 2 | 0 | 0 | 2 | 0 | 0 | 2 | 0 | 10 | E | 9 | 10 | E | 9 | 1.4 | E | 9 | -0.7 | E | 9 | 85 | A | 7 | 1004 | E | 9 | 0 | E | 9 | 0 | E | 9 | -9900 | ? | 0 | 28 | E | 9 | 0.7 | E | 8 | 0.066 | F | 8 | 0.18 | F | 8 | -9900 | -9900 | ? | 0
2001-01-20 | 6:00 | 0 | 0 | 0 | 2 | 0 | 0 | 2 | 0 | 0 | 2 | 0 | 0 | 2 | 0 | 0 | 2 | 0 | 0 | 2 | 0 | 0 | 2 | 0 | 10 | E | 9 | 10 | E | 9 | 1.9 | E | 9 | -0.4 | E | 9 | 84 | A | 7 | 1004 | E | 9 | 300 | E | 9 | 1.5 | E | 9 | -9900 | ? | 0 | 25 | E | 9 | 0.7 | E | 8 | 0.066 | F | 8 | 0.18 | F | 8 | -9900 | -9900 | ? | 0
2001-01-20 | 7:00 | 0 | 0 | 0 | 2 | 0 | 0 | 2 | 0 | 0 | 2 | 0 | 0 | 2 | 0 | 0 | 2 | 0 | 0 | 2 | 0 | 0 | 2 | 0 | 10 | E | 9 | 10 | E | 9 | 2.3 | E | 9 | -0.1 | E | 9 | 84 | A | 7 | 1004 | E | 9 | 0 | E | 9 | 0 | E | 9 | -9900 | ? | 0 | 23 | E | 9 | 0.6 | E | 8 | 0.066 | F | 8 | 0.18 | F | 8 | -9900 | -9900 | ? | 0
2001-01-20 | 8:00 | 7 | 365 | 0 | 2 | 8 | 0 | 2 | 15 | 0 | 2 | 8 | 0 | 2 | 8 | 0 | 2 | 15 | 0 | 2 | 8 | 0 | 2 | 19 | 10 | E | 9 | 10 | E | 9 | 3.2 | E | 9 | 0.8 | E | 9 | 84 | A | 7 | 1004 | E | 9 | 0 | E | 9 | 0 | E | 9 | -9900 | ? | 0 | 20 | E | 9 | 0.6 | E | 8 | 0.066 | F | 8 | 0.18 | F | 8 | -9900 | -9900 | ? | 0
2001-01-20 | 9:00 | 158 | 1413 | 38 | 2 | 8 | 45 | 2 | 15 | 33 | 2 | 8 | 42 | 2 | 8 | 27 | 2 | 15 | 39 | 2 | 8 | 69 | 2 | 19 | 10 | E | 9 | 10 | E | 9 | 4.2 | E | 9 | 1.6 | E | 9 | 83 | A | 7 | 1004 | E | 9 | 0 | E | 9 | 0 | E | 9 | -9900 | ? | 0 | 18 | E | 9 | 0.6 | E | 8 | 0.066 | F | 8 | 0.18 | F | 8 | -9900 | -9900 | ? | 0
2001-01-20 | 10:00 | 347 | 1413 | 152 | 2 | 8 | 219 | 2 | 15 | 98 | 2 | 8 | 160 | 2 | 8 | 182 | 2 | 15 | 115 | 2 | 8 | 193 | 2 | 19 | 10 | E | 9 | 10 | E | 9 | 5.1 | E | 9 | 2.6 | E | 9 | 84 | A | 7 | 1004 | E | 9 | 0 | E | 9 | 0 | E | 9 | -9900 | ? | 0 | 15 | E | 9 | 0.6 | E | 8 | 0.066 | F | 8 | 0.18 | F | 8 | -9900 | -9900 | ? | 0
2001-01-20 | 11:00 | 492 | 1413 | 167 | 2 | 8 | 58 | 2 | 15 | 147 | 2 | 8 | 183 | 2 | 8 | 55 | 2 | 15 | 164 | 2 | 8 | 394 | 2 | 19 | 10 | E | 9 | 10 | E | 9 | 5.6 | E | 9 | 2.3 | E | 9 | 79 | A | 7 | 1004 | E | 9 | 0 | E | 9 | 0 | E | 9 | -9900 | ? | 0 | 13 | E | 9 | 0.6 | E | 8 | 0.066 | F | 8 | 0.18 | F | 8 | -9900 | -9900 | ? | 0
2001-01-20 | 12:00 | 581 | 1413 | 240 | 2 | 8 | 124 | 2 | 15 | 189 | 2 | 8 | 260 | 2 | 8 | 122 | 2 | 15 | 209 | 2 | 8 | 446 | 2 | 19 | 10 | E | 9 | 10 | E | 9 | 6.6 | E | 9 | 2.6 | E | 9 | 76 | A | 7 | 1004 | E | 9 | 0 | E | 9 | 0 | E | 9 | -9900 | ? | 0 | 10 | E | 9 | 0.7 | E | 8 | 0.066 | F | 8 | 0.18 | F | 8 | -9900 | -9900 | ? | 0
2001-01-20 | 13:00 | 607 | 1413 | 184 | 2 | 8 | 18 | 2 | 15 | 177 | 2 | 8 | 208 | 2 | 8 | 14 | 2 | 15 | 202 | 2 | 8 | 668 | 2 | 19 | 10 | E | 9 | 10 | E | 9 | 7.5 | E | 9 | 2.9 | E | 9 | 73 | A | 7 | 1004 | E | 9 | 60 | E | 9 | 2.6 | E | 9 | -9900 | ? | 0 | 8 | E | 9 | 0.7 | E | 8 | 0.066 | F | 8 | 0.18 | F | 8 | -9900 | -9900 | ? | 0
2001-01-20 | 14:00 | 569 | 1413 | 127 | 2 | 8 | 0 | 2 | 15 | 127 | 2 | 8 | 146 | 2 | 8 | 0 | 2 | 15 | 146 | 2 | 8 | 512 | 2 | 19 | 10 | E | 9 | 10 | E | 9 | 7.5 | E | 9 | 3.8 | E | 9 | 77 | A | 7 | 1004 | E | 9 | 110 | E | 9 | 1.5 | E | 9 | -9900 | ? | 0 | 5 | E | 9 | 0.8 | E | 8 | 0.066 | F | 8 | 0.18 | F | 8 | -9900 | -9900 | ? | 0
2001-01-20 | 15:00 | 470 | 1413 | 53 | 2 | 8 | 0 | 2 | 15 | 53 | 2 | 8 | 64 | 2 | 8 | 0 | 2 | 15 | 64 | 2 | 8 | 232 | 2 | 19 | 10 | E | 9 | 9 | E | 9 | 8.4 | E | 9 | 3 | E | 9 | 69 | A | 7 | 1004 | E | 9 | 120 | E | 9 | 7.2 | E | 9 | -9900 | ? | 0 | 3 | E | 9 | 0.8 | E | 8 | 0.066 | F | 8 | 0.18 | F | 8 | -9900 | -9900 | ? | 0
2001-01-20 | 16:00 | 316 | 1413 | 114 | 2 | 8 | 66 | 2 | 15 | 99 | 2 | 8 | 124 | 2 | 8 | 56 | 2 | 15 | 112 | 2 | 8 | 240 | 2 | 19 | 10 | E | 9 | 10 | E | 9 | 8.3 | E | 9 | 3.3 | E | 9 | 71 | A | 7 | 1004 | E | 9 | 150 | E | 9 | 3.6 | E | 9 | -9900 | ? | 0 | 0 | E | 9 | 0.9 | E | 8 | 0.066 | F | 8 | 0.18 | F | 8 | -9900 | -9900 | ? | 0
2001-01-20 | 17:00 | 120 | 1413 | 0 | 2 | 8 | 0 | 2 | 15 | 0 | 2 | 8 | 0 | 2 | 8 | 0 | 2 | 15 | 0 | 2 | 8 | 0 | 2 | 19 | 10 | E | 9 | 10 | E | 9 | 7.2 | E | 9 | 2.7 | E | 9 | 73 | A | 7 | 1004 | E | 9 | 130 | E | 9 | 2.1 | E | 9 | -9900 | ? | 0 | 0 | E | 9 | 0.9 | E | 8 | 0.066 | F | 8 | 0.18 | F | 8 | -9900 | -9900 | ? | 0
2001-01-20 | 18:00 | 1 | 106 | 0 | 2 | 8 | 0 | 2 | 15 | 0 | 2 | 8 | 0 | 2 | 8 | 0 | 2 | 15 | 0 | 2 | 8 | 0 | 2 | 19 | 10 | E | 9 | 10 | E | 9 | 7.2 | E | 9 | 2.7 | E | 9 | 73 | A | 7 | 1004 | E | 9 | 0 | E | 9 | 0 | E | 9 | -9900 | ? | 0 | 0 | E | 9 | 1 | E | 8 | 0.066 | F | 8 | 0.18 | F | 8 | -9900 | -9900 | ? | 0
2001-01-20 | 19:00 | 0 | 0 | 0 | 2 | 0 | 0 | 2 | 0 | 0 | 2 | 0 | 0 | 2 | 0 | 0 | 2 | 0 | 0 | 2 | 0 | 0 | 2 | 0 | 8 | E | 9 | 8 | E | 9 | 6.6 | E | 9 | 2.2 | E | 9 | 73 | A | 7 | 1004 | E | 9 | 170 | E | 9 | 8.2 | E | 9 | -9900 | ? | 0 | 0 | E | 9 | 1 | E | 8 | 0.066 | F | 8 | 0.18 | F | 8 | -9900 | -9900 | ? | 0
2001-01-20 | 20:00 | 0 | 0 | 0 | 2 | 0 | 0 | 2 | 0 | 0 | 2 | 0 | 0 | 2 | 0 | 0 | 2 | 0 | 0 | 2 | 0 | 0 | 2 | 0 | 3 | E | 9 | 3 | E | 9 | 6.1 | E | 9 | 1.6 | E | 9 | 73 | A | 7 | 1004 | E | 9 | 170 | E | 9 | 5.1 | E | 9 | -9900 | ? | 0 | 9522 | E | 9 | 1.1 | E | 8 | 0.066 | F | 8 | 0.18 | F | 8 | -9900 | -9900 | ? | 0
2001-01-20 | 21:00 | 0 | 0 | 0 | 2 | 0 | 0 | 2 | 0 | 0 | 2 | 0 | 0 | 2 | 0 | 0 | 2 | 0 | 0 | 2 | 0 | 0 | 2 | 0 | 6 | E | 9 | 6 | E | 9 | 6.1 | E | 9 | 2.2 | E | 9 | 76 | A | 7 | 1004 | E | 9 | 170 | E | 9 | 7.2 | E | 9 | -9900 | ? | 0 | 9037 | E | 9 | 1.2 | E | 8 | 0.066 | F | 8 | 0.18 | F | 8 | -9900 | -9900 | ? | 0
2001-01-20 | 22:00 | 0 | 0 | 0 | 2 | 0 | 0 | 2 | 0 | 0 | 2 | 0 | 0 | 2 | 0 | 0 | 2 | 0 | 0 | 2 | 0 | 0 | 2 | 0 | 9 | E | 9 | 9 | E | 9 | 5.5 | E | 9 | 2.2 | E | 9 | 79 | A | 7 | 1004 | E | 9 | 180 | E | 9 | 4.1 | E | 9 | -9900 | ? | 0 | 0 | E | 9 | 1.2 | E | 8 | 0.066 | F | 8 | 0.18 | F | 8 | -9900 | -9900 | ? | 0
2001-01-20 | 23:00 | 0 | 0 | 0 | 2 | 0 | 0 | 2 | 0 | 0 | 2 | 0 | 0 | 2 | 0 | 0 | 2 | 0 | 0 | 2 | 0 | 0 | 2 | 0 | 10 | E | 9 | 10 | E | 9 | 5.5 | E | 9 | 1.6 | E | 9 | 76 | A | 7 | 1004 | E | 9 | 150 | E | 9 | 4.1 | E | 9 | -9900 | ? | 0 | 0 | E | 9 | 1.2 | E | 8 | 0.066 | F | 8 | 0.18 | F | 8 | -9900 | -9900 | ? | 0
2001-01-20 | 24:00 | 0 | 0 | 0 | 2 | 0 | 0 | 2 | 0 | 0 | 2 | 0 | 0 | 2 | 0 | 0 | 2 | 0 | 0 | 2 | 0 | 0 | 2 | 0 | 10 | E | 9 | 10 | E | 9 | 5.5 | E | 9 | 1.6 | E | 9 | 76 | A | 7 | 1004 | E | 9 | 170 | E | 9 | 6.7 | E | 9 | -9900 | ? | 0 | 0 | E | 9 | 1.2 | E | 8 | 0.066 | F | 8 | 0.18 | F | 8 | -9900 | -9900 | ? | 0
2001-01-21 | 1:00 | 0 | 0 | 0 | 2 | 0 | 0 | 2 | 0 | 0 | 2 | 0 | 0 | 2 | 0 | 0 | 2 | 0 | 0 | 2 | 0 | 0 | 2 | 0 | 10 | E | 9 | 10 | E | 9 | 5.5 | E | 9 | 1.6 | E | 9 | 76 | A | 7 | 1004 | E | 9 | 170 | E | 9 | 6.2 | E | 9 | -9900 | ? | 0 | 0 | E | 9 | 1.2 | E | 8 | 0.066 | F | 8 | 0.18 | F | 8 | -9900 | -9900 | ? | 0
2001-01-21 | 2:00 | 0 | 0 | 0 | 2 | 0 | 0 | 2 | 0 | 0 | 2 | 0 | 0 | 2 | 0 | 0 | 2 | 0 | 0 | 2 | 0 | 0 | 2 | 0 | 10 | E | 9 | 10 | E | 9 | 5.5 | E | 9 | 2.2 | E | 9 | 79 | A | 7 | 1004 | E | 9 | 180 | E | 9 | 6.7 | E | 9 | -9900 | ? | 0 | 0 | E | 9 | 1.2 | E | 8 | 0.066 | F | 8 | 0.18 | F | 8 | -9900 | -9900 | ? | 0
2001-01-21 | 3:00 | 0 | 0 | 0 | 2 | 0 | 0 | 2 | 0 | 0 | 2 | 0 | 0 | 2 | 0 | 0 | 2 | 0 | 0 | 2 | 0 | 0 | 2 | 0 | 10 | E | 9 | 10 | E | 9 | 5 | E | 9 | 1.6 | E | 9 | 79 | A | 7 | 1004 | E | 9 | 170 | E | 9 | 5.1 | E | 9 | -9900 | ? | 0 | 0 | E | 9 | 1.1 | E | 8 | 0.066 | F | 8 | 0.18 | F | 8 | -9900 | -9900 | ? | 0
2001-01-21 | 4:00 | 0 | 0 | 0 | 2 | 0 | 0 | 2 | 0 | 0 | 2 | 0 | 0 | 2 | 0 | 0 | 2 | 0 | 0 | 2 | 0 | 0 | 2 | 0 | 10 | E | 9 | 10 | E | 9 | 4.4 | E | 9 | 1.1 | E | 9 | 79 | A | 7 | 1004 | E | 9 | 180 | E | 9 | 5.1 | E | 9 | -9900 | ? | 0 | 0 | E | 9 | 1.1 | E | 8 | 0.066 | F | 8 | 0.18 | F | 8 | -9900 | -9900 | ? | 0
2001-01-21 | 5:00 | 0 | 0 | 0 | 2 | 0 | 0 | 2 | 0 | 0 | 2 | 0 | 0 | 2 | 0 | 0 | 2 | 0 | 0 | 2 | 0 | 0 | 2 | 0 | 3 | E | 9 | 3 | E | 9 | 6.1 | E | 9 | 1.1 | E | 9 | 70 | A | 7 | 1004 | E | 9 | 170 | E | 9 | 6.7 | E | 9 | -9900 | ? | 0 | 5151 | E | 9 | 1.1 | E | 8 | 0.066 | F | 8 | 0.18 | F | 8 | -9900 | -9900 | ? | 0
2001-01-21 | 6:00 | 0 | 0 | 0 | 2 | 0 | 0 | 2 | 0 | 0 | 2 | 0 | 0 | 2 | 0 | 0 | 2 | 0 | 0 | 2 | 0 | 0 | 2 | 0 | 5 | E | 9 | 5 | E | 9 | 5.5 | E | 9 | 1.1 | E | 9 | 73 | A | 7 | 1004 | E | 9 | 180 | E | 9 | 6.2 | E | 9 | -9900 | ? | 0 | 4665 | E | 9 | 1.1 | E | 8 | 0.066 | F | 8 | 0.18 | F | 8 | -9900 | -9900 | ? | 0
2001-01-21 | 7:00 | 0 | 0 | 0 | 2 | 0 | 0 | 2 | 0 | 0 | 2 | 0 | 0 | 2 | 0 | 0 | 2 | 0 | 0 | 2 | 0 | 0 | 2 | 0 | 7 | E | 9 | 7 | E | 9 | 5 | E | 9 | 0 | E | 9 | 70 | A | 7 | 1004 | E | 9 | 180 | E | 9 | 5.1 | E | 9 | -9900 | ? | 0 | 4180 | E | 9 | 1.1 | E | 8 | 0.066 | F | 8 | 0.18 | F | 8 | -9900 | -9900 | ? | 0
2001-01-21 | 8:00 | 7 | 388 | 0 | 2 | 8 | 0 | 2 | 15 | 0 | 2 | 8 | 0 | 2 | 8 | 0 | 2 | 15 | 0 | 2 | 8 | 0 | 2 | 19 | 6 | E | 9 | 6 | E | 9 | 4.4 | E | 9 | -0.6 | E | 9 | 70 | A | 7 | 1004 | E | 9 | 0 | E | 9 | 0 | E | 9 | -9900 | ? | 0 | 3694 | E | 9 | 1.1 | E | 8 | 0.066 | F | 8 | 0.18 | F | 8 | -9900 | -9900 | ? | 0
2001-01-21 | 9:00 | 161 | 1413 | 36 | 2 | 8 | 31 | 2 | 15 | 32 | 2 | 8 | 39 | 2 | 8 | 21 | 2 | 15 | 37 | 2 | 8 | 80 | 2 | 19 | 7 | E | 9 | 7 | E | 9 | 5.5 | E | 9 | 1.1 | E | 9 | 73 | A | 7 | 1004 | E | 9 | 0 | E | 9 | 0 | E | 9 | -9900 | ? | 0 | 3208 | E | 9 | 1.1 | E | 8 | 0.066 | F | 8 | 0.18 | F | 8 | -9900 | -9900 | ? | 0
2001-01-21 | 10:00 | 351 | 1413 | 54 | 2 | 8 | 0 | 2 | 15 | 54 | 2 | 8 | 63 | 2 | 8 | 0 | 2 | 15 | 63 | 2 | 8 | 215 | 2 | 19 | 9 | E | 9 | 9 | E | 9 | 5.5 | E | 9 | 0.5 | E | 9 | 70 | A | 7 | 1004 | E | 9 | 0 | E | 9 | 0 | E | 9 | -9900 | ? | 0 | 0 | E | 9 | 1 | E | 8 | 0.066 | F | 8 | 0.18 | F | 8 | -9900 | -9900 | ? | 0
2001-01-21 | 11:00 | 496 | 1413 | 99 | 2 | 8 | 0 | 2 | 15 | 99 | 2 | 8 | 114 | 2 | 8 | 0 | 2 | 15 | 114 | 2 | 8 | 398 | 2 | 19 | 8 | E | 9 | 8 | E | 9 | 6.1 | E | 9 | 0.5 | E | 9 | 67 | A | 7 | 1004 | E | 9 | 190 | E | 9 | 3.1 | E | 9 | -9900 | ? | 0 | 2237 | E | 9 | 1.1 | E | 8 | 0.066 | F | 8 | 0.18 | F | 8 | -9900 | -9900 | ? | 0
2001-01-21 | 12:00 | 585 | 1413 | 80 | 2 | 8 | 0 | 2 | 15 | 80 | 2 | 8 | 96 | 2 | 8 | 0 | 2 | 15 | 96 | 2 | 8 | 357 | 2 | 19 | 5 | E | 9 | 5 | E | 9 | 7.2 | E | 9 | 1.1 | E | 9 | 65 | A | 7 | 1004 | E | 9 | 110 | E | 9 | 2.6 | E | 9 | -9900 | ? | 0 | 1751 | E | 9 | 1.1 | E | 8 | 0.066 | F | 8 | 0.18 | F | 8 | -9900 | -9900 | ? | 0
2001-01-21 | 13:00 | 612 | 1413 | 111 | 2 | 8 | 0 | 2 | 15 | 111 | 2 | 8 | 130 | 2 | 8 | 0 | 2 | 15 | 130 | 2 | 8 | 477 | 2 | 19 | 7 | E | 9 | 7 | E | 9 | 5 | E | 9 | 1.1 | E | 9 | 76 | A | 7 | 1004 | E | 9 | 130 | E | 9 | 2.6 | E | 9 | -9900 | ? | 0 | 1266 | E | 9 | 1.2 | E | 8 | 0.066 | F | 8 | 0.18 | F | 8 | -9900 | -9900 | ? | 0
2001-01-21 | 14:00 | 574 | 1413 | 113 | 2 | 8 | 0 | 2 | 15 | 113 | 2 | 8 | 131 | 2 | 8 | 0 | 2 | 15 | 131 | 2 | 8 | 471 | 2 | 19 | 9 | E | 9 | 9 | E | 9 | 5 | E | 9 | 0 | E | 9 | 70 | A | 7 | 1004 | E | 9 | 110 | E | 9 | 2.6 | E | 9 | -9900 | ? | 0 | 780 | E | 9 | 1.2 | E | 8 | 0.066 | F | 8 | 0.18 | F | 8 | -9900 | -9900 | ? | 0
2001-01-21 | 15:00 | 475 | 1413 | 121 | 2 | 8 | 0 | 2 | 15 | 121 | 2 | 8 | 137 | 2 | 8 | 0 | 2 | 15 | 137 | 2 | 8 | 451 | 2 | 19 | 2 | E | 9 | 2 | E | 9 | 5 | E | 9 | 1.1 | E | 9 | 76 | A | 7 | 1004 | E | 9 | 0 | E | 9 | 0 | E | 9 | -9900 | ? | 0 | 77777 | E | 9 | 1.3 | E | 8 | 0.066 | F | 8 | 0.18 | F | 8 | -9900 | -9900 | ? | 0
2001-01-21 | 16:00 | 321 | 1413 | 205 | 2 | 8 | 304 | 2 | 15 | 135 | 2 | 8 | 208 | 2 | 8 | 241 | 2 | 15 | 153 | 2 | 8 | 294 | 2 | 19 | 2 | E | 9 | 2 | E | 9 | 5 | E | 9 | 0.5 | E | 9 | 73 | A | 7 | 1004 | E | 9 | 0 | E | 9 | 0 | E | 9 | -9900 | ? | 0 | 77777 | E | 9 | 1.3 | E | 8 | 0.066 | F | 8 | 0.18 | F | 8 | -9900 | -9900 | ? | 0
2001-01-21 | 17:00 | 125 | 1413 | 0 | 2 | 8 | 0 | 2 | 15 | 0 | 2 | 8 | 0 | 2 | 8 | 0 | 2 | 15 | 0 | 2 | 8 | 0 | 2 | 19 | 1 | E | 9 | 1 | E | 9 | 3.3 | E | 9 | -0.6 | E | 9 | 75 | A | 7 | 1004 | E | 9 | 0 | E | 9 | 0 | E | 9 | -9900 | ? | 0 | 77777 | E | 9 | 1.3 | E | 8 | 0.066 | F | 8 | 0.18 | F | 8 | -9900 | -9900 | ? | 0
2001-01-21 | 18:00 | 1 | 129 | 0 | 2 | 8 | 0 | 2 | 15 | 0 | 2 | 8 | 0 | 2 | 8 | 0 | 2 | 15 | 0 | 2 | 8 | 0 | 2 | 19 | 8 | E | 9 | 8 | E | 9 | 3.3 | E | 9 | 0 | E | 9 | 79 | A | 7 | 1004 | E | 9 | 170 | E | 9 | 2.1 | E | 9 | -9900 | ? | 0 | 5619 | E | 9 | 1.4 | E | 8 | 0.066 | F | 8 | 0.18 | F | 8 | -9900 | -9900 | ? | 0
2001-01-21 | 19:00 | 0 | 0 | 0 | 2 | 0 | 0 | 2 | 0 | 0 | 2 | 0 | 0 | 2 | 0 | 0 | 2 | 0 | 0 | 2 | 0 | 0 | 2 | 0 | 6 | E | 9 | 6 | E | 9 | 3.3 | E | 9 | 0 | E | 9 | 79 | A | 7 | 1004 | E | 9 | 230 | E | 9 | 1.5 | E | 9 | -9900 | ? | 0 | 8441 | E | 9 | 1.4 | E | 8 | 0.066 | F | 8 | 0.18 | F | 8 | -9900 | -9900 | ? | 0
2001-01-21 | 20:00 | 0 | 0 | 0 | 2 | 0 | 0 | 2 | 0 | 0 | 2 | 0 | 0 | 2 | 0 | 0 | 2 | 0 | 0 | 2 | 0 | 0 | 2 | 0 | 0 | E | 9 | 0 | E | 9 | 1.6 | E | 9 | -0.6 | E | 9 | 85 | A | 7 | 1004 | E | 9 | 230 | E | 9 | 1.5 | E | 9 | -9900 | ? | 0 | 77777 | E | 9 | 1.5 | E | 8 | 0.066 | F | 8 | 0.18 | F | 8 | -9900 | -9900 | ? | 0
2001-01-21 | 21:00 | 0 | 0 | 0 | 2 | 0 | 0 | 2 | 0 | 0 | 2 | 0 | 0 | 2 | 0 | 0 | 2 | 0 | 0 | 2 | 0 | 0 | 2 | 0 | 0 | E | 9 | 0 | E | 9 | 0.5 | E | 9 | -2.3 | E | 9 | 80 | A | 7 | 1004 | E | 9 | 160 | E | 9 | 1.5 | E | 9 | -9900 | ? | 0 | 77777 | E | 9 | 1.5 | E | 8 | 0.066 | F | 8 | 0.18 | F | 8 | -9900 | -9900 | ? | 0
2001-01-21 | 22:00 | 0 | 0 | 0 | 2 | 0 | 0 | 2 | 0 | 0 | 2 | 0 | 0 | 2 | 0 | 0 | 2 | 0 | 0 | 2 | 0 | 0 | 2 | 0 | 6 | E | 9 | 6 | E | 9 | 0 | E | 9 | -2.3 | E | 9 | 83 | A | 7 | 1004 | E | 9 | 170 | E | 9 | 4.6 | E | 9 | -9900 | ? | 0 | 77777 | E | 9 | 1.6 | E | 8 | 0.066 | F | 8 | 0.18 | F | 8 | -9900 | -9900 | ? | 0
2001-01-21 | 23:00 | 0 | 0 | 0 | 2 | 0 | 0 | 2 | 0 | 0 | 2 | 0 | 0 | 2 | 0 | 0 | 2 | 0 | 0 | 2 | 0 | 0 | 2 | 0 | 5 | E | 9 | 5 | E | 9 | 0 | E | 9 | -2.3 | E | 9 | 83 | A | 7 | 1004 | E | 9 | 170 | E | 9 | 6.2 | E | 9 | -9900 | ? | 0 | 77777 | E | 9 | 1.5 | E | 8 | 0.066 | F | 8 | 0.18 | F | 8 | -9900 | -9900 | ? | 0
2001-01-21 | 24:00 | 0 | 0 | 0 | 2 | 0 | 0 | 2 | 0 | 0 | 2 | 0 | 0 | 2 | 0 | 0 | 2 | 0 | 0 | 2 | 0 | 0 | 2 | 0 | 3 | E | 9 | 3 | E | 9 | -0.6 | E | 9 | -2.8 | E | 9 | 83 | A | 7 | 1004 | E | 9 | 160 | E | 9 | 5.7 | E | 9 | -9900 | ? | 0 | 14152 | E | 9 | 1.4 | E | 8 | 0.066 | F | 8 | 0.18 | F | 8 | -9900 | -9900 | ? | 0
2001-01-22 | 1:00 | 0 | 0 | 0 | 2 | 0 | 0 | 2 | 0 | 0 | 2 | 0 | 0 | 2 | 0 | 0 | 2 | 0 | 0 | 2 | 0 | 0 | 2 | 0 | 3 | E | 9 | 3 | E | 9 | -1.7 | E | 9 | -3.9 | E | 9 | 83 | A | 7 | 1004 | E | 9 | 170 | E | 9 | 6.7 | E | 9 | -9900 | ? | 0 | 15054 | E | 9 | 1.4 | E | 8 | 0.067 | F | 8 | 0.18 | F | 8 | -9900 | -9900 | ? | 0
2001-01-22 | 2:00 | 0 | 0 | 0 | 2 | 0 | 0 | 2 | 0 | 0 | 2 | 0 | 0 | 2 | 0 | 0 | 2 | 0 | 0 | 2 | 0 | 0 | 2 | 0 | 3 | E | 9 | 3 | E | 9 | -1.2 | E | 9 | -3.4 | E | 9 | 83 | A | 7 | 1004 | E | 9 | 160 | E | 9 | 5.7 | E | 9 | -9900 | ? | 0 | 14787 | E | 9 | 1.3 | E | 8 | 0.067 | F | 8 | 0.18 | F | 8 | -9900 | -9900 | ? | 0
2001-01-22 | 3:00 | 0 | 0 | 0 | 2 | 0 | 0 | 2 | 0 | 0 | 2 | 0 | 0 | 2 | 0 | 0 | 2 | 0 | 0 | 2 | 0 | 0 | 2 | 0 | 3 | E | 9 | 3 | E | 9 | 0 | E | 9 | -2.3 | E | 9 | 83 | A | 7 | 1004 | E | 9 | 170 | E | 9 | 5.1 | E | 9 | -9900 | ? | 0 | 17759 | E | 9 | 1.3 | E | 8 | 0.067 | F | 8 | 0.18 | F | 8 | -9900 | -9900 | ? | 0
2001-01-22 | 4:00 | 0 | 0 | 0 | 2 | 0 | 0 | 2 | 0 | 0 | 2 | 0 | 0 | 2 | 0 | 0 | 2 | 0 | 0 | 2 | 0 | 0 | 2 | 0 | 1 | E | 9 | 1 | E | 9 | 0 | E | 9 | -2.3 | E | 9 | 83 | A | 7 | 1004 | E | 9 | 180 | E | 9 | 3.6 | E | 9 | -9900 | ? | 0 | 19261 | E | 9 | 1.2 | E | 8 | 0.067 | F | 8 | 0.18 | F | 8 | -9900 | -9900 | ? | 0
2001-01-22 | 5:00 | 0 | 0 | 0 | 2 | 0 | 0 | 2 | 0 | 0 | 2 | 0 | 0 | 2 | 0 | 0 | 2 | 0 | 0 | 2 | 0 | 0 | 2 | 0 | 1 | E | 9 | 1 | E | 9 | -0.6 | E | 9 | -2.8 | E | 9 | 83 | A | 7 | 1004 | E | 9 | 180 | E | 9 | 3.1 | E | 9 | -9900 | ? | 0 | 18393 | E | 9 | 1.1 | E | 8 | 0.067 | F | 8 | 0.18 | F | 8 | -9900 | -9900 | ? | 0
2001-01-22 | 6:00 | 0 | 0 | 0 | 2 | 0 | 0 | 2 | 0 | 0 | 2 | 0 | 0 | 2 | 0 | 0 | 2 | 0 | 0 | 2 | 0 | 0 | 2 | 0 | 0 | E | 9 | 0 | E | 9 | -1.2 | E | 9 | -3.4 | E | 9 | 83 | A | 7 | 1004 | E | 9 | 260 | E | 9 | 2.6 | E | 9 | -9900 | ? | 0 | 77777 | E | 9 | 1.1 | E | 8 | 0.067 | F | 8 | 0.18 | F | 8 | -9900 | -9900 | ? | 0
2001-01-22 | 7:00 | 0 | 0 | 0 | 2 | 0 | 0 | 2 | 0 | 0 | 2 | 0 | 0 | 2 | 0 | 0 | 2 | 0 | 0 | 2 | 0 | 0 | 2 | 0 | 1 | E | 9 | 1 | E | 9 | -0.6 | E | 9 | -2.8 | E | 9 | 83 | A | 7 | 1004 | E | 9 | 220 | E | 9 | 1.5 | E | 9 | -9900 | ? | 0 | 20798 | E | 9 | 1 | E | 8 | 0.067 | F | 8 | 0.18 | F | 8 | -9900 | -9900 | ? | 0
2001-01-22 | 8:00 | 8 | 412 | 0 | 2 | 8 | 0 | 2 | 15 | 0 | 2 | 8 | 0 | 2 | 8 | 0 | 2 | 15 | 0 | 2 | 8 | 0 | 2 | 19 | 0 | E | 9 | 0 | E | 9 | 0 | E | 9 | -2.3 | E | 9 | 83 | A | 7 | 1004 | E | 9 | 260 | E | 9 | 1.5 | E | 9 | -9900 | ? | 0 | 77777 | E | 9 | 1 | E | 8 | 0.067 | F | 8 | 0.18 | F | 8 | -9900 | -9900 | ? | 0
2001-01-22 | 9:00 | 164 | 1412 | 70 | 2 | 8 | 239 | 2 | 15 | 42 | 2 | 8 | 72 | 2 | 8 | 134 | 2 | 15 | 56 | 2 | 8 | 76 | 2 | 19 | 0 | E | 9 | 0 | E | 9 | 0.5 | E | 9 | -1.7 | E | 9 | 84 | A | 7 | 1004 | E | 9 | 0 | E | 9 | 0 | E | 9 | -9900 | ? | 0 | 77777 | E | 9 | 0.9 | E | 8 | 0.067 | F | 8 | 0.18 | F | 8 | -9900 | -9900 | ? | 0
2001-01-22 | 10:00 | 355 | 1412 | 76 | 2 | 8 | 0 | 2 | 15 | 76 | 2 | 8 | 86 | 2 | 8 | 0 | 2 | 15 | 86 | 2 | 8 | 282 | 2 | 19 | 0 | E | 9 | 0 | E | 9 | 2.2 | E | 9 | 0 | E | 9 | 85 | A | 7 | 1004 | E | 9 | 0 | E | 9 | 0 | E | 9 | -9900 | ? | 0 | 77777 | E | 9 | 0.9 | E | 8 | 0.067 | F | 8 | 0.18 | F | 8 | -9900 | -9900 | ? | 0
2001-01-22 | 11:00 | 501 | 1412 | 136 | 2 | 8 | 12 | 2 | 15 | 132 | 2 | 8 | 154 | 2 | 8 | 8 | 2 | 15 | 151 | 2 | 8 | 492 | 2 | 19 | 0 | E | 9 | 0 | E | 9 | 3.3 | E | 9 | 0.5 | E | 9 | 82 | A | 7 | 1004 | E | 9 | 90 | E | 9 | 1.8 | E | 9 | -9900 | ? | 0 | 77777 | E | 9 | 0.9 | E | 8 | 0.067 | F | 8 | 0.18 | F | 8 | -9900 | -9900 | ? | 0
2001-01-22 | 12:00 | 590 | 1412 | 149 | 2 | 8 | 6 | 2 | 15 | 146 | 2 | 8 | 169 | 2 | 8 | 4 | 2 | 15 | 168 | 2 | 8 | 577 | 2 | 19 | 0 | E | 9 | 0 | E | 9 | 3.8 | E | 9 | 0.5 | E | 9 | 79 | A | 7 | 1004 | E | 9 | 180 | E | 9 | 3.6 | E | 9 | -9900 | ? | 0 | 77777 | E | 9 | 1 | E | 8 | 0.067 | F | 8 | 0.18 | F | 8 | -9900 | -9900 | ? | 0
2001-01-22 | 13:00 | 617 | 1412 | 141 | 2 | 8 | 0 | 2 | 15 | 141 | 2 | 8 | 162 | 2 | 8 | 0 | 2 | 15 | 162 | 2 | 8 | 576 | 2 | 19 | 0 | E | 9 | 0 | E | 9 | 5 | E | 9 | 0.5 | E | 9 | 73 | A | 7 | 1004 | E | 9 | 170 | E | 9 | 2.1 | E | 9 | -9900 | ? | 0 | 77777 | E | 9 | 1 | E | 8 | 0.067 | F | 8 | 0.18 | F | 8 | -9900 | -9900 | ? | 0
2001-01-22 | 14:00 | 580 | 1412 | 239 | 2 | 8 | 129 | 2 | 15 | 186 | 2 | 8 | 259 | 2 | 8 | 127 | 2 | 15 | 206 | 2 | 8 | 439 | 2 | 19 | 0 | E | 9 | 0 | E | 9 | 5 | E | 9 | 1.1 | E | 9 | 76 | A | 7 | 1004 | E | 9 | 150 | E | 9 | 3.6 | E | 9 | -9900 | ? | 0 | 77777 | E | 9 | 1.1 | E | 8 | 0.067 | F | 8 | 0.18 | F | 8 | -9900 | -9900 | ? | 0
2001-01-22 | 15:00 | 480 | 1412 | 83 | 2 | 8 | 0 | 2 | 15 | 83 | 2 | 8 | 97 | 2 | 8 | 0 | 2 | 15 | 97 | 2 | 8 | 342 | 2 | 19 | 0 | E | 9 | 0 | E | 9 | 4.7 | E | 9 | 1 | E | 9 | 77 | A | 7 | 1004 | E | 9 | 160 | E | 9 | 1.9 | E | 9 | -9900 | ? | 0 | 21729 | E | 9 | 1.1 | E | 8 | 0.067 | F | 8 | 0.18 | F | 8 | -9900 | -9900 | ? | 0
2001-01-22 | 16:00 | 326 | 1412 | 212 | 2 | 8 | 324 | 2 | 15 | 137 | 2 | 8 | 216 | 2 | 8 | 260 | 2 | 15 | 156 | 2 | 8 | 299 | 2 | 19 | 0 | E | 9 | 0 | E | 9 | 3.9 | E | 9 | 0.3 | E | 9 | 77 | A | 7 | 1004 | E | 9 | 250 | E | 9 | 1 | E | 9 | -9900 | ? | 0 | 21458 | E | 9 | 1.2 | E | 8 | 0.067 | F | 8 | 0.18 | F | 8 | -9900 | -9900 | ? | 0
2001-01-22 | 17:00 | 130 | 1412 | 0 | 2 | 8 | 0 | 2 | 15 | 0 | 2 | 8 | 0 | 2 | 8 | 0 | 2 | 15 | 0 | 2 | 8 | 0 | 2 | 19 | 0 | E | 9 | 0 | E | 9 | 3.6 | E | 9 | 0.2 | E | 9 | 78 | A | 7 | 1004 | E | 9 | 140 | E | 9 | 0.8 | E | 9 | -9900 | ? | 0 | 21187 | E | 9 | 1.3 | E | 8 | 0.067 | F | 8 | 0.18 | F | 8 | -9900 | -9900 | ? | 0
2001-01-22 | 18:00 | 1 | 177 | 0 | 2 | 8 | 0 | 2 | 15 | 0 | 2 | 8 | 0 | 2 | 8 | 0 | 2 | 15 | 0 | 2 | 8 | 0 | 2 | 19 | 0 | E | 9 | 0 | E | 9 | 2.8 | E | 9 | 0 | E | 9 | 82 | A | 7 | 1004 | E | 9 | 0 | E | 9 | 0 | E | 9 | -9900 | ? | 0 | 20916 | E | 9 | 1.3 | E | 8 | 0.067 | F | 8 | 0.18 | F | 8 | -9900 | -9900 | ? | 0
2001-01-22 | 19:00 | 0 | 0 | 0 | 2 | 0 | 0 | 2 | 0 | 0 | 2 | 0 | 0 | 2 | 0 | 0 | 2 | 0 | 0 | 2 | 0 | 0 | 2 | 0 | 1 | E | 9 | 1 | E | 9 | 2 | E | 9 | -0.1 | E | 9 | 86 | A | 7 | 1004 | E | 9 | 0 | E | 9 | 0 | E | 9 | -9900 | ? | 0 | 20645 | E | 9 | 1.4 | E | 8 | 0.067 | F | 8 | 0.18 | F | 8 | -9900 | -9900 | ? | 0
2001-01-22 | 20:00 | 0 | 0 | 0 | 2 | 0 | 0 | 2 | 0 | 0 | 2 | 0 | 0 | 2 | 0 | 0 | 2 | 0 | 0 | 2 | 0 | 0 | 2 | 0 | 1 | E | 9 | 1 | E | 9 | 1.8 | E | 9 | -0.2 | E | 9 | 86 | A | 7 | 1004 | E | 9 | 120 | E | 9 | 0.1 | E | 9 | -9900 | ? | 0 | 20374 | E | 9 | 1.4 | E | 8 | 0.067 | F | 8 | 0.18 | F | 8 | -9900 | -9900 | ? | 0
2001-01-22 | 21:00 | 0 | 0 | 0 | 2 | 0 | 0 | 2 | 0 | 0 | 2 | 0 | 0 | 2 | 0 | 0 | 2 | 0 | 0 | 2 | 0 | 0 | 2 | 0 | 2 | E | 9 | 2 | E | 9 | 1.5 | E | 9 | -0.3 | E | 9 | 88 | A | 7 | 1004 | E | 9 | 0 | E | 9 | 0 | E | 9 | -9900 | ? | 0 | 17466 | E | 9 | 1.5 | E | 8 | 0.067 | F | 8 | 0.18 | F | 8 | -9900 | -9900 | ? | 0
2001-01-22 | 22:00 | 0 | 0 | 0 | 2 | 0 | 0 | 2 | 0 | 0 | 2 | 0 | 0 | 2 | 0 | 0 | 2 | 0 | 0 | 2 | 0 | 0 | 2 | 0 | 3 | E | 9 | 3 | E | 9 | 1.3 | E | 9 | -0.4 | E | 9 | 88 | A | 7 | 1004 | E | 9 | 90 | E | 9 | 0.7 | E | 9 | -9900 | ? | 0 | 14557 | E | 9 | 1.5 | E | 8 | 0.067 | F | 8 | 0.18 | F | 8 | -9900 | -9900 | ? | 0
2001-01-22 | 23:00 | 0 | 0 | 0 | 2 | 0 | 0 | 2 | 0 | 0 | 2 | 0 | 0 | 2 | 0 | 0 | 2 | 0 | 0 | 2 | 0 | 0 | 2 | 0 | 5 | E | 9 | 5 | E | 9 | 1 | E | 9 | -0.5 | E | 9 | 89 | A | 7 | 1004 | E | 9 | 0 | E | 9 | 0 | E | 9 | -9900 | ? | 0 | 11649 | E | 9 | 1.5 | E | 8 | 0.067 | F | 8 | 0.18 | F | 8 | -9900 | -9900 | ? | 0
2001-01-22 | 24:00 | 0 | 0 | 0 | 2 | 0 | 0 | 2 | 0 | 0 | 2 | 0 | 0 | 2 | 0 | 0 | 2 | 0 | 0 | 2 | 0 | 0 | 2 | 0 | 6 | E | 9 | 6 | E | 9 | 1.3 | E | 9 | -0.1 | E | 9 | 90 | A | 7 | 1004 | E | 9 | 0 | E | 9 | 0 | E | 9 | -9900 | ? | 0 | 8740 | E | 9 | 1.5 | E | 8 | 0.067 | F | 8 | 0.18 | F | 8 | -9900 | -9900 | ? | 0
2001-01-23 | 1:00 | 0 | 0 | 0 | 2 | 0 | 0 | 2 | 0 | 0 | 2 | 0 | 0 | 2 | 0 | 0 | 2 | 0 | 0 | 2 | 0 | 0 | 2 | 0 | 7 | E | 9 | 7 | E | 9 | 1 | E | 9 | -0.8 | E | 9 | 87 | A | 7 | 1004 | E | 9 | 0 | E | 9 | 0 | E | 9 | -9900 | ? | 0 | 5832 | E | 9 | 1.4 | E | 8 | 0.067 | F | 8 | 0.18 | F | 8 | -9900 | -9900 | ? | 0
2001-01-23 | 2:00 | 0 | 0 | 0 | 2 | 0 | 0 | 2 | 0 | 0 | 2 | 0 | 0 | 2 | 0 | 0 | 2 | 0 | 0 | 2 | 0 | 0 | 2 | 0 | 9 | E | 9 | 9 | E | 9 | -0.8 | E | 9 | -2 | E | 9 | 90 | A | 7 | 1004 | E | 9 | 0 | E | 9 | 0 | E | 9 | -9900 | ? | 0 | 2923 | E | 9 | 1.4 | E | 8 | 0.067 | F | 8 | 0.18 | F | 8 | -9900 | -9900 | ? | 0
2001-01-23 | 3:00 | 0 | 0 | 0 | 2 | 0 | 0 | 2 | 0 | 0 | 2 | 0 | 0 | 2 | 0 | 0 | 2 | 0 | 0 | 2 | 0 | 0 | 2 | 0 | 10 | E | 9 | 10 | A | 7 | 0 | A | 7 | -1 | A | 7 | 92 | A | 7 | 1004 | E | 9 | 0 | A | 7 | 0 | A | 7 | 800 | A | 7 | 15 | A | 7 | 1.4 | E | 8 | 0.067 | F | 8 | 0.18 | F | 8 | -9900 | -9900 | ? | 0
2001-01-23 | 4:00 | 0 | 0 | 0 | 2 | 0 | 0 | 2 | 0 | 0 | 2 | 0 | 0 | 2 | 0 | 0 | 2 | 0 | 0 | 2 | 0 | 0 | 2 | 0 | 10 | E | 9 | 10 | E | 9 | 0.7 | E | 9 | -0.4 | E | 9 | 92 | A | 7 | 1004 | E | 9 | 20 | E | 9 | 0.3 | E | 9 | -9900 | ? | 0 | 0 | E | 9 | 1.3 | E | 8 | 0.067 | F | 8 | 0.18 | F | 8 | -9900 | -9900 | ? | 0
2001-01-23 | 5:00 | 0 | 0 | 0 | 2 | 0 | 0 | 2 | 0 | 0 | 2 | 0 | 0 | 2 | 0 | 0 | 2 | 0 | 0 | 2 | 0 | 0 | 2 | 0 | 10 | E | 9 | 10 | E | 9 | 1.3 | E | 9 | 0.2 | E | 9 | 92 | A | 7 | 1004 | E | 9 | 0 | E | 9 | 0 | E | 9 | -9900 | ? | 0 | 0 | E | 9 | 1.3 | E | 8 | 0.067 | F | 8 | 0.18 | F | 8 | -9900 | -9900 | ? | 0
2001-01-23 | 6:00 | 0 | 0 | 0 | 2 | 0 | 0 | 2 | 0 | 0 | 2 | 0 | 0 | 2 | 0 | 0 | 2 | 0 | 0 | 2 | 0 | 0 | 2 | 0 | 10 | E | 9 | 10 | E | 9 | 2.5 | E | 9 | 1.3 | E | 9 | 92 | A | 7 | 1004 | E | 9 | 0 | E | 9 | 0 | E | 9 | -9900 | ? | 0 | 0 | E | 9 | 1.2 | E | 8 | 0.067 | F | 8 | 0.18 | F | 8 | -9900 | -9900 | ? | 0
2001-01-23 | 7:00 | 0 | 0 | 0 | 2 | 0 | 0 | 2 | 0 | 0 | 2 | 0 | 0 | 2 | 0 | 0 | 2 | 0 | 0 | 2 | 0 | 0 | 2 | 0 | 10 | E | 9 | 10 | E | 9 | 3.7 | E | 9 | 2.3 | E | 9 | 91 | A | 7 | 1004 | E | 9 | 0 | E | 9 | 0 | E | 9 | -9900 | ? | 0 | 0 | E | 9 | 1.2 | E | 8 | 0.067 | F | 8 | 0.18 | F | 8 | -9900 | -9900 | ? | 0
2001-01-23 | 8:00 | 9 | 412 | 0 | 2 | 8 | 0 | 2 | 15 | 0 | 2 | 8 | 0 | 2 | 8 | 0 | 2 | 15 | 0 | 2 | 8 | 0 | 2 | 19 | 10 | E | 9 | 10 | E | 9 | 4.3 | E | 9 | 2.9 | E | 9 | 91 | A | 7 | 1004 | E | 9 | 0 | E | 9 | 0 | E | 9 | -9900 | ? | 0 | 0 | E | 9 | 1.2 | E | 8 | 0.067 | F | 8 | 0.18 | F | 8 | -9900 | -9900 | ? | 0
2001-01-23 | 9:00 | 168 | 1412 | 17 | 2 | 8 | 0 | 2 | 15 | 17 | 2 | 8 | 20 | 2 | 8 | 0 | 2 | 15 | 20 | 2 | 8 | 67 | 2 | 19 | 10 | E | 9 | 10 | E | 9 | 5 | E | 9 | 3.5 | E | 9 | 90 | A | 7 | 1004 | E | 9 | 0 | E | 9 | 0 | E | 9 | -9900 | ? | 0 | 0 | E | 9 | 1.1 | E | 8 | 0.067 | F | 8 | 0.18 | F | 8 | -9900 | -9900 | ? | 0
2001-01-23 | 10:00 | 359 | 1412 | 81 | 2 | 8 | 0 | 2 | 15 | 81 | 2 | 8 | 92 | 2 | 8 | 0 | 2 | 15 | 92 | 2 | 8 | 297 | 2 | 19 | 10 | E | 9 | 10 | E | 9 | 6.7 | E | 9 | 5.1 | E | 9 | 90 | A | 7 | 1004 | E | 9 | 0 | E | 9 | 0 | E | 9 | -9900 | ? | 0 | 0 | E | 9 | 1.1 | E | 8 | 0.067 | F | 8 | 0.18 | F | 8 | -9900 | -9900 | ? | 0
2001-01-23 | 11:00 | 505 | 1412 | 52 | 2 | 8 | 0 | 2 | 15 | 52 | 2 | 8 | 63 | 2 | 8 | 0 | 2 | 15 | 63 | 2 | 8 | 233 | 2 | 19 | 10 | E | 9 | 10 | E | 9 | 8.3 | E | 9 | 5.7 | E | 9 | 84 | A | 7 | 1004 | E | 9 | 0 | E | 9 | 0 | E | 9 | -9900 | ? | 0 | 0 | E | 9 | 1.1 | E | 8 | 0.067 | F | 8 | 0.18 | F | 8 | -9900 | -9900 | ? | 0
2001-01-23 | 12:00 | 595 | 1412 | 74 | 2 | 8 | 0 | 2 | 15 | 74 | 2 | 8 | 89 | 2 | 8 | 0 | 2 | 15 | 89 | 2 | 8 | 336 | 2 | 19 | 10 | E | 9 | 10 | E | 9 | 8 | E | 9 | 6.3 | E | 9 | 89 | A | 7 | 1004 | E | 9 | 110 | E | 9 | 1.6 | E | 9 | -9900 | ? | 0 | 179 | E | 9 | 1.2 | E | 8 | 0.067 | F | 8 | 0.18 | F | 8 | -9900 | -9900 | ? | 0
2001-01-23 | 13:00 | 622 | 1412 | 104 | 2 | 8 | 0 | 2 | 15 | 104 | 2 | 8 | 123 | 2 | 8 | 0 | 2 | 15 | 123 | 2 | 8 | 456 | 2 | 19 | 10 | E | 9 | 10 | E | 9 | 9.7 | E | 9 | 6.8 | E | 9 | 82 | A | 7 | 1004 | E | 9 | 120 | E | 9 | 2.4 | E | 9 | -9900 | ? | 0 | 643 | E | 9 | 1.3 | E | 8 | 0.067 | F | 8 | 0.18 | F | 8 | -9900 | -9900 | ? | 0
2001-01-23 | 14:00 | 585 | 1412 | 126 | 2 | 8 | 0 | 2 | 15 | 126 | 2 | 8 | 145 | 2 | 8 | 0 | 2 | 15 | 145 | 2 | 8 | 516 | 2 | 19 | 5 | E | 9 | 5 | E | 9 | 10.3 | E | 9 | 8.4 | E | 9 | 88 | A | 7 | 1004 | E | 9 | 140 | E | 9 | 3.3 | E | 9 | -9900 | ? | 0 | 11321 | E | 9 | 1.3 | E | 8 | 0.067 | F | 8 | 0.18 | F | 8 | -9900 | -9900 | ? | 0
2001-01-23 | 15:00 | 486 | 1412 | 52 | 2 | 8 | 0 | 2 | 15 | 52 | 2 | 8 | 63 | 2 | 8 | 0 | 2 | 15 | 63 | 2 | 8 | 231 | 2 | 19 | 0 | E | 9 | 0 | E | 9 | 11 | E | 9 | 9 | E | 9 | 87 | A | 7 | 1004 | E | 9 | 180 | E | 9 | 4.1 | E | 9 | -9900 | ? | 0 | 77777 | E | 9 | 1.4 | E | 8 | 0.067 | F | 8 | 0.18 | F | 8 | -9900 | -9900 | ? | 0
2001-01-23 | 16:00 | 332 | 1412 | 110 | 2 | 8 | 108 | 2 | 15 | 85 | 2 | 8 | 121 | 2 | 8 | 91 | 2 | 15 | 99 | 2 | 8 | 185 | 2 | 19 | 3 | E | 9 | 3 | E | 9 | 11 | E | 9 | 9 | E | 9 | 87 | A | 7 | 1004 | E | 9 | 180 | E | 9 | 3.1 | E | 9 | -9900 | ? | 0 | 15267 | E | 9 | 1.4 | E | 8 | 0.067 | F | 8 | 0.18 | F | 8 | -9900 | -9900 | ? | 0
2001-01-23 | 17:00 | 135 | 1412 | 0 | 2 | 8 | 0 | 2 | 15 | 0 | 2 | 8 | 0 | 2 | 8 | 0 | 2 | 15 | 0 | 2 | 8 | 0 | 2 | 19 | 6 | E | 9 | 6 | E | 9 | 11 | E | 9 | 9 | E | 9 | 87 | A | 7 | 1004 | E | 9 | 140 | E | 9 | 2.1 | E | 9 | -9900 | ? | 0 | 8533 | E | 9 | 1.5 | E | 8 | 0.067 | F | 8 | 0.18 | F | 8 | -9900 | -9900 | ? | 0
2001-01-23 | 18:00 | 2 | 200 | 0 | 2 | 8 | 0 | 2 | 15 | 0 | 2 | 8 | 0 | 2 | 8 | 0 | 2 | 15 | 0 | 2 | 8 | 0 | 2 | 19 | 9 | E | 9 | 9 | E | 9 | 11 | E | 9 | 9 | E | 9 | 87 | A | 7 | 1004 | E | 9 | 220 | E | 9 | 2.1 | E | 9 | -9900 | ? | 0 | 1800 | E | 9 | 1.5 | E | 8 | 0.067 | F | 8 | 0.18 | F | 8 | -9900 | -9900 | ? | 0
2001-01-23 | 19:00 | 0 | 0 | 0 | 2 | 0 | 0 | 2 | 0 | 0 | 2 | 0 | 0 | 2 | 0 | 0 | 2 | 0 | 0 | 2 | 0 | 0 | 2 | 0 | 9 | E | 9 | 9 | E | 9 | 11 | E | 9 | 9 | E | 9 | 87 | A | 7 | 1004 | E | 9 | 0 | E | 9 | 0 | E | 9 | -9900 | ? | 0 | 1500 | E | 9 | 1.6 | E | 8 | 0.067 | F | 8 | 0.18 | F | 8 | -9900 | -9900 | ? | 0
2001-01-23 | 20:00 | 0 | 0 | 0 | 2 | 0 | 0 | 2 | 0 | 0 | 2 | 0 | 0 | 2 | 0 | 0 | 2 | 0 | 0 | 2 | 0 | 0 | 2 | 0 | 9 | E | 9 | 9 | E | 9 | 11 | E | 9 | 9 | E | 9 | 87 | A | 7 | 1004 | E | 9 | 0 | E | 9 | 0 | E | 9 | -9900 | ? | 0 | 1600 | E | 9 | 1.6 | E | 8 | 0.067 | F | 8 | 0.18 | F | 8 | -9900 | -9900 | ? | 0
2001-01-23 | 21:00 | 0 | 0 | 0 | 2 | 0 | 0 | 2 | 0 | 0 | 2 | 0 | 0 | 2 | 0 | 0 | 2 | 0 | 0 | 2 | 0 | 0 | 2 | 0 | 9 | E | 9 | 9 | E | 9 | 11 | E | 9 | 9 | E | 9 | 87 | A | 7 | 1004 | E | 9 | 0 | E | 9 | 0 | E | 9 | -9900 | ? | 0 | 1700 | E | 9 | 1.7 | E | 8 | 0.067 | F | 8 | 0.18 | F | 8 | -9900 | -9900 | ? | 0
2001-01-23 | 22:00 | 0 | 0 | 0 | 2 | 0 | 0 | 2 | 0 | 0 | 2 | 0 | 0 | 2 | 0 | 0 | 2 | 0 | 0 | 2 | 0 | 0 | 2 | 0 | 9 | E | 9 | 9 | E | 9 | 11 | E | 9 | 9 | E | 9 | 87 | A | 7 | 1004 | E | 9 | 0 | E | 9 | 0 | E | 9 | -9900 | ? | 0 | 1800 | E | 9 | 1.7 | E | 8 | 0.067 | F | 8 | 0.18 | F | 8 | -9900 | -9900 | ? | 0
2001-01-23 | 23:00 | 0 | 0 | 0 | 2 | 0 | 0 | 2 | 0 | 0 | 2 | 0 | 0 | 2 | 0 | 0 | 2 | 0 | 0 | 2 | 0 | 0 | 2 | 0 | 0 | E | 9 | 0 | E | 9 | 11 | E | 9 | 9 | E | 9 | 87 | A | 7 | 1004 | E | 9 | 0 | E | 9 | 0 | E | 9 | -9900 | ? | 0 | 77777 | E | 9 | 1.7 | E | 8 | 0.067 | F | 8 | 0.18 | F | 8 | -9900 | -9900 | ? | 0
2001-01-23 | 24:00 | 0 | 0 | 0 | 2 | 0 | 0 | 2 | 0 | 0 | 2 | 0 | 0 | 2 | 0 | 0 | 2 | 0 | 0 | 2 | 0 | 0 | 2 | 0 | 0 | E | 9 | 0 | E | 9 | 11 | E | 9 | 8 | E | 9 | 82 | A | 7 | 1004 | E | 9 | 0 | E | 9 | 0 | E | 9 | -9900 | ? | 0 | 77777 | E | 9 | 1.6 | E | 8 | 0.067 | F | 8 | 0.18 | F | 8 | -9900 | -9900 | ? | 0
2001-01-24 | 1:00 | 0 | 0 | 0 | 2 | 0 | 0 | 2 | 0 | 0 | 2 | 0 | 0 | 2 | 0 | 0 | 2 | 0 | 0 | 2 | 0 | 0 | 2 | 0 | 0 | E | 9 | 0 | E | 9 | 11 | E | 9 | 9 | E | 9 | 87 | A | 7 | 1004 | E | 9 | 0 | E | 9 | 0 | E | 9 | -9900 | ? | 0 | 77777 | E | 9 | 1.6 | E | 8 | 0.067 | F | 8 | 0.18 | F | 8 | -9900 | -9900 | ? | 0
2001-01-24 | 2:00 | 0 | 0 | 0 | 2 | 0 | 0 | 2 | 0 | 0 | 2 | 0 | 0 | 2 | 0 | 0 | 2 | 0 | 0 | 2 | 0 | 0 | 2 | 0 | 2 | E | 9 | 2 | E | 9 | 10 | E | 9 | 7 | E | 9 | 82 | A | 7 | 1004 | E | 9 | 160 | E | 9 | 2.1 | E | 9 | -9900 | ? | 0 | 17900 | E | 9 | 1.5 | E | 8 | 0.067 | F | 8 | 0.18 | F | 8 | -9900 | -9900 | ? | 0
2001-01-24 | 3:00 | 0 | 0 | 0 | 2 | 0 | 0 | 2 | 0 | 0 | 2 | 0 | 0 | 2 | 0 | 0 | 2 | 0 | 0 | 2 | 0 | 0 | 2 | 0 | 4 | E | 9 | 4 | E | 9 | 9 | E | 9 | 6 | E | 9 | 81 | A | 7 | 1004 | E | 9 | 0 | E | 9 | 0 | E | 9 | -9900 | ? | 0 | 13800 | E | 9 | 1.4 | E | 8 | 0.067 | F | 8 | 0.18 | F | 8 | -9900 | -9900 | ? | 0
2001-01-24 | 4:00 | 0 | 0 | 0 | 2 | 0 | 0 | 2 | 0 | 0 | 2 | 0 | 0 | 2 | 0 | 0 | 2 | 0 | 0 | 2 | 0 | 0 | 2 | 0 | 5 | E | 9 | 5 | E | 9 | 9 | E | 9 | 6 | E | 9 | 81 | A | 7 | 1004 | E | 9 | 170 | E | 9 | 2.1 | E | 9 | -9900 | ? | 0 | 9700 | E | 9 | 1.4 | E | 8 | 0.067 | F | 8 | 0.18 | F | 8 | -9900 | -9900 | ? | 0
2001-01-24 | 5:00 | 0 | 0 | 0 | 2 | 0 | 0 | 2 | 0 | 0 | 2 | 0 | 0 | 2 | 0 | 0 | 2 | 0 | 0 | 2 | 0 | 0 | 2 | 0 | 7 | E | 9 | 7 | E | 9 | 8 | E | 9 | 3 | E | 9 | 71 | A | 7 | 1004 | E | 9 | 190 | E | 9 | 4.1 | E | 9 | -9900 | ? | 0 | 5600 | E | 9 | 1.3 | E | 8 | 0.067 | F | 8 | 0.18 | F | 8 | -9900 | -9900 | ? | 0
2001-01-24 | 6:00 | 0 | 0 | 0 | 2 | 0 | 0 | 2 | 0 | 0 | 2 | 0 | 0 | 2 | 0 | 0 | 2 | 0 | 0 | 2 | 0 | 0 | 2 | 0 | 9 | E | 9 | 9 | E | 9 | 7 | E | 9 | 4 | E | 9 | 81 | A | 7 | 1004 | E | 9 | 210 | E | 9 | 2.6 | E | 9 | -9900 | ? | 0 | 1500 | E | 9 | 1.3 | E | 8 | 0.067 | F | 8 | 0.18 | F | 8 | -9900 | -9900 | ? | 0
2001-01-24 | 7:00 | 0 | 0 | 0 | 2 | 0 | 0 | 2 | 0 | 0 | 2 | 0 | 0 | 2 | 0 | 0 | 2 | 0 | 0 | 2 | 0 | 0 | 2 | 0 | 9 | E | 9 | 9 | E | 9 | 7 | E | 9 | 2 | E | 9 | 70 | A | 7 | 1004 | E | 9 | 170 | E | 9 | 3.1 | E | 9 | -9900 | ? | 0 | 1206 | E | 9 | 1.2 | E | 8 | 0.067 | F | 8 | 0.18 | F | 8 | -9900 | -9900 | ? | 0
2001-01-24 | 8:00 | 10 | 435 | 0 | 2 | 8 | 0 | 2 | 15 | 0 | 2 | 8 | 0 | 2 | 8 | 0 | 2 | 15 | 0 | 2 | 8 | 0 | 2 | 19 | 9 | E | 9 | 9 | E | 9 | 5 | E | 9 | 2 | E | 9 | 81 | A | 7 | 1004 | E | 9 | 140 | E | 9 | 2.1 | E | 9 | -9900 | ? | 0 | 912 | E | 9 | 1.2 | E | 8 | 0.067 | F | 8 | 0.18 | F | 8 | -9900 | -9900 | ? | 0
2001-01-24 | 9:00 | 171 | 1412 | 26 | 2 | 8 | 0 | 2 | 15 | 26 | 2 | 8 | 30 | 2 | 8 | 0 | 2 | 15 | 30 | 2 | 8 | 96 | 2 | 19 | 10 | E | 9 | 10 | E | 9 | 7 | E | 9 | 2 | E | 9 | 70 | A | 7 | 1004 | E | 9 | 140 | E | 9 | 2.6 | E | 9 | -9900 | ? | 0 | 618 | E | 9 | 1.1 | E | 8 | 0.067 | F | 8 | 0.18 | F | 8 | -9900 | -9900 | ? | 0
2001-01-24 | 10:00 | 363 | 1412 | 149 | 2 | 8 | 198 | 2 | 15 | 98 | 2 | 8 | 158 | 2 | 8 | 168 | 2 | 15 | 114 | 2 | 8 | 192 | 2 | 19 | 10 | E | 9 | 10 | E | 9 | 6 | E | 9 | 3 | E | 9 | 81 | A | 7 | 1004 | E | 9 | 170 | E | 9 | 2.6 | E | 9 | -9900 | ? | 0 | 324 | E | 9 | 1 | E | 8 | 0.067 | F | 8 | 0.18 | F | 8 | -9900 | -9900 | ? | 0
2001-01-24 | 11:00 | 510 | 1412 | 142 | 2 | 8 | 12 | 2 | 15 | 137 | 2 | 8 | 159 | 2 | 8 | 8 | 2 | 15 | 156 | 2 | 8 | 510 | 2 | 19 | 10 | E | 9 | 10 | E | 9 | 8 | E | 9 | 3 | E | 9 | 71 | A | 7 | 1004 | E | 9 | 170 | E | 9 | 4.6 | E | 9 | -9900 | ? | 0 | 30 | E | 9 | 1 | E | 8 | 0.067 | F | 8 | 0.18 | F | 8 | -9900 | -9900 | ? | 0
2001-01-24 | 12:00 | 600 | 1412 | 166 | 2 | 8 | 6 | 2 | 15 | 163 | 2 | 8 | 188 | 2 | 8 | 5 | 2 | 15 | 186 | 2 | 8 | 629 | 2 | 19 | 10 | E | 9 | 10 | E | 9 | 8 | E | 9 | 3 | E | 9 | 71 | A | 7 | 1004 | E | 9 | 160 | E | 9 | 4.1 | E | 9 | -9900 | ? | 0 | 30 | E | 9 | 1 | E | 8 | 0.067 | F | 8 | 0.18 | F | 8 | -9900 | -9900 | ? | 0
2001-01-24 | 13:00 | 627 | 1412 | 135 | 2 | 8 | 0 | 2 | 15 | 135 | 2 | 8 | 156 | 2 | 8 | 0 | 2 | 15 | 156 | 2 | 8 | 563 | 2 | 19 | 10 | E | 9 | 10 | E | 9 | 5 | E | 9 | 2 | E | 9 | 81 | A | 7 | 1004 | E | 9 | 170 | E | 9 | 3.1 | E | 9 | -9900 | ? | 0 | 30 | E | 9 | 0.9 | E | 8 | 0.067 | F | 8 | 0.18 | F | 8 | -9900 | -9900 | ? | 0
2001-01-24 | 14:00 | 590 | 1412 | 86 | 2 | 8 | 0 | 2 | 15 | 86 | 2 | 8 | 102 | 2 | 8 | 0 | 2 | 15 | 102 | 2 | 8 | 381 | 2 | 19 | 10 | E | 9 | 10 | E | 9 | 7 | E | 9 | 2 | E | 9 | 70 | A | 7 | 1004 | E | 9 | 170 | E | 9 | 3.1 | E | 9 | -9900 | ? | 0 | 30 | E | 9 | 0.9 | E | 8 | 0.067 | F | 8 | 0.18 | F | 8 | -9900 | -9900 | ? | 0
2001-01-24 | 15:00 | 491 | 1412 | 52 | 2 | 8 | 0 | 2 | 15 | 52 | 2 | 8 | 63 | 2 | 8 | 0 | 2 | 15 | 63 | 2 | 8 | 231 | 2 | 19 | 10 | E | 9 | 10 | E | 9 | 7 | E | 9 | 2 | E | 9 | 70 | A | 7 | 1004 | E | 9 | 160 | E | 9 | 4.6 | E | 9 | -9900 | ? | 0 | 30 | E | 9 | 0.8 | E | 8 | 0.067 | F | 8 | 0.18 | F | 8 | -9900 | -9900 | ? | 0
2001-01-24 | 16:00 | 337 | 1412 | 228 | 2 | 8 | 357 | 2 | 15 | 142 | 2 | 8 | 232 | 2 | 8 | 291 | 2 | 15 | 162 | 2 | 8 | 311 | 2 | 19 | 10 | E | 9 | 10 | E | 9 | 7 | E | 9 | 1 | E | 9 | 66 | A | 7 | 1004 | E | 9 | 180 | E | 9 | 3.6 | E | 9 | -9900 | ? | 0 | 30 | E | 9 | 0.8 | E | 8 | 0.067 | F | 8 | 0.18 | F | 8 | -9900 | -9900 | ? | 0
2001-01-24 | 17:00 | 140 | 1412 | 0 | 2 | 8 | 0 | 2 | 15 | 0 | 2 | 8 | 0 | 2 | 8 | 0 | 2 | 15 | 0 | 2 | 8 | 0 | 2 | 19 | 10 | E | 9 | 10 | E | 9 | 4 | E | 9 | 1 | E | 9 | 81 | A | 7 | 1004 | E | 9 | 160 | E | 9 | 3.7 | E | 9 | -9900 | ? | 0 | 30 | E | 9 | 0.7 | E | 8 | 0.067 | F | 8 | 0.18 | F | 8 | -9900 | -9900 | ? | 0
2001-01-24 | 18:00 | 3 | 224 | 0 | 2 | 8 | 0 | 2 | 15 | 0 | 2 | 8 | 0 | 2 | 8 | 0 | 2 | 15 | 0 | 2 | 8 | 0 | 2 | 19 | 10 | E | 9 | 10 | E | 9 | 4 | E | 9 | 1 | E | 9 | 81 | A | 7 | 1004 | E | 9 | 170 | E | 9 | 4.8 | E | 9 | -9900 | ? | 0 | 30 | E | 9 | 0.7 | E | 8 | 0.067 | F | 8 | 0.18 | F | 8 | -9900 | -9900 | ? | 0
2001-01-24 | 19:00 | 0 | 0 | 0 | 2 | 0 | 0 | 2 | 0 | 0 | 2 | 0 | 0 | 2 | 0 | 0 | 2 | 0 | 0 | 2 | 0 | 0 | 2 | 0 | 10 | E | 9 | 10 | E | 9 | 4 | E | 9 | 2 | E | 9 | 87 | A | 7 | 1004 | E | 9 | 160 | E | 9 | 3.9 | E | 9 | -9900 | ? | 0 | 30 | E | 9 | 0.6 | E | 8 | 0.067 | F | 8 | 0.18 | F | 8 | -9900 | -9900 | ? | 0
2001-01-24 | 20:00 | 0 | 0 | 0 | 2 | 0 | 0 | 2 | 0 | 0 | 2 | 0 | 0 | 2 | 0 | 0 | 2 | 0 | 0 | 2 | 0 | 0 | 2 | 0 | 3 | E | 9 | 1 | E | 9 | 4 | E | 9 | 2 | E | 9 | 87 | A | 7 | 1004 | E | 9 | 140 | E | 9 | 3.9 | E | 9 | -9900 | ? | 0 | 77777 | E | 9 | 0.6 | E | 8 | 0.067 | F | 8 | 0.18 | F | 8 | -9900 | -9900 | ? | 0
2001-01-24 | 21:00 | 0 | 0 | 0 | 2 | 0 | 0 | 2 | 0 | 0 | 2 | 0 | 0 | 2 | 0 | 0 | 2 | 0 | 0 | 2 | 0 | 0 | 2 | 0 | 3 | E | 9 | 2 | E | 9 | 4 | E | 9 | 2 | E | 9 | 87 | A | 7 | 1004 | E | 9 | 120 | E | 9 | 4 | E | 9 | -9900 | ? | 0 | 77777 | E | 9 | 0.5 | E | 8 | 0.067 | F | 8 | 0.18 | F | 8 | -9900 | -9900 | ? | 0
2001-01-24 | 22:00 | 0 | 0 | 0 | 2 | 0 | 0 | 2 | 0 | 0 | 2 | 0 | 0 | 2 | 0 | 0 | 2 | 0 | 0 | 2 | 0 | 0 | 2 | 0 | 4 | E | 9 | 2 | E | 9 | 4 | E | 9 | 2 | E | 9 | 87 | A | 7 | 1004 | E | 9 | 150 | E | 9 | 3.1 | E | 9 | -9900 | ? | 0 | 77777 | E | 9 | 0.5 | E | 8 | 0.067 | F | 8 | 0.18 | F | 8 | -9900 | -9900 | ? | 0
2001-01-24 | 23:00 | 0 | 0 | 0 | 2 | 0 | 0 | 2 | 0 | 0 | 2 | 0 | 0 | 2 | 0 | 0 | 2 | 0 | 0 | 2 | 0 | 0 | 2 | 0 | 5 | E | 9 | 2 | E | 9 | 4 | E | 9 | 2 | E | 9 | 87 | A | 7 | 1004 | E | 9 | 140 | E | 9 | 4.2 | E | 9 | -9900 | ? | 0 | 77777 | E | 9 | 0.5 | E | 8 | 0.067 | F | 8 | 0.18 | F | 8 | -9900 | -9900 | ? | 0
2001-01-24 | 24:00 | 0 | 0 | 0 | 2 | 0 | 0 | 2 | 0 | 0 | 2 | 0 | 0 | 2 | 0 | 0 | 2 | 0 | 0 | 2 | 0 | 0 | 2 | 0 | 5 | E | 9 | 3 | E | 9 | 3 | E | 9 | 2 | E | 9 | 93 | A | 7 | 1004 | E | 9 | 120 | E | 9 | 4.3 | E | 9 | -9900 | ? | 0 | 77777 | E | 9 | 0.6 | E | 8 | 0.067 | F | 8 | 0.18 | F | 8 | -9900 | -9900 | ? | 0
2001-01-25 | 1:00 | 0 | 0 | 0 | 2 | 0 | 0 | 2 | 0 | 0 | 2 | 0 | 0 | 2 | 0 | 0 | 2 | 0 | 0 | 2 | 0 | 0 | 2 | 0 | 6 | E | 9 | 3 | E | 9 | 4 | E | 9 | 2 | E | 9 | 87 | A | 7 | 1004 | E | 9 | 110 | E | 9 | 3.9 | E | 9 | -9900 | ? | 0 | 77777 | E | 9 | 0.6 | E | 8 | 0.067 | F | 8 | 0.18 | F | 8 | -9900 | -9900 | ? | 0
2001-01-25 | 2:00 | 0 | 0 | 0 | 2 | 0 | 0 | 2 | 0 | 0 | 2 | 0 | 0 | 2 | 0 | 0 | 2 | 0 | 0 | 2 | 0 | 0 | 2 | 0 | 7 | E | 9 | 3 | E | 9 | 3.7 | E | 9 | 2 | E | 9 | 89 | A | 7 | 1004 | E | 9 | 80 | E | 9 | 3.4 | E | 9 | -9900 | ? | 0 | 77777 | E | 9 | 0.7 | E | 8 | 0.067 | F | 8 | 0.18 | F | 8 | -9900 | -9900 | ? | 0
2001-01-25 | 3:00 | 0 | 0 | 0 | 2 | 0 | 0 | 2 | 0 | 0 | 2 | 0 | 0 | 2 | 0 | 0 | 2 | 0 | 0 | 2 | 0 | 0 | 2 | 0 | 7 | E | 9 | 3 | E | 9 | 3.3 | E | 9 | 2 | E | 9 | 91 | A | 7 | 1004 | E | 9 | 70 | E | 9 | 3 | E | 9 | -9900 | ? | 0 | 77777 | E | 9 | 0.7 | E | 8 | 0.067 | F | 8 | 0.18 | F | 8 | -9900 | -9900 | ? | 0
2001-01-25 | 4:00 | 0 | 0 | 0 | 2 | 0 | 0 | 2 | 0 | 0 | 2 | 0 | 0 | 2 | 0 | 0 | 2 | 0 | 0 | 2 | 0 | 0 | 2 | 0 | 8 | E | 9 | 4 | E | 9 | 3 | E | 9 | 2 | E | 9 | 93 | A | 7 | 1004 | E | 9 | 110 | E | 9 | 4.6 | E | 9 | -9900 | ? | 0 | 77777 | E | 9 | 0.7 | E | 8 | 0.067 | F | 8 | 0.18 | F | 8 | -9900 | -9900 | ? | 0
2001-01-25 | 5:00 | 0 | 0 | 0 | 2 | 0 | 0 | 2 | 0 | 0 | 2 | 0 | 0 | 2 | 0 | 0 | 2 | 0 | 0 | 2 | 0 | 0 | 2 | 0 | 8 | E | 9 | 4 | E | 9 | 2 | A | 7 | 1 | A | 7 | 93 | A | 7 | 1004 | E | 9 | 50 | A | 7 | 2.6 | A | 7 | 12900 | A | 7 | 77777 | A | 7 | 0.8 | E | 8 | 0.067 | F | 8 | 0.18 | F | 8 | -9900 | -9900 | ? | 0
2001-01-25 | 6:00 | 0 | 0 | 0 | 2 | 0 | 0 | 2 | 0 | 0 | 2 | 0 | 0 | 2 | 0 | 0 | 2 | 0 | 0 | 2 | 0 | 0 | 2 | 0 | 8 | E | 9 | 4 | E | 9 | 2.1 | E | 9 | 1 | E | 9 | 92 | A | 7 | 1004 | E | 9 | 250 | E | 9 | 2.1 | E | 9 | -9900 | ? | 0 | 21938 | E | 9 | 0.8 | E | 8 | 0.067 | F | 8 | 0.18 | F | 8 | -9900 | -9900 | ? | 0
2001-01-25 | 7:00 | 0 | 0 | 0 | 2 | 0 | 0 | 2 | 0 | 0 | 2 | 0 | 0 | 2 | 0 | 0 | 2 | 0 | 0 | 2 | 0 | 0 | 2 | 0 | 7 | E | 9 | 4 | E | 9 | 2.1 | E | 9 | 1 | E | 9 | 92 | A | 7 | 1004 | E | 9 | 280 | E | 9 | 2 | E | 9 | -9900 | ? | 0 | 21816 | E | 9 | 0.8 | E | 8 | 0.067 | F | 8 | 0.18 | F | 8 | -9900 | -9900 | ? | 0
2001-01-25 | 8:00 | 11 | 459 | 0 | 2 | 8 | 0 | 2 | 15 | 0 | 2 | 8 | 0 | 2 | 8 | 0 | 2 | 15 | 0 | 2 | 8 | 0 | 2 | 19 | 7 | E | 9 | 4 | E | 9 | 2.2 | E | 9 | 0.5 | E | 9 | 89 | A | 7 | 1004 | E | 9 | 320 | E | 9 | 3 | E | 9 | -9900 | ? | 0 | 21815 | E | 9 | 0.9 | E | 8 | 0.067 | F | 8 | 0.18 | F | 8 | -9900 | -9900 | ? | 0
2001-01-25 | 9:00 | 175 | 1411 | 26 | 2 | 8 | 0 | 2 | 15 | 26 | 2 | 8 | 30 | 2 | 8 | 0 | 2 | 15 | 30 | 2 | 8 | 97 | 2 | 19 | 6 | E | 9 | 3 | E | 9 | 2.2 | E | 9 | 0.5 | E | 9 | 89 | A | 7 | 1004 | E | 9 | 320 | E | 9 | 2.5 | E | 9 | -9900 | ? | 0 | 21933 | E | 9 | 0.9 | E | 8 | 0.067 | F | 8 | 0.18 | F | 8 | -9900 | -9900 | ? | 0
2001-01-25 | 10:00 | 367 | 1411 | 36 | 2 | 8 | 0 | 2 | 15 | 36 | 2 | 8 | 43 | 2 | 8 | 0 | 2 | 15 | 43 | 2 | 8 | 154 | 2 | 19 | 6 | E | 9 | 3 | E | 9 | 2.8 | E | 9 | 1 | E | 9 | 88 | A | 7 | 1004 | E | 9 | 290 | E | 9 | 0.4 | E | 9 | -9900 | ? | 0 | 21901 | E | 9 | 1 | E | 8 | 0.067 | F | 8 | 0.18 | F | 8 | -9900 | -9900 | ? | 0
2001-01-25 | 11:00 | 514 | 1411 | 110 | 2 | 8 | 0 | 2 | 15 | 110 | 2 | 8 | 126 | 2 | 8 | 0 | 2 | 15 | 126 | 2 | 8 | 439 | 2 | 19 | 6 | E | 9 | 3 | E | 9 | 4.1 | E | 9 | 1 | E | 9 | 80 | A | 7 | 1004 | E | 9 | 360 | E | 9 | 3.4 | E | 9 | -9900 | ? | 0 | 21779 | E | 9 | 1 | E | 8 | 0.067 | F | 8 | 0.18 | F | 8 | -9900 | -9900 | ? | 0
2001-01-25 | 12:00 | 605 | 1411 | 257 | 2 | 8 | 148 | 2 | 15 | 194 | 2 | 8 | 279 | 2 | 8 | 148 | 2 | 15 | 216 | 2 | 8 | 462 | 2 | 19 | 5 | E | 9 | 3 | E | 9 | 4.2 | E | 9 | 1.1 | E | 9 | 80 | A | 7 | 1004 | E | 9 | 340 | E | 9 | 2.7 | E | 9 | -9900 | ? | 0 | 21688 | E | 9 | 1 | E | 8 | 0.067 | F | 8 | 0.18 | F | 8 | -9900 | -9900 | ? | 0
2001-01-25 | 13:00 | 633 | 1411 | 215 | 2 | 8 | 36 | 2 | 15 | 198 | 2 | 8 | 235 | 2 | 8 | 35 | 2 | 15 | 219 | 2 | 8 | 565 | 2 | 19 | 5 | E | 9 | 3 | E | 9 | 4.2 | E | 9 | 1 | E | 9 | 80 | A | 7 | 1004 | E | 9 | 320 | E | 9 | 1.8 | E | 9 | -9900 | ? | 0 | 21626 | E | 9 | 1 | E | 8 | 0.067 | F | 8 | 0.18 | F | 8 | -9900 | -9900 | ? | 0
2001-01-25 | 14:00 | 596 | 1411 | 99 | 2 | 8 | 0 | 2 | 15 | 99 | 2 | 8 | 117 | 2 | 8 | 0 | 2 | 15 | 117 | 2 | 8 | 430 | 2 | 19 | 4 | E | 9 | 0 | E | 9 | 5.8 | E | 9 | 2.1 | E | 9 | 77 | A | 7 | 1004 | E | 9 | 10 | E | 9 | 1.8 | E | 9 | -9900 | ? | 0 | 77777 | E | 9 | 0.9 | E | 8 | 0.067 | F | 8 | 0.18 | F | 8 | -9900 | -9900 | ? | 0
2001-01-25 | 15:00 | 497 | 1411 | 119 | 2 | 8 | 0 | 2 | 15 | 119 | 2 | 8 | 135 | 2 | 8 | 0 | 2 | 15 | 135 | 2 | 8 | 457 | 2 | 19 | 3 | E | 9 | 0 | E | 9 | 6.5 | E | 9 | 2.1 | E | 9 | 73 | A | 7 | 1004 | E | 9 | 30 | E | 9 | 1.7 | E | 9 | -9900 | ? | 0 | 77777 | E | 9 | 0.9 | E | 8 | 0.067 | F | 8 | 0.18 | F | 8 | -9900 | -9900 | ? | 0
2001-01-25 | 16:00 | 343 | 1411 | 147 | 2 | 8 | 142 | 2 | 15 | 112 | 2 | 8 | 158 | 2 | 8 | 120 | 2 | 15 | 128 | 2 | 8 | 245 | 2 | 19 | 3 | E | 9 | 2 | E | 9 | 5.9 | E | 9 | 1.6 | E | 9 | 74 | A | 7 | 1004 | E | 9 | 20 | E | 9 | 2.2 | E | 9 | -9900 | ? | 0 | 77777 | E | 9 | 0.9 | E | 8 | 0.067 | F | 8 | 0.18 | F | 8 | -9900 | -9900 | ? | 0
2001-01-25 | 17:00 | 146 | 1411 | 0 | 2 | 8 | 0 | 2 | 15 | 0 | 2 | 8 | 0 | 2 | 8 | 0 | 2 | 15 | 0 | 2 | 8 | 0 | 2 | 19 | 3 | E | 9 | 2 | E | 9 | 4.9 | E | 9 | 1 | E | 9 | 76 | A | 7 | 1004 | E | 9 | 360 | E | 9 | 2.2 | E | 9 | -9900 | ? | 0 | 77777 | E | 9 | 0.9 | E | 8 | 0.067 | F | 8 | 0.18 | F | 8 | -9900 | -9900 | ? | 0
2001-01-25 | 18:00 | 4 | 271 | 0 | 2 | 8 | 0 | 2 | 15 | 0 | 2 | 8 | 0 | 2 | 8 | 0 | 2 | 15 | 0 | 2 | 8 | 0 | 2 | 19 | 2 | E | 9 | 2 | E | 9 | 2.8 | E | 9 | -0.1 | E | 9 | 81 | A | 7 | 1004 | E | 9 | 10 | E | 9 | 1.6 | E | 9 | -9900 | ? | 0 | 77777 | E | 9 | 0.9 | E | 8 | 0.067 | F | 8 | 0.18 | F | 8 | -9900 | -9900 | ? | 0
2001-01-25 | 19:00 | 0 | 0 | 0 | 2 | 0 | 0 | 2 | 0 | 0 | 2 | 0 | 0 | 2 | 0 | 0 | 2 | 0 | 0 | 2 | 0 | 0 | 2 | 0 | 2 | E | 9 | 2 | E | 9 | 2.8 | E | 9 | 0.5 | E | 9 | 85 | A | 7 | 1004 | E | 9 | 60 | E | 9 | 2.6 | E | 9 | -9900 | ? | 0 | 21945 | E | 9 | 0.9 | E | 8 | 0.067 | F | 8 | 0.18 | F | 8 | -9900 | -9900 | ? | 0
2001-01-25 | 20:00 | 0 | 0 | 0 | 2 | 0 | 0 | 2 | 0 | 0 | 2 | 0 | 0 | 2 | 0 | 0 | 2 | 0 | 0 | 2 | 0 | 0 | 2 | 0 | 1 | E | 9 | 1 | E | 9 | 3.4 | E | 9 | 1 | E | 9 | 84 | A | 7 | 1004 | E | 9 | 60 | E | 9 | 2.6 | E | 9 | -9900 | ? | 0 | 77777 | E | 9 | 0.9 | E | 8 | 0.067 | F | 8 | 0.18 | F | 8 | -9900 | -9900 | ? | 0
2001-01-25 | 21:00 | 0 | 0 | 0 | 2 | 0 | 0 | 2 | 0 | 0 | 2 | 0 | 0 | 2 | 0 | 0 | 2 | 0 | 0 | 2 | 0 | 0 | 2 | 0 | 1 | E | 9 | 1 | E | 9 | 3.4 | E | 9 | 1 | E | 9 | 84 | A | 7 | 1004 | E | 9 | 70 | E | 9 | 2 | E | 9 | -9900 | ? | 0 | 77777 | E | 9 | 0.9 | E | 8 | 0.067 | F | 8 | 0.18 | F | 8 | -9900 | -9900 | ? | 0
2001-01-25 | 22:00 | 0 | 0 | 0 | 2 | 0 | 0 | 2 | 0 | 0 | 2 | 0 | 0 | 2 | 0 | 0 | 2 | 0 | 0 | 2 | 0 | 0 | 2 | 0 | 0 | E | 9 | 0 | E | 9 | 3 | A | 7 | 1 | A | 7 | 87 | A | 7 | 1004 | E | 9 | 0 | A | 7 | 0 | A | 7 | 16100 | A | 7 | 77777 | A | 7 | 0.9 | E | 8 | 0.067 | F | 8 | 0.18 | F | 8 | -9900 | -9900 | ? | 0
2001-01-25 | 23:00 | 0 | 0 | 0 | 2 | 0 | 0 | 2 | 0 | 0 | 2 | 0 | 0 | 2 | 0 | 0 | 2 | 0 | 0 | 2 | 0 | 0 | 2 | 0 | 0 | B | 8 | 0 | B | 8 | 1.9 | B | 8 | 0 | B | 8 | 87 | A | 7 | 1004 | E | 9 | 330 | B | 8 | 1.3 | B | 8 | -9900 | ? | 0 | 77777 | B | 8 | 0.9 | E | 8 | 0.067 | F | 8 | 0.18 | F | 8 | -9900 | -9900 | ? | 0
2001-01-25 | 24:00 | 0 | 0 | 0 | 2 | 0 | 0 | 2 | 0 | 0 | 2 | 0 | 0 | 2 | 0 | 0 | 2 | 0 | 0 | 2 | 0 | 0 | 2 | 0 | 0 | E | 9 | 0 | E | 9 | 1 | A | 7 | -1 | A | 7 | 86 | A | 7 | 1004 | E | 9 | 300 | A | 7 | 2.6 | A | 7 | 16100 | A | 7 | 77777 | A | 7 | 1 | E | 8 | 0.067 | F | 8 | 0.18 | F | 8 | -9900 | -9900 | ? | 0
2001-01-26 | 1:00 | 0 | 0 | 0 | 2 | 0 | 0 | 2 | 0 | 0 | 2 | 0 | 0 | 2 | 0 | 0 | 2 | 0 | 0 | 2 | 0 | 0 | 2 | 0 | 0 | E | 9 | 0 | E | 9 | 1.1 | E | 9 | -1.1 | E | 9 | 84 | A | 7 | 1004 | E | 9 | 300 | E | 9 | 1.9 | E | 9 | -9900 | ? | 0 | 21050 | E | 9 | 1 | E | 8 | 0.067 | F | 8 | 0.18 | F | 8 | -9900 | -9900 | ? | 0
2001-01-26 | 2:00 | 0 | 0 | 0 | 2 | 0 | 0 | 2 | 0 | 0 | 2 | 0 | 0 | 2 | 0 | 0 | 2 | 0 | 0 | 2 | 0 | 0 | 2 | 0 | 0 | E | 9 | 0 | E | 9 | 1.2 | E | 9 | -1.2 | E | 9 | 83 | A | 7 | 1004 | E | 9 | 280 | E | 9 | 1.7 | E | 9 | -9900 | ? | 0 | 20176 | E | 9 | 1 | E | 8 | 0.067 | F | 8 | 0.18 | F | 8 | -9900 | -9900 | ? | 0
2001-01-26 | 3:00 | 0 | 0 | 0 | 2 | 0 | 0 | 2 | 0 | 0 | 2 | 0 | 0 | 2 | 0 | 0 | 2 | 0 | 0 | 2 | 0 | 0 | 2 | 0 | 0 | E | 9 | 0 | E | 9 | 1.2 | E | 9 | -1.3 | E | 9 | 82 | A | 7 | 1004 | E | 9 | 260 | E | 9 | 1.6 | E | 9 | -9900 | ? | 0 | 19301 | E | 9 | 1 | E | 8 | 0.067 | F | 8 | 0.18 | F | 8 | -9900 | -9900 | ? | 0
2001-01-26 | 4:00 | 0 | 0 | 0 | 2 | 0 | 0 | 2 | 0 | 0 | 2 | 0 | 0 | 2 | 0 | 0 | 2 | 0 | 0 | 2 | 0 | 0 | 2 | 0 | 0 | E | 9 | 0 | E | 9 | 1.3 | E | 9 | -2.4 | E | 9 | 75 | A | 7 | 1004 | E | 9 | 240 | E | 9 | 1.5 | E | 9 | -9900 | ? | 0 | 18052 | E | 9 | 1 | E | 8 | 0.067 | F | 8 | 0.18 | F | 8 | -9900 | -9900 | ? | 0
2001-01-26 | 5:00 | 0 | 0 | 0 | 2 | 0 | 0 | 2 | 0 | 0 | 2 | 0 | 0 | 2 | 0 | 0 | 2 | 0 | 0 | 2 | 0 | 0 | 2 | 0 | 1 | E | 9 | 0 | E | 9 | 1.4 | E | 9 | -2.5 | E | 9 | 73 | A | 7 | 1004 | E | 9 | 220 | E | 9 | 1.4 | E | 9 | -9900 | ? | 0 | 17432 | E | 9 | 1 | E | 8 | 0.067 | F | 8 | 0.18 | F | 8 | -9900 | -9900 | ? | 0
2001-01-26 | 6:00 | 0 | 0 | 0 | 2 | 0 | 0 | 2 | 0 | 0 | 2 | 0 | 0 | 2 | 0 | 0 | 2 | 0 | 0 | 2 | 0 | 0 | 2 | 0 | 1 | E | 9 | 1 | E | 9 | 1.4 | E | 9 | -2.6 | E | 9 | 73 | A | 7 | 1004 | E | 9 | 180 | E | 9 | 2.3 | E | 9 | -9900 | ? | 0 | 16482 | E | 9 | 1.1 | E | 8 | 0.067 | F | 8 | 0.18 | F | 8 | -9900 | -9900 | ? | 0
2001-01-26 | 7:00 | 0 | 0 | 0 | 2 | 0 | 0 | 2 | 0 | 0 | 2 | 0 | 0 | 2 | 0 | 0 | 2 | 0 | 0 | 2 | 0 | 0 | 2 | 0 | 1 | E | 9 | 1 | E | 9 | 0.5 | E | 9 | -2.7 | E | 9 | 77 | A | 7 | 1004 | E | 9 | 150 | E | 9 | 3.2 | E | 9 | -9900 | ? | 0 | 15232 | E | 9 | 1.1 | E | 8 | 0.067 | F | 8 | 0.18 | F | 8 | -9900 | -9900 | ? | 0
2001-01-26 | 8:00 | 12 | 482 | 0 | 2 | 8 | 0 | 2 | 15 | 0 | 2 | 8 | 0 | 2 | 8 | 0 | 2 | 15 | 0 | 2 | 8 | 0 | 2 | 19 | 1 | E | 9 | 1 | E | 9 | 0.6 | E | 9 | -2.8 | E | 9 | 76 | A | 7 | 1004 | E | 9 | 150 | E | 9 | 3.6 | E | 9 | -9900 | ? | 0 | 14222 | E | 9 | 1.1 | E | 8 | 0.067 | F | 8 | 0.18 | F | 8 | -9900 | -9900 | ? | 0
2001-01-26 | 9:00 | 179 | 1411 | 80 | 2 | 8 | 434 | 2 | 15 | 24 | 2 | 8 | 81 | 2 | 8 | 296 | 2 | 15 | 44 | 2 | 8 | 48 | 2 | 19 | 1 | E | 9 | 1 | E | 9 | 1.7 | E | 9 | -2.9 | E | 9 | 69 | A | 7 | 1004 | E | 9 | 180 | E | 9 | 0.9 | E | 9 | -9900 | ? | 0 | 13303 | E | 9 | 1.1 | E | 8 | 0.067 | F | 8 | 0.18 | F | 8 | -9900 | -9900 | ? | 0
2001-01-26 | 10:00 | 372 | 1411 | 222 | 2 | 8 | 667 | 2 | 15 | 46 | 2 | 8 | 231 | 2 | 8 | 578 | 2 | 15 | 78 | 2 | 8 | 93 | 2 | 19 | 1 | E | 9 | 1 | E | 9 | 2.8 | E | 9 | -3 | E | 9 | 64 | A | 7 | 1004 | E | 9 | 320 | E | 9 | 1.3 | E | 9 | -9900 | ? | 0 | 12353 | E | 9 | 1.1 | E | 8 | 0.067 | F | 8 | 0.18 | F | 8 | -9900 | -9900 | ? | 0
2001-01-26 | 11:00 | 519 | 1411 | 342 | 2 | 8 | 765 | 2 | 15 | 59 | 2 | 8 | 359 | 2 | 8 | 718 | 2 | 15 | 93 | 2 | 8 | 124 | 2 | 19 | 1 | E | 9 | 1 | E | 9 | 2.8 | E | 9 | -3.1 | E | 9 | 63 | A | 7 | 1004 | E | 9 | 0 | E | 9 | 0 | E | 9 | -9900 | ? | 0 | 11974 | E | 9 | 1.1 | E | 8 | 0.067 | F | 8 | 0.18 | F | 8 | -9900 | -9900 | ? | 0
2001-01-26 | 12:00 | 610 | 1411 | 418 | 2 | 8 | 801 | 2 | 15 | 70 | 2 | 8 | 439 | 2 | 8 | 773 | 2 | 15 | 104 | 2 | 8 | 149 | 2 | 19 | 1 | E | 9 | 1 | E | 9 | 3.9 | E | 9 | -3.2 | E | 9 | 58 | A | 7 | 1004 | E | 9 | 160 | E | 9 | 3.1 | E | 9 | -9900 | ? | 0 | 77777 | E | 9 | 1 | E | 8 | 0.067 | F | 8 | 0.18 | F | 8 | -9900 | -9900 | ? | 0
2001-01-26 | 13:00 | 638 | 1411 | 441 | 2 | 8 | 802 | 2 | 15 | 77 | 2 | 8 | 462 | 2 | 8 | 777 | 2 | 15 | 109 | 2 | 8 | 162 | 2 | 19 | 1 | E | 9 | 1 | E | 9 | 4 | E | 9 | -3.3 | E | 9 | 57 | A | 7 | 1004 | E | 9 | 160 | E | 9 | 2.9 | E | 9 | -9900 | ? | 0 | 10314 | E | 9 | 1 | E | 8 | 0.067 | F | 8 | 0.18 | F | 8 | -9900 | -9900 | ? | 0
2001-01-26 | 14:00 | 601 | 1411 | 417 | 2 | 8 | 800 | 2 | 15 | 74 | 2 | 8 | 434 | 2 | 8 | 768 | 2 | 15 | 106 | 2 | 8 | 153 | 2 | 19 | 2 | E | 9 | 2 | E | 9 | 5 | E | 9 | -2.4 | E | 9 | 57 | A | 7 | 1004 | E | 9 | 170 | E | 9 | 4.4 | E | 9 | -9900 | ? | 0 | 8855 | E | 9 | 0.9 | E | 8 | 0.067 | F | 8 | 0.18 | F | 8 | -9900 | -9900 | ? | 0
2001-01-26 | 15:00 | 503 | 1411 | 341 | 2 | 8 | 746 | 2 | 15 | 74 | 2 | 8 | 348 | 2 | 8 | 687 | 2 | 15 | 102 | 2 | 8 | 138 | 2 | 19 | 2 | E | 9 | 2 | E | 9 | 5.1 | E | 9 | -3.5 | E | 9 | 52 | A | 7 | 1004 | E | 9 | 160 | E | 9 | 4.8 | E | 9 | -9900 | ? | 0 | 8205 | E | 9 | 0.8 | E | 8 | 0.067 | F | 8 | 0.18 | F | 8 | -9900 | -9900 | ? | 0
2001-01-26 | 16:00 | 349 | 1411 | 232 | 2 | 8 | 629 | 2 | 15 | 76 | 2 | 8 | 235 | 2 | 8 | 514 | 2 | 15 | 108 | 2 | 8 | 133 | 2 | 19 | 2 | E | 9 | 2 | E | 9 | 4.2 | E | 9 | -2.6 | E | 9 | 60 | A | 7 | 1004 | E | 9 | 150 | E | 9 | 5.2 | E | 9 | -9900 | ? | 0 | 6716 | E | 9 | 0.8 | E | 8 | 0.067 | F | 8 | 0.18 | F | 8 | -9900 | -9900 | ? | 0
2001-01-26 | 17:00 | 151 | 1411 | 0 | 2 | 8 | 0 | 2 | 15 | 0 | 2 | 8 | 0 | 2 | 8 | 0 | 2 | 15 | 0 | 2 | 8 | 0 | 2 | 19 | 2 | E | 9 | 2 | E | 9 | 4.3 | E | 9 | -2.7 | E | 9 | 59 | A | 7 | 1004 | E | 9 | 160 | E | 9 | 0.9 | E | 9 | -9900 | ? | 0 | 6816 | E | 9 | 0.7 | E | 8 | 0.067 | F | 8 | 0.18 | F | 8 | -9900 | -9900 | ? | 0
2001-01-26 | 18:00 | 5 | 294 | 0 | 2 | 8 | 0 | 2 | 15 | 0 | 2 | 8 | 0 | 2 | 8 | 0 | 2 | 15 | 0 | 2 | 8 | 0 | 2 | 19 | 0 | E | 9 | 0 | E | 9 | 2.4 | E | 9 | -2.8 | E | 9 | 67 | A | 7 | 1004 | E | 9 | 0 | E | 9 | 0 | E | 9 | -9900 | ? | 0 | 77777 | E | 9 | 0.7 | E | 8 | 0.067 | F | 8 | 0.18 | F | 8 | -9900 | -9900 | ? | 0
2001-01-26 | 19:00 | 0 | 0 | 0 | 2 | 0 | 0 | 2 | 0 | 0 | 2 | 0 | 0 | 2 | 0 | 0 | 2 | 0 | 0 | 2 | 0 | 0 | 2 | 0 | 0 | E | 9 | 0 | E | 9 | 2.4 | E | 9 | -2.9 | E | 9 | 66 | A | 7 | 1004 | E | 9 | 0 | E | 9 | 0 | E | 9 | -9900 | ? | 0 | 77777 | E | 9 | 0.6 | E | 8 | 0.067 | F | 8 | 0.18 | F | 8 | -9900 | -9900 | ? | 0
2001-01-26 | 20:00 | 0 | 0 | 0 | 2 | 0 | 0 | 2 | 0 | 0 | 2 | 0 | 0 | 2 | 0 | 0 | 2 | 0 | 0 | 2 | 0 | 0 | 2 | 0 | 0 | E | 9 | 0 | E | 9 | 2.5 | E | 9 | -2 | E | 9 | 71 | A | 7 | 1004 | E | 9 | 80 | E | 9 | 0.5 | E | 9 | -9900 | ? | 0 | 77777 | E | 9 | 0.6 | E | 8 | 0.067 | F | 8 | 0.18 | F | 8 | -9900 | -9900 | ? | 0
2001-01-26 | 21:00 | 0 | 0 | 0 | 2 | 0 | 0 | 2 | 0 | 0 | 2 | 0 | 0 | 2 | 0 | 0 | 2 | 0 | 0 | 2 | 0 | 0 | 2 | 0 | 0 | E | 9 | 0 | E | 9 | 2.6 | E | 9 | -2.1 | E | 9 | 70 | A | 7 | 1004 | E | 9 | 70 | E | 9 | 0.5 | E | 9 | -9900 | ? | 0 | 77777 | E | 9 | 0.5 | E | 8 | 0.067 | F | 8 | 0.18 | F | 8 | -9900 | -9900 | ? | 0
2001-01-26 | 22:00 | 0 | 0 | 0 | 2 | 0 | 0 | 2 | 0 | 0 | 2 | 0 | 0 | 2 | 0 | 0 | 2 | 0 | 0 | 2 | 0 | 0 | 2 | 0 | 0 | E | 9 | 0 | E | 9 | 2.6 | E | 9 | -3.2 | E | 9 | 64 | A | 7 | 1004 | E | 9 | 80 | E | 9 | 0.5 | E | 9 | -9900 | ? | 0 | 77777 | E | 9 | 0.5 | E | 8 | 0.067 | F | 8 | 0.18 | F | 8 | -9900 | -9900 | ? | 0
2001-01-26 | 23:00 | 0 | 0 | 0 | 2 | 0 | 0 | 2 | 0 | 0 | 2 | 0 | 0 | 2 | 0 | 0 | 2 | 0 | 0 | 2 | 0 | 0 | 2 | 0 | 0 | E | 9 | 0 | E | 9 | 2.7 | E | 9 | -2.3 | E | 9 | 68 | A | 7 | 1004 | E | 9 | 70 | E | 9 | 0.5 | E | 9 | -9900 | ? | 0 | 77777 | E | 9 | 0.5 | E | 8 | 0.067 | F | 8 | 0.18 | F | 8 | -9900 | -9900 | ? | 0
2001-01-26 | 24:00 | 0 | 0 | 0 | 2 | 0 | 0 | 2 | 0 | 0 | 2 | 0 | 0 | 2 | 0 | 0 | 2 | 0 | 0 | 2 | 0 | 0 | 2 | 0 | 0 | E | 9 | 0 | E | 9 | 2.8 | E | 9 | -2.4 | E | 9 | 67 | A | 7 | 1004 | E | 9 | 70 | E | 9 | 0.3 | E | 9 | -9900 | ? | 0 | 77777 | E | 9 | 0.6 | E | 8 | 0.067 | F | 8 | 0.18 | F | 8 | -9900 | -9900 | ? | 0
2001-01-27 | 1:00 | 0 | 0 | 0 | 2 | 0 | 0 | 2 | 0 | 0 | 2 | 0 | 0 | 2 | 0 | 0 | 2 | 0 | 0 | 2 | 0 | 0 | 2 | 0 | 0 | E | 9 | 0 | E | 9 | 2.9 | E | 9 | -2.5 | E | 9 | 66 | A | 7 | 1004 | E | 9 | 70 | E | 9 | 0.3 | E | 9 | -9900 | ? | 0 | 77777 | E | 9 | 0.6 | E | 8 | 0.068 | F | 8 | 0.18 | F | 8 | -9900 | -9900 | ? | 0
2001-01-27 | 2:00 | 0 | 0 | 0 | 2 | 0 | 0 | 2 | 0 | 0 | 2 | 0 | 0 | 2 | 0 | 0 | 2 | 0 | 0 | 2 | 0 | 0 | 2 | 0 | 0 | E | 9 | 0 | E | 9 | 2.9 | E | 9 | -2.6 | E | 9 | 65 | A | 7 | 1004 | E | 9 | 70 | E | 9 | 0.3 | E | 9 | -9900 | ? | 0 | 21041 | E | 9 | 0.7 | E | 8 | 0.068 | F | 8 | 0.18 | F | 8 | -9900 | -9900 | ? | 0
2001-01-27 | 3:00 | 0 | 0 | 0 | 2 | 0 | 0 | 2 | 0 | 0 | 2 | 0 | 0 | 2 | 0 | 0 | 2 | 0 | 0 | 2 | 0 | 0 | 2 | 0 | 0 | E | 9 | 0 | E | 9 | 3 | E | 9 | -2.7 | E | 9 | 64 | A | 7 | 1004 | E | 9 | 60 | E | 9 | 0.7 | E | 9 | -9900 | ? | 0 | 20040 | E | 9 | 0.8 | E | 8 | 0.068 | F | 8 | 0.18 | F | 8 | -9900 | -9900 | ? | 0
2001-01-27 | 4:00 | 0 | 0 | 0 | 2 | 0 | 0 | 2 | 0 | 0 | 2 | 0 | 0 | 2 | 0 | 0 | 2 | 0 | 0 | 2 | 0 | 0 | 2 | 0 | 0 | E | 9 | 0 | E | 9 | 3.1 | E | 9 | -2.8 | E | 9 | 63 | A | 7 | 1004 | E | 9 | 80 | E | 9 | 0.5 | E | 9 | -9900 | ? | 0 | 19039 | E | 9 | 0.8 | E | 8 | 0.068 | F | 8 | 0.18 | F | 8 | -9900 | -9900 | ? | 0
2001-01-27 | 5:00 | 0 | 0 | 0 | 2 | 0 | 0 | 2 | 0 | 0 | 2 | 0 | 0 | 2 | 0 | 0 | 2 | 0 | 0 | 2 | 0 | 0 | 2 | 0 | 1 | E | 9 | 1 | E | 9 | 3.2 | E | 9 | -2.9 | E | 9 | 62 | A | 7 | 1004 | E | 9 | 0 | E | 9 | 0 | E | 9 | -9900 | ? | 0 | 18038 | E | 9 | 0.9 | E | 8 | 0.068 | F | 8 | 0.18 | F | 8 | -9900 | -9900 | ? | 0
2001-01-27 | 6:00 | 0 | 0 | 0 | 2 | 0 | 0 | 2 | 0 | 0 | 2 | 0 | 0 | 2 | 0 | 0 | 2 | 0 | 0 | 2 | 0 | 0 | 2 | 0 | 1 | E | 9 | 1 | E | 9 | 3.2 | E | 9 | -3 | E | 9 | 62 | A | 7 | 1004 | E | 9 | 0 | E | 9 | 0 | E | 9 | -9900 | ? | 0 | 17037 | E | 9 | 0.9 | E | 8 | 0.068 | F | 8 | 0.18 | F | 8 | -9900 | -9900 | ? | 0
2001-01-27 | 7:00 | 0 | 0 | 0 | 2 | 0 | 0 | 2 | 0 | 0 | 2 | 0 | 0 | 2 | 0 | 0 | 2 | 0 | 0 | 2 | 0 | 0 | 2 | 0 | 1 | E | 9 | 1 | E | 9 | 3.3 | E | 9 | -3.1 | E | 9 | 61 | A | 7 | 1004 | E | 9 | 110 | E | 9 | 0.1 | E | 9 | -9900 | ? | 0 | 17415 | E | 9 | 1 | E | 8 | 0.068 | F | 8 | 0.18 | F | 8 | -9900 | -9900 | ? | 0
2001-01-27 | 8:00 | 13 | 506 | 0 | 2 | 8 | 0 | 2 | 15 | 0 | 2 | 8 | 0 | 2 | 8 | 0 | 2 | 15 | 0 | 2 | 8 | 0 | 2 | 19 | 1 | E | 9 | 1 | E | 9 | 5.4 | E | 9 | -2.2 | E | 9 | 57 | A | 7 | 1004 | E | 9 | 0 | E | 9 | 0 | E | 9 | -9900 | ? | 0 | 15034 | E | 9 | 1.1 | E | 8 | 0.068 | F | 8 | 0.18 | F | 8 | -9900 | -9900 | ? | 0
2001-01-27 | 9:00 | 183 | 1411 | 84 | 2 | 8 | 455 | 2 | 15 | 24 | 2 | 8 | 86 | 2 | 8 | 313 | 2 | 15 | 45 | 2 | 8 | 49 | 2 | 19 | 2 | E | 9 | 2 | E | 9 | 5.5 | E | 9 | -2.3 | E | 9 | 56 | A | 7 | 1004 | E | 9 | 50 | E | 9 | 3.5 | E | 9 | -9900 | ? | 0 | 14033 | E | 9 | 1.1 | E | 8 | 0.068 | F | 8 | 0.18 | F | 8 | -9900 | -9900 | ? | 0
2001-01-27 | 10:00 | 376 | 1411 | 223 | 2 | 8 | 651 | 2 | 15 | 48 | 2 | 8 | 230 | 2 | 8 | 565 | 2 | 15 | 78 | 2 | 8 | 96 | 2 | 19 | 1 | E | 9 | 1 | E | 9 | 6.6 | E | 9 | -2.4 | E | 9 | 51 | A | 7 | 1004 | E | 9 | 60 | E | 9 | 1.9 | E | 9 | -9900 | ? | 0 | 13061 | E | 9 | 1.2 | E | 8 | 0.068 | F | 8 | 0.18 | F | 8 | -9900 | -9900 | ? | 0
2001-01-27 | 11:00 | 524 | 1411 | 342 | 2 | 8 | 748 | 2 | 15 | 63 | 2 | 8 | 357 | 2 | 8 | 702 | 2 | 15 | 95 | 2 | 8 | 130 | 2 | 19 | 0 | E | 9 | 0 | E | 9 | 6.6 | E | 9 | -1.5 | E | 9 | 55 | A | 7 | 1004 | E | 9 | 60 | E | 9 | 0.6 | E | 9 | -9900 | ? | 0 | 11932 | E | 9 | 1.1 | E | 8 | 0.068 | F | 8 | 0.18 | F | 8 | -9900 | -9900 | ? | 0
2001-01-27 | 12:00 | 615 | 1411 | 424 | 2 | 8 | 807 | 2 | 15 | 70 | 2 | 8 | 446 | 2 | 8 | 780 | 2 | 15 | 104 | 2 | 8 | 150 | 2 | 19 | 1 | E | 9 | 1 | E | 9 | 8.7 | E | 9 | -0.6 | E | 9 | 52 | A | 7 | 1004 | E | 9 | 40 | E | 9 | 3.1 | E | 9 | -9900 | ? | 0 | 12273 | E | 9 | 1.1 | E | 8 | 0.068 | F | 8 | 0.18 | F | 8 | -9900 | -9900 | ? | 0
2001-01-27 | 13:00 | 644 | 1411 | 447 | 2 | 8 | 808 | 2 | 15 | 77 | 2 | 8 | 469 | 2 | 8 | 784 | 2 | 15 | 109 | 2 | 8 | 163 | 2 | 19 | 0 | E | 9 | 0 | E | 9 | 8.8 | E | 9 | -0.7 | E | 9 | 51 | A | 7 | 1004 | E | 9 | 30 | E | 9 | 2 | E | 9 | -9900 | ? | 0 | 77777 | E | 9 | 1.1 | E | 8 | 0.068 | F | 8 | 0.18 | F | 8 | -9900 | -9900 | ? | 0
2001-01-27 | 14:00 | 607 | 1411 | 423 | 2 | 8 | 806 | 2 | 15 | 74 | 2 | 8 | 441 | 2 | 8 | 775 | 2 | 15 | 106 | 2 | 8 | 154 | 2 | 19 | 1 | E | 9 | 1 | E | 9 | 9.8 | E | 9 | 0.2 | E | 9 | 51 | A | 7 | 1004 | E | 9 | 30 | E | 9 | 3.4 | E | 9 | -9900 | ? | 0 | 77777 | E | 9 | 1 | E | 8 | 0.068 | F | 8 | 0.18 | F | 8 | -9900 | -9900 | ? | 0
2001-01-27 | 15:00 | 508 | 1411 | 348 | 2 | 8 | 758 | 2 | 15 | 73 | 2 | 8 | 355 | 2 | 8 | 701 | 2 | 15 | 102 | 2 | 8 | 138 | 2 | 19 | 1 | E | 9 | 0 | E | 9 | 9.9 | E | 9 | 0.1 | E | 9 | 50 | A | 7 | 1004 | E | 9 | 30 | E | 9 | 2.7 | E | 9 | -9900 | ? | 0 | 77777 | E | 9 | 1 | E | 8 | 0.068 | F | 8 | 0.18 | F | 8 | -9900 | -9900 | ? | 0
2001-01-27 | 16:00 | 354 | 1411 | 240 | 2 | 8 | 647 | 2 | 15 | 76 | 2 | 8 | 243 | 2 | 8 | 533 | 2 | 15 | 108 | 2 | 8 | 134 | 2 | 19 | 0 | E | 9 | 0 | E | 9 | 10 | A | 7 | 1 | A | 7 | 54 | A | 7 | 1004 | E | 9 | 30 | A | 7 | 2.6 | A | 7 | 16100 | A | 7 | 77777 | A | 7 | 0.9 | E | 8 | 0.068 | F | 8 | 0.18 | F | 8 | -9900 | -9900 | ? | 0
2001-01-27 | 17:00 | 157 | 1411 | 0 | 2 | 8 | 0 | 2 | 15 | 0 | 2 | 8 | 0 | 2 | 8 | 0 | 2 | 15 | 0 | 2 | 8 | 0 | 2 | 19 | 0 | B | 8 | 0 | B | 8 | 8 | B | 8 | 0.4 | B | 8 | 59 | A | 7 | 1004 | E | 9 | 30 | B | 8 | 2.2 | B | 8 | -9900 | ? | 0 | 77777 | B | 8 | 0.9 | E | 8 | 0.068 | F | 8 | 0.18 | F | 8 | -9900 | -9900 | ? | 0
2001-01-27 | 18:00 | 6 | 341 | 0 | 2 | 8 | 0 | 2 | 15 | 0 | 2 | 8 | 0 | 2 | 8 | 0 | 2 | 15 | 0 | 2 | 8 | 0 | 2 | 19 | 0 | B | 8 | 0 | B | 8 | 5.9 | B | 8 | -0.3 | B | 8 | 64 | A | 7 | 1004 | E | 9 | 20 | B | 8 | 1.9 | B | 8 | -9900 | ? | 0 | 77777 | B | 8 | 0.9 | E | 8 | 0.068 | F | 8 | 0.18 | F | 8 | -9900 | -9900 | ? | 0
2001-01-27 | 19:00 | 0 | 0 | 0 | 2 | 0 | 0 | 2 | 0 | 0 | 2 | 0 | 0 | 2 | 0 | 0 | 2 | 0 | 0 | 2 | 0 | 0 | 2 | 0 | 0 | B | 8 | 0 | B | 8 | 4.2 | B | 8 | -0.9 | B | 8 | 69 | A | 7 | 1004 | E | 9 | 20 | B | 8 | 1.5 | B | 8 | -9900 | ? | 0 | 77777 | B | 8 | 0.8 | E | 8 | 0.068 | F | 8 | 0.18 | F | 8 | -9900 | -9900 | ? | 0
2001-01-27 | 20:00 | 0 | 0 | 0 | 2 | 0 | 0 | 2 | 0 | 0 | 2 | 0 | 0 | 2 | 0 | 0 | 2 | 0 | 0 | 2 | 0 | 0 | 2 | 0 | 0 | B | 8 | 0 | B | 8 | 2.6 | B | 8 | -1.3 | B | 8 | 74 | A | 7 | 1004 | E | 9 | 10 | B | 8 | 1.1 | B | 8 | -9900 | ? | 0 | 77777 | B | 8 | 0.8 | E | 8 | 0.068 | F | 8 | 0.18 | F | 8 | -9900 | -9900 | ? | 0
2001-01-27 | 21:00 | 0 | 0 | 0 | 2 | 0 | 0 | 2 | 0 | 0 | 2 | 0 | 0 | 2 | 0 | 0 | 2 | 0 | 0 | 2 | 0 | 0 | 2 | 0 | 0 | B | 8 | 0 | B | 8 | 1 | B | 8 | -1.9 | B | 8 | 79 | A | 7 | 1004 | E | 9 | 10 | B | 8 | 0.7 | B | 8 | -9900 | ? | 0 | 77777 | B | 8 | 0.8 | E | 8 | 0.068 | F | 8 | 0.18 | F | 8 | -9900 | -9900 | ? | 0
2001-01-27 | 22:00 | 0 | 0 | 0 | 2 | 0 | 0 | 2 | 0 | 0 | 2 | 0 | 0 | 2 | 0 | 0 | 2 | 0 | 0 | 2 | 0 | 0 | 2 | 0 | 0 | B | 8 | 0 | B | 8 | -0.5 | B | 8 | -2.6 | B | 8 | 84 | A | 7 | 1004 | E | 9 | 360 | B | 8 | 0.4 | B | 8 | -9900 | ? | 0 | 77777 | B | 8 | 0.7 | E | 8 | 0.068 | F | 8 | 0.18 | F | 8 | -9900 | -9900 | ? | 0
2001-01-27 | 23:00 | 0 | 0 | 0 | 2 | 0 | 0 | 2 | 0 | 0 | 2 | 0 | 0 | 2 | 0 | 0 | 2 | 0 | 0 | 2 | 0 | 0 | 2 | 0 | 0 | E | 9 | 0 | E | 9 | -2 | A | 7 | -3 | A | 7 | 92 | A | 7 | 1004 | E | 9 | 0 | A | 7 | 0 | A | 7 | 16100 | A | 7 | 77777 | A | 7 | 0.7 | E | 8 | 0.068 | F | 8 | 0.18 | F | 8 | -9900 | -9900 | ? | 0
2001-01-27 | 24:00 | 0 | 0 | 0 | 2 | 0 | 0 | 2 | 0 | 0 | 2 | 0 | 0 | 2 | 0 | 0 | 2 | 0 | 0 | 2 | 0 | 0 | 2 | 0 | 0 | E | 9 | 0 | E | 9 | -1.7 | E | 9 | -2.8 | E | 9 | 91 | A | 7 | 1004 | E | 9 | 360 | E | 9 | 0.2 | E | 9 | -9900 | ? | 0 | 21354 | E | 9 | 0.7 | E | 8 | 0.068 | F | 8 | 0.18 | F | 8 | -9900 | -9900 | ? | 0
2001-01-28 | 1:00 | 0 | 0 | 0 | 2 | 0 | 0 | 2 | 0 | 0 | 2 | 0 | 0 | 2 | 0 | 0 | 2 | 0 | 0 | 2 | 0 | 0 | 2 | 0 | 0 | E | 9 | 0 | E | 9 | -1.3 | E | 9 | -2.5 | E | 9 | 90 | A | 7 | 1004 | E | 9 | 300 | E | 9 | 1.9 | E | 9 | -9900 | ? | 0 | 77777 | E | 9 | 0.7 | E | 8 | 0.068 | F | 8 | 0.18 | F | 8 | -9900 | -9900 | ? | 0
2001-01-28 | 2:00 | 0 | 0 | 0 | 2 | 0 | 0 | 2 | 0 | 0 | 2 | 0 | 0 | 2 | 0 | 0 | 2 | 0 | 0 | 2 | 0 | 0 | 2 | 0 | 0 | E | 9 | 0 | E | 9 | -2 | E | 9 | -3.3 | E | 9 | 90 | A | 7 | 1004 | E | 9 | 310 | E | 9 | 2.6 | E | 9 | -9900 | ? | 0 | 19911 | E | 9 | 0.7 | E | 8 | 0.068 | F | 8 | 0.18 | F | 8 | -9900 | -9900 | ? | 0
2001-01-28 | 3:00 | 0 | 0 | 0 | 2 | 0 | 0 | 2 | 0 | 0 | 2 | 0 | 0 | 2 | 0 | 0 | 2 | 0 | 0 | 2 | 0 | 0 | 2 | 0 | 2 | E | 9 | 1 | E | 9 | -1.6 | E | 9 | -2 | E | 9 | 97 | A | 7 | 1004 | E | 9 | 10 | E | 9 | 0.7 | E | 9 | -9900 | ? | 0 | 18692 | E | 9 | 0.7 | E | 8 | 0.068 | F | 8 | 0.18 | F | 8 | -9900 | -9900 | ? | 0
2001-01-28 | 4:00 | 0 | 0 | 0 | 2 | 0 | 0 | 2 | 0 | 0 | 2 | 0 | 0 | 2 | 0 | 0 | 2 | 0 | 0 | 2 | 0 | 0 | 2 | 0 | 2 | E | 9 | 2 | E | 9 | -0.3 | E | 9 | -1.8 | E | 9 | 88 | A | 7 | 1004 | E | 9 | 10 | E | 9 | 0.9 | E | 9 | -9900 | ? | 0 | 17980 | E | 9 | 0.7 | E | 8 | 0.068 | F | 8 | 0.18 | F | 8 | -9900 | -9900 | ? | 0
2001-01-28 | 5:00 | 0 | 0 | 0 | 2 | 0 | 0 | 2 | 0 | 0 | 2 | 0 | 0 | 2 | 0 | 0 | 2 | 0 | 0 | 2 | 0 | 0 | 2 | 0 | 2 | E | 9 | 2 | E | 9 | 0.1 | E | 9 | -1.6 | E | 9 | 87 | A | 7 | 1004 | E | 9 | 20 | E | 9 | 1.1 | E | 9 | -9900 | ? | 0 | 17267 | E | 9 | 0.7 | E | 8 | 0.068 | F | 8 | 0.18 | F | 8 | -9900 | -9900 | ? | 0
2001-01-28 | 6:00 | 0 | 0 | 0 | 2 | 0 | 0 | 2 | 0 | 0 | 2 | 0 | 0 | 2 | 0 | 0 | 2 | 0 | 0 | 2 | 0 | 0 | 2 | 0 | 2 | E | 9 | 2 | E | 9 | -0.6 | E | 9 | -2.3 | E | 9 | 87 | A | 7 | 1004 | E | 9 | 20 | E | 9 | 1.3 | E | 9 | -9900 | ? | 0 | 16554 | E | 9 | 0.6 | E | 8 | 0.068 | F | 8 | 0.18 | F | 8 | -9900 | -9900 | ? | 0
2001-01-28 | 7:00 | 0 | 0 | 0 | 2 | 0 | 0 | 2 | 0 | 0 | 2 | 0 | 0 | 2 | 0 | 0 | 2 | 0 | 0 | 2 | 0 | 0 | 2 | 0 | 3 | E | 9 | 2 | E | 9 | -0.2 | E | 9 | -2.1 | E | 9 | 85 | A | 7 | 1004 | E | 9 | 20 | E | 9 | 1.4 | E | 9 | -9900 | ? | 0 | 77777 | E | 9 | 0.6 | E | 8 | 0.068 | F | 8 | 0.18 | F | 8 | -9900 | -9900 | ? | 0
2001-01-28 | 8:00 | 15 | 529 | 0 | 2 | 8 | 0 | 2 | 15 | 0 | 2 | 8 | 0 | 2 | 8 | 0 | 2 | 15 | 0 | 2 | 8 | 0 | 2 | 19 | 3 | E | 9 | 3 | E | 9 | 0.1 | E | 9 | -2.8 | E | 9 | 79 | A | 7 | 1004 | E | 9 | 20 | E | 9 | 1.6 | E | 9 | -9900 | ? | 0 | 77777 | E | 9 | 0.6 | E | 8 | 0.068 | F | 8 | 0.18 | F | 8 | -9900 | -9900 | ? | 0
2001-01-28 | 9:00 | 188 | 1410 | 70 | 2 | 8 | 266 | 2 | 15 | 34 | 2 | 8 | 71 | 2 | 8 | 171 | 2 | 15 | 48 | 2 | 8 | 61 | 2 | 19 | 4 | E | 9 | 3 | E | 9 | 0.4 | E | 9 | -1.6 | E | 9 | 85 | A | 7 | 1004 | E | 9 | 10 | E | 9 | 3.3 | E | 9 | -9900 | ? | 0 | 14415 | E | 9 | 0.6 | E | 8 | 0.068 | F | 8 | 0.18 | F | 8 | -9900 | -9900 | ? | 0
2001-01-28 | 10:00 | 381 | 1410 | 173 | 2 | 8 | 309 | 2 | 15 | 89 | 2 | 8 | 181 | 2 | 8 | 263 | 2 | 15 | 109 | 2 | 8 | 165 | 2 | 19 | 4 | E | 9 | 3 | E | 9 | 0.8 | E | 9 | -1.3 | E | 9 | 85 | A | 7 | 1004 | E | 9 | 70 | E | 9 | 4.1 | E | 9 | -9900 | ? | 0 | 13702 | E | 9 | 0.6 | E | 8 | 0.068 | F | 8 | 0.18 | F | 8 | -9900 | -9900 | ? | 0
2001-01-28 | 11:00 | 529 | 1410 | 248 | 2 | 8 | 180 | 2 | 15 | 180 | 2 | 8 | 267 | 2 | 8 | 174 | 2 | 15 | 201 | 2 | 8 | 417 | 2 | 19 | 4 | E | 9 | 4 | E | 9 | 2.1 | E | 9 | -0.1 | E | 9 | 85 | A | 7 | 1004 | E | 9 | 30 | E | 9 | 2.2 | E | 9 | -9900 | ? | 0 | 12989 | E | 9 | 0.6 | E | 8 | 0.068 | F | 8 | 0.18 | F | 8 | -9900 | -9900 | ? | 0
2001-01-28 | 12:00 | 621 | 1410 | 349 | 2 | 8 | 427 | 2 | 15 | 160 | 2 | 8 | 364 | 2 | 8 | 418 | 2 | 15 | 180 | 2 | 8 | 325 | 2 | 19 | 5 | E | 9 | 4 | E | 9 | 2.5 | E | 9 | 0.1 | E | 9 | 84 | A | 7 | 1004 | E | 9 | 110 | E | 9 | 3.8 | E | 9 | -9900 | ? | 0 | 12336 | E | 9 | 0.6 | E | 8 | 0.068 | F | 8 | 0.18 | F | 8 | -9900 | -9900 | ? | 0
2001-01-28 | 13:00 | 649 | 1410 | 374 | 2 | 8 | 380 | 2 | 15 | 198 | 2 | 8 | 397 | 2 | 8 | 388 | 2 | 15 | 218 | 2 | 8 | 440 | 2 | 19 | 5 | E | 9 | 4 | E | 9 | 3.8 | E | 9 | 1.4 | E | 9 | 84 | A | 7 | 1004 | E | 9 | 110 | E | 9 | 4 | E | 9 | -9900 | ? | 0 | 11857 | E | 9 | 0.6 | E | 8 | 0.068 | F | 8 | 0.18 | F | 8 | -9900 | -9900 | ? | 0
2001-01-28 | 14:00 | 613 | 1410 | 172 | 2 | 8 | 12 | 2 | 15 | 166 | 2 | 8 | 194 | 2 | 8 | 9 | 2 | 15 | 190 | 2 | 8 | 645 | 2 | 19 | 5 | E | 9 | 5 | E | 9 | 7.2 | E | 9 | 4.6 | E | 9 | 84 | A | 7 | 1004 | E | 9 | 70 | E | 9 | 4.2 | E | 9 | -9900 | ? | 0 | 11379 | E | 9 | 0.6 | E | 8 | 0.068 | F | 8 | 0.18 | F | 8 | -9900 | -9900 | ? | 0
2001-01-28 | 15:00 | 514 | 1410 | 125 | 2 | 8 | 0 | 2 | 15 | 125 | 2 | 8 | 142 | 2 | 8 | 0 | 2 | 15 | 142 | 2 | 8 | 481 | 2 | 19 | 6 | E | 9 | 5 | E | 9 | 10.5 | E | 9 | 3.9 | E | 9 | 64 | A | 7 | 1004 | E | 9 | 40 | E | 9 | 2.9 | E | 9 | -9900 | ? | 0 | 10900 | E | 9 | 0.6 | E | 8 | 0.068 | F | 8 | 0.18 | F | 8 | -9900 | -9900 | ? | 0
2001-01-28 | 16:00 | 360 | 1410 | 104 | 2 | 8 | 0 | 2 | 15 | 104 | 2 | 8 | 115 | 2 | 8 | 0 | 2 | 15 | 115 | 2 | 8 | 351 | 2 | 19 | 6 | E | 9 | 5 | E | 9 | 11.9 | E | 9 | 5.1 | E | 9 | 63 | A | 7 | 1004 | E | 9 | 50 | E | 9 | 3 | E | 9 | -9900 | ? | 0 | 10421 | E | 9 | 0.6 | E | 8 | 0.068 | F | 8 | 0.18 | F | 8 | -9900 | -9900 | ? | 0
2001-01-28 | 17:00 | 162 | 1410 | 0 | 2 | 8 | 0 | 2 | 15 | 0 | 2 | 8 | 0 | 2 | 8 | 0 | 2 | 15 | 0 | 2 | 8 | 0 | 2 | 19 | 6 | E | 9 | 6 | E | 9 | 11.2 | E | 9 | 4.3 | E | 9 | 62 | A | 7 | 1004 | E | 9 | 50 | E | 9 | 3.2 | E | 9 | -9900 | ? | 0 | 9942 | E | 9 | 0.7 | E | 8 | 0.068 | F | 8 | 0.18 | F | 8 | -9900 | -9900 | ? | 0
2001-01-28 | 18:00 | 7 | 364 | 0 | 2 | 8 | 0 | 2 | 15 | 0 | 2 | 8 | 0 | 2 | 8 | 0 | 2 | 15 | 0 | 2 | 8 | 0 | 2 | 19 | 0 | E | 9 | 0 | E | 9 | 8.6 | E | 9 | 3.6 | E | 9 | 71 | A | 7 | 1004 | E | 9 | 50 | E | 9 | 3.4 | E | 9 | -9900 | ? | 0 | 77777 | E | 9 | 0.7 | E | 8 | 0.068 | F | 8 | 0.18 | F | 8 | -9900 | -9900 | ? | 0
2001-01-28 | 19:00 | 0 | 0 | 0 | 2 | 0 | 0 | 2 | 0 | 0 | 2 | 0 | 0 | 2 | 0 | 0 | 2 | 0 | 0 | 2 | 0 | 0 | 2 | 0 | 0 | E | 9 | 0 | E | 9 | 6.9 | E | 9 | 3.8 | E | 9 | 81 | A | 7 | 1004 | E | 9 | 320 | E | 9 | 5.7 | E | 9 | -9900 | ? | 0 | 77777 | E | 9 | 0.7 | E | 8 | 0.068 | F | 8 | 0.18 | F | 8 | -9900 | -9900 | ? | 0
2001-01-28 | 20:00 | 0 | 0 | 0 | 2 | 0 | 0 | 2 | 0 | 0 | 2 | 0 | 0 | 2 | 0 | 0 | 2 | 0 | 0 | 2 | 0 | 0 | 2 | 0 | 1 | E | 9 | 1 | E | 9 | 7.2 | E | 9 | 3.1 | E | 9 | 75 | A | 7 | 1004 | E | 9 | 60 | E | 9 | 5.3 | E | 9 | -9900 | ? | 0 | 21250 | E | 9 | 0.7 | E | 8 | 0.068 | F | 8 | 0.18 | F | 8 | -9900 | -9900 | ? | 0
2001-01-28 | 21:00 | 0 | 0 | 0 | 2 | 0 | 0 | 2 | 0 | 0 | 2 | 0 | 0 | 2 | 0 | 0 | 2 | 0 | 0 | 2 | 0 | 0 | 2 | 0 | 3 | E | 9 | 3 | E | 9 | 5.6 | E | 9 | 3.3 | E | 9 | 85 | A | 7 | 1004 | E | 9 | 130 | E | 9 | 6 | E | 9 | -9900 | ? | 0 | 16875 | E | 9 | 0.7 | E | 8 | 0.068 | F | 8 | 0.18 | F | 8 | -9900 | -9900 | ? | 0
2001-01-28 | 22:00 | 0 | 0 | 0 | 2 | 0 | 0 | 2 | 0 | 0 | 2 | 0 | 0 | 2 | 0 | 0 | 2 | 0 | 0 | 2 | 0 | 0 | 2 | 0 | 5 | E | 9 | 5 | E | 9 | 5.8 | E | 9 | 3 | E | 9 | 82 | A | 7 | 1004 | E | 9 | 60 | E | 9 | 4.1 | E | 9 | -9900 | ? | 0 | 12500 | E | 9 | 0.7 | E | 8 | 0.068 | F | 8 | 0.18 | F | 8 | -9900 | -9900 | ? | 0
2001-01-28 | 23:00 | 0 | 0 | 0 | 2 | 0 | 0 | 2 | 0 | 0 | 2 | 0 | 0 | 2 | 0 | 0 | 2 | 0 | 0 | 2 | 0 | 0 | 2 | 0 | 7 | E | 9 | 7 | E | 9 | 6.3 | E | 9 | 2.8 | E | 9 | 78 | A | 7 | 1004 | E | 9 | 70 | E | 9 | 4.3 | E | 9 | -9900 | ? | 0 | 8126 | E | 9 | 0.7 | E | 8 | 0.068 | F | 8 | 0.18 | F | 8 | -9900 | -9900 | ? | 0
2001-01-28 | 24:00 | 0 | 0 | 0 | 2 | 0 | 0 | 2 | 0 | 0 | 2 | 0 | 0 | 2 | 0 | 0 | 2 | 0 | 0 | 2 | 0 | 0 | 2 | 0 | 9 | E | 9 | 9 | E | 9 | 6.6 | E | 9 | 3 | E | 9 | 78 | A | 7 | 1004 | E | 9 | 360 | E | 9 | 6 | E | 9 | -9900 | ? | 0 | 3752 | E | 9 | 0.7 | E | 8 | 0.068 | F | 8 | 0.18 | F | 8 | -9900 | -9900 | ? | 0
2001-01-29 | 1:00 | 0 | 0 | 0 | 2 | 0 | 0 | 2 | 0 | 0 | 2 | 0 | 0 | 2 | 0 | 0 | 2 | 0 | 0 | 2 | 0 | 0 | 2 | 0 | 9 | E | 9 | 9 | E | 9 | 6 | E | 9 | 2.3 | E | 9 | 77 | A | 7 | 1004 | E | 9 | 70 | E | 9 | 4.7 | E | 9 | -9900 | ? | 0 | 3039 | E | 9 | 0.7 | E | 8 | 0.068 | F | 8 | 0.18 | F | 8 | -9900 | -9900 | ? | 0
2001-01-29 | 2:00 | 0 | 0 | 0 | 2 | 0 | 0 | 2 | 0 | 0 | 2 | 0 | 0 | 2 | 0 | 0 | 2 | 0 | 0 | 2 | 0 | 0 | 2 | 0 | 10 | E | 9 | 10 | E | 9 | 6.3 | E | 9 | 2.5 | E | 9 | 77 | A | 7 | 1004 | E | 9 | 210 | E | 9 | 6.9 | E | 9 | -9900 | ? | 0 | 2539 | E | 9 | 0.7 | E | 8 | 0.068 | F | 8 | 0.18 | F | 8 | -9900 | -9900 | ? | 0
2001-01-29 | 3:00 | 0 | 0 | 0 | 2 | 0 | 0 | 2 | 0 | 0 | 2 | 0 | 0 | 2 | 0 | 0 | 2 | 0 | 0 | 2 | 0 | 0 | 2 | 0 | 10 | E | 9 | 10 | E | 9 | 6.7 | E | 9 | 2.8 | E | 9 | 76 | A | 7 | 1004 | E | 9 | 210 | E | 9 | 7.1 | E | 9 | -9900 | ? | 0 | 2908 | E | 9 | 0.7 | E | 8 | 0.068 | F | 8 | 0.18 | F | 8 | -9900 | -9900 | ? | 0
2001-01-29 | 4:00 | 0 | 0 | 0 | 2 | 0 | 0 | 2 | 0 | 0 | 2 | 0 | 0 | 2 | 0 | 0 | 2 | 0 | 0 | 2 | 0 | 0 | 2 | 0 | 10 | E | 9 | 10 | E | 9 | 7 | A | 7 | 3 | A | 7 | 76 | A | 7 | 1004 | E | 9 | 280 | A | 7 | 6.7 | A | 7 | 16100 | A | 7 | 870 | A | 7 | 0.6 | E | 8 | 0.068 | F | 8 | 0.18 | F | 8 | 25 | 1 | A | 7
2001-01-29 | 5:00 | 0 | 0 | 0 | 2 | 0 | 0 | 2 | 0 | 0 | 2 | 0 | 0 | 2 | 0 | 0 | 2 | 0 | 0 | 2 | 0 | 0 | 2 | 0 | 10 | E | 9 | 10 | E | 9 | 6.2 | E | 9 | 2.7 | E | 9 | 78 | A | 7 | 1004 | E | 9 | 350 | E | 9 | 3.9 | E | 9 | -9900 | ? | 0 | 809 | E | 9 | 0.6 | E | 8 | 0.068 | F | 8 | 0.18 | F | 8 | -9900 | -9900 | ? | 0
2001-01-29 | 6:00 | 0 | 0 | 0 | 2 | 0 | 0 | 2 | 0 | 0 | 2 | 0 | 0 | 2 | 0 | 0 | 2 | 0 | 0 | 2 | 0 | 0 | 2 | 0 | 10 | E | 9 | 10 | E | 9 | 4.9 | E | 9 | 1.8 | E | 9 | 80 | A | 7 | 1004 | E | 9 | 230 | E | 9 | 5 | E | 9 | -9900 | ? | 0 | 725 | E | 9 | 0.6 | E | 8 | 0.068 | F | 8 | 0.18 | F | 8 | -9900 | -9900 | ? | 0
2001-01-29 | 7:00 | 0 | 0 | 0 | 2 | 0 | 0 | 2 | 0 | 0 | 2 | 0 | 0 | 2 | 0 | 0 | 2 | 0 | 0 | 2 | 0 | 0 | 2 | 0 | 10 | E | 9 | 10 | E | 9 | 4.1 | E | 9 | 1.4 | E | 9 | 83 | A | 7 | 1004 | E | 9 | 350 | E | 9 | 3.1 | E | 9 | -9900 | ? | 0 | 1179 | E | 9 | 0.6 | E | 8 | 0.068 | F | 8 | 0.18 | F | 8 | -9900 | -9900 | ? | 0
2001-01-29 | 8:00 | 16 | 552 | 0 | 2 | 8 | 0 | 2 | 15 | 0 | 2 | 8 | 0 | 2 | 8 | 0 | 2 | 15 | 0 | 2 | 8 | 0 | 2 | 19 | 10 | E | 9 | 10 | E | 9 | 4.9 | E | 9 | 2.6 | E | 9 | 85 | A | 7 | 1004 | E | 9 | 350 | E | 9 | 2.8 | E | 9 | -9900 | ? | 0 | 580 | E | 9 | 0.6 | E | 8 | 0.068 | F | 8 | 0.18 | F | 8 | -9900 | -9900 | ? | 0
2001-01-29 | 9:00 | 192 | 1410 | 52 | 2 | 8 | 71 | 2 | 15 | 43 | 2 | 8 | 58 | 2 | 8 | 47 | 2 | 15 | 52 | 2 | 8 | 91 | 2 | 19 | 10 | E | 9 | 10 | E | 9 | 4.1 | E | 9 | 2.6 | E | 9 | 90 | A | 7 | 1004 | E | 9 | 350 | E | 9 | 2.5 | E | 9 | -9900 | ? | 0 | 508 | E | 9 | 0.6 | E | 8 | 0.068 | F | 8 | 0.18 | F | 8 | -9900 | -9900 | ? | 0
2001-01-29 | 10:00 | 386 | 1410 | 87 | 2 | 8 | 0 | 2 | 15 | 87 | 2 | 8 | 99 | 2 | 8 | 0 | 2 | 15 | 99 | 2 | 8 | 323 | 2 | 19 | 10 | E | 9 | 10 | E | 9 | 5.6 | E | 9 | 3.6 | E | 9 | 87 | A | 7 | 1004 | E | 9 | 360 | E | 9 | 2.1 | E | 9 | -9900 | ? | 0 | 435 | E | 9 | 0.6 | E | 8 | 0.068 | F | 8 | 0.18 | F | 8 | -9900 | -9900 | ? | 0
2001-01-29 | 11:00 | 534 | 1410 | 348 | 2 | 8 | 568 | 2 | 15 | 132 | 2 | 8 | 364 | 2 | 8 | 538 | 2 | 15 | 159 | 2 | 8 | 257 | 2 | 19 | 10 | E | 9 | 10 | E | 9 | 7 | E | 9 | 4.9 | E | 9 | 86 | A | 7 | 1004 | E | 9 | 360 | E | 9 | 1.8 | E | 9 | -9900 | ? | 0 | 363 | E | 9 | 0.7 | E | 8 | 0.068 | F | 8 | 0.18 | F | 8 | -9900 | -9900 | ? | 0
2001-01-29 | 12:00 | 626 | 1410 | 429 | 2 | 8 | 736 | 2 | 15 | 101 | 2 | 8 | 450 | 2 | 8 | 714 | 2 | 15 | 131 | 2 | 8 | 206 | 2 | 19 | 10 | E | 9 | 10 | E | 9 | 8.4 | E | 9 | 4.5 | E | 9 | 76 | A | 7 | 1004 | E | 9 | 130 | E | 9 | 2.9 | E | 9 | -9900 | ? | 0 | 380 | E | 9 | 0.7 | E | 8 | 0.068 | F | 8 | 0.18 | F | 8 | -9900 | -9900 | ? | 0
2001-01-29 | 13:00 | 655 | 1410 | 416 | 2 | 8 | 494 | 2 | 15 | 186 | 2 | 8 | 431 | 2 | 8 | 487 | 2 | 15 | 204 | 2 | 8 | 389 | 2 | 19 | 7 | E | 9 | 7 | E | 9 | 9.6 | E | 9 | 5.5 | E | 9 | 76 | A | 7 | 1004 | E | 9 | 70 | E | 9 | 2.6 | E | 9 | -9900 | ? | 0 | 7611 | E | 9 | 0.8 | E | 8 | 0.068 | F | 8 | 0.18 | F | 8 | -9900 | -9900 | ? | 0
2001-01-29 | 14:00 | 619 | 1410 | 99 | 2 | 8 | 0 | 2 | 15 | 99 | 2 | 8 | 117 | 2 | 8 | 0 | 2 | 15 | 117 | 2 | 8 | 437 | 2 | 19 | 3 | E | 9 | 3 | E | 9 | 10.6 | E | 9 | 6.4 | E | 9 | 75 | A | 7 | 1004 | E | 9 | 360 | E | 9 | 0.7 | E | 9 | -9900 | ? | 0 | 14842 | E | 9 | 0.8 | E | 8 | 0.068 | F | 8 | 0.18 | F | 8 | -9900 | -9900 | ? | 0
2001-01-29 | 15:00 | 520 | 1410 | 324 | 2 | 8 | 413 | 2 | 15 | 170 | 2 | 8 | 339 | 2 | 8 | 399 | 2 | 15 | 191 | 2 | 8 | 365 | 2 | 19 | 0 | E | 9 | 0 | E | 9 | 11.3 | E | 9 | 7.1 | E | 9 | 75 | A | 7 | 1004 | E | 9 | 90 | E | 9 | 1.9 | E | 9 | -9900 | ? | 0 | 77777 | E | 9 | 0.9 | E | 8 | 0.068 | F | 8 | 0.18 | F | 8 | -9900 | -9900 | ? | 0
2001-01-29 | 16:00 | 366 | 1410 | 244 | 2 | 8 | 502 | 2 | 15 | 113 | 2 | 8 | 247 | 2 | 8 | 419 | 2 | 15 | 138 | 2 | 8 | 217 | 2 | 19 | 0 | E | 9 | 0 | E | 9 | 12 | E | 9 | 7 | E | 9 | 71 | A | 7 | 1004 | E | 9 | 150 | E | 9 | 1.5 | E | 9 | -9900 | ? | 0 | 77777 | E | 9 | 0.9 | E | 8 | 0.068 | F | 8 | 0.18 | F | 8 | -9900 | -9900 | ? | 0
2001-01-29 | 17:00 | 168 | 1410 | 0 | 2 | 8 | 0 | 2 | 15 | 0 | 2 | 8 | 0 | 2 | 8 | 0 | 2 | 15 | 0 | 2 | 8 | 0 | 2 | 19 | 0 | E | 9 | 0 | E | 9 | 11 | E | 9 | 6.7 | E | 9 | 75 | A | 7 | 1004 | E | 9 | 180 | E | 9 | 1.5 | E | 9 | -9900 | ? | 0 | 77777 | E | 9 | 1 | E | 8 | 0.068 | F | 8 | 0.18 | F | 8 | -9900 | -9900 | ? | 0
2001-01-29 | 18:00 | 8 | 388 | 0 | 2 | 8 | 0 | 2 | 15 | 0 | 2 | 8 | 0 | 2 | 8 | 0 | 2 | 15 | 0 | 2 | 8 | 0 | 2 | 19 | 0 | E | 9 | 0 | E | 9 | 9.8 | E | 9 | 6.2 | E | 9 | 78 | A | 7 | 1004 | E | 9 | 70 | E | 9 | 2 | E | 9 | -9900 | ? | 0 | 77777 | E | 9 | 1.1 | E | 8 | 0.068 | F | 8 | 0.18 | F | 8 | -9900 | -9900 | ? | 0
2001-01-29 | 19:00 | 0 | 0 | 0 | 2 | 0 | 0 | 2 | 0 | 0 | 2 | 0 | 0 | 2 | 0 | 0 | 2 | 0 | 0 | 2 | 0 | 0 | 2 | 0 | 0 | E | 9 | 0 | E | 9 | 9 | E | 9 | 6 | E | 9 | 81 | A | 7 | 1004 | E | 9 | 260 | E | 9 | 2.5 | E | 9 | -9900 | ? | 0 | 77777 | E | 9 | 1.1 | E | 8 | 0.068 | F | 8 | 0.18 | F | 8 | -9900 | -9900 | ? | 0
2001-01-29 | 20:00 | 0 | 0 | 0 | 2 | 0 | 0 | 2 | 0 | 0 | 2 | 0 | 0 | 2 | 0 | 0 | 2 | 0 | 0 | 2 | 0 | 0 | 2 | 0 | 0 | E | 9 | 0 | E | 9 | 9 | E | 9 | 6 | E | 9 | 81 | A | 7 | 1004 | E | 9 | 250 | E | 9 | 1.5 | E | 9 | -9900 | ? | 0 | 77777 | E | 9 | 1.2 | E | 8 | 0.068 | F | 8 | 0.18 | F | 8 | -9900 | -9900 | ? | 0
2001-01-29 | 21:00 | 0 | 0 | 0 | 2 | 0 | 0 | 2 | 0 | 0 | 2 | 0 | 0 | 2 | 0 | 0 | 2 | 0 | 0 | 2 | 0 | 0 | 2 | 0 | 2 | E | 9 | 2 | E | 9 | 9.3 | E | 9 | 6.2 | E | 9 | 81 | A | 7 | 1004 | E | 9 | 0 | E | 9 | 0 | E | 9 | -9900 | ? | 0 | 17888 | E | 9 | 1.2 | E | 8 | 0.068 | F | 8 | 0.18 | F | 8 | -9900 | -9900 | ? | 0
2001-01-29 | 22:00 | 0 | 0 | 0 | 2 | 0 | 0 | 2 | 0 | 0 | 2 | 0 | 0 | 2 | 0 | 0 | 2 | 0 | 0 | 2 | 0 | 0 | 2 | 0 | 4 | E | 9 | 4 | E | 9 | 9.6 | E | 9 | 6.2 | E | 9 | 79 | A | 7 | 1004 | E | 9 | 230 | E | 9 | 1.5 | E | 9 | -9900 | ? | 0 | 13776 | E | 9 | 1.3 | E | 8 | 0.068 | F | 8 | 0.18 | F | 8 | -9900 | -9900 | ? | 0
2001-01-29 | 23:00 | 0 | 0 | 0 | 2 | 0 | 0 | 2 | 0 | 0 | 2 | 0 | 0 | 2 | 0 | 0 | 2 | 0 | 0 | 2 | 0 | 0 | 2 | 0 | 6 | E | 9 | 5 | E | 9 | 10 | E | 9 | 6.6 | E | 9 | 79 | A | 7 | 1004 | E | 9 | 0 | E | 9 | 0 | E | 9 | -9900 | ? | 0 | 9664 | E | 9 | 1.2 | E | 8 | 0.068 | F | 8 | 0.18 | F | 8 | -9900 | -9900 | ? | 0
2001-01-29 | 24:00 | 0 | 0 | 0 | 2 | 0 | 0 | 2 | 0 | 0 | 2 | 0 | 0 | 2 | 0 | 0 | 2 | 0 | 0 | 2 | 0 | 0 | 2 | 0 | 8 | E | 9 | 7 | E | 9 | 10.6 | E | 9 | 6.8 | E | 9 | 77 | A | 7 | 1004 | E | 9 | 240 | E | 9 | 2 | E | 9 | -9900 | ? | 0 | 5552 | E | 9 | 1.2 | E | 8 | 0.068 | F | 8 | 0.18 | F | 8 | -9900 | -9900 | ? | 0
2001-01-30 | 1:00 | 0 | 0 | 0 | 2 | 0 | 0 | 2 | 0 | 0 | 2 | 0 | 0 | 2 | 0 | 0 | 2 | 0 | 0 | 2 | 0 | 0 | 2 | 0 | 10 | E | 9 | 9 | E | 9 | 11 | E | 9 | 7 | E | 9 | 76 | A | 7 | 1004 | E | 9 | 310 | E | 9 | 1.5 | E | 9 | -9900 | ? | 0 | 1440 | E | 9 | 1.2 | E | 8 | 0.068 | F | 8 | 0.18 | F | 8 | -9900 | -9900 | ? | 0
2001-01-30 | 2:00 | 0 | 0 | 0 | 2 | 0 | 0 | 2 | 0 | 0 | 2 | 0 | 0 | 2 | 0 | 0 | 2 | 0 | 0 | 2 | 0 | 0 | 2 | 0 | 8 | E | 9 | 7 | E | 9 | 11 | E | 9 | 7 | E | 9 | 76 | A | 7 | 1004 | E | 9 | 290 | E | 9 | 2 | E | 9 | -9900 | ? | 0 | 11720 | E | 9 | 1.1 | E | 8 | 0.068 | F | 8 | 0.18 | F | 8 | -9900 | -9900 | ? | 0
2001-01-30 | 3:00 | 0 | 0 | 0 | 2 | 0 | 0 | 2 | 0 | 0 | 2 | 0 | 0 | 2 | 0 | 0 | 2 | 0 | 0 | 2 | 0 | 0 | 2 | 0 | 6 | E | 9 | 5 | E | 9 | 11 | E | 9 | 7 | E | 9 | 76 | A | 7 | 1004 | E | 9 | 270 | E | 9 | 2 | E | 9 | -9900 | ? | 0 | 77777 | E | 9 | 1.1 | E | 8 | 0.068 | F | 8 | 0.18 | F | 8 | -9900 | -9900 | ? | 0
2001-01-30 | 4:00 | 0 | 0 | 0 | 2 | 0 | 0 | 2 | 0 | 0 | 2 | 0 | 0 | 2 | 0 | 0 | 2 | 0 | 0 | 2 | 0 | 0 | 2 | 0 | 8 | E | 9 | 7 | E | 9 | 11.5 | E | 9 | 7 | E | 9 | 74 | A | 7 | 1004 | E | 9 | 320 | E | 9 | 1.5 | E | 9 | -9900 | ? | 0 | 11645 | E | 9 | 1 | E | 8 | 0.068 | F | 8 | 0.18 | F | 8 | -9900 | -9900 | ? | 0
2001-01-30 | 5:00 | 0 | 0 | 0 | 2 | 0 | 0 | 2 | 0 | 0 | 2 | 0 | 0 | 2 | 0 | 0 | 2 | 0 | 0 | 2 | 0 | 0 | 2 | 0 | 10 | E | 9 | 9 | E | 9 | 12 | E | 9 | 7 | E | 9 | 71 | A | 7 | 1004 | E | 9 | 90 | E | 9 | 1.5 | E | 9 | -9900 | ? | 0 | 1290 | E | 9 | 1 | E | 8 | 0.068 | F | 8 | 0.18 | F | 8 | -9900 | -9900 | ? | 0
2001-01-30 | 6:00 | 0 | 0 | 0 | 2 | 0 | 0 | 2 | 0 | 0 | 2 | 0 | 0 | 2 | 0 | 0 | 2 | 0 | 0 | 2 | 0 | 0 | 2 | 0 | 10 | E | 9 | 9 | E | 9 | 12 | E | 9 | 7 | E | 9 | 71 | A | 7 | 1004 | E | 9 | 0 | E | 9 | 0 | E | 9 | -9900 | ? | 0 | 1350 | E | 9 | 1 | E | 8 | 0.068 | F | 8 | 0.18 | F | 8 | -9900 | -9900 | ? | 0
2001-01-30 | 7:00 | 0 | 0 | 0 | 2 | 0 | 0 | 2 | 0 | 0 | 2 | 0 | 0 | 2 | 0 | 0 | 2 | 0 | 0 | 2 | 0 | 0 | 2 | 0 | 10 | E | 9 | 10 | E | 9 | 11.9 | E | 9 | 7.5 | E | 9 | 74 | A | 7 | 1004 | E | 9 | 0 | E | 9 | 0 | E | 9 | -9900 | ? | 0 | 1365 | E | 9 | 0.9 | E | 8 | 0.068 | F | 8 | 0.18 | F | 8 | -9900 | -9900 | ? | 0
2001-01-30 | 8:00 | 18 | 576 | 0 | 2 | 8 | 0 | 2 | 15 | 0 | 2 | 8 | 0 | 2 | 8 | 0 | 2 | 15 | 0 | 2 | 8 | 0 | 2 | 19 | 10 | E | 9 | 10 | E | 9 | 12 | E | 9 | 8 | E | 9 | 76 | A | 7 | 1004 | E | 9 | 0 | E | 9 | 0 | E | 9 | -9900 | ? | 0 | 1380 | E | 9 | 0.9 | E | 8 | 0.068 | F | 8 | 0.18 | F | 8 | -9900 | -9900 | ? | 0
2001-01-30 | 9:00 | 197 | 1410 | 87 | 2 | 8 | 265 | 2 | 15 | 50 | 2 | 8 | 90 | 2 | 8 | 165 | 2 | 15 | 67 | 2 | 8 | 91 | 2 | 19 | 10 | E | 9 | 10 | E | 9 | 11.8 | E | 9 | 7.9 | E | 9 | 77 | A | 7 | 1004 | E | 9 | 0 | E | 9 | 0 | E | 9 | -9900 | ? | 0 | 1350 | E | 9 | 0.8 | E | 8 | 0.068 | F | 8 | 0.18 | F | 8 | -9900 | -9900 | ? | 0
2001-01-30 | 10:00 | 391 | 1410 | 124 | 2 | 8 | 61 | 2 | 15 | 107 | 2 | 8 | 136 | 2 | 8 | 55 | 2 | 15 | 121 | 2 | 8 | 278 | 2 | 19 | 10 | E | 9 | 10 | E | 9 | 12 | E | 9 | 8 | E | 9 | 76 | A | 7 | 1004 | E | 9 | 0 | E | 9 | 0 | E | 9 | -9900 | ? | 0 | 1320 | E | 9 | 0.8 | E | 8 | 0.068 | F | 8 | 0.18 | F | 8 | -9900 | -9900 | ? | 0
2001-01-30 | 11:00 | 540 | 1410 | 143 | 2 | 8 | 12 | 2 | 15 | 138 | 2 | 8 | 162 | 2 | 8 | 8 | 2 | 15 | 158 | 2 | 8 | 529 | 2 | 19 | 10 | E | 9 | 10 | E | 9 | 12.1 | E | 9 | 8.1 | E | 9 | 77 | A | 7 | 1004 | E | 9 | 0 | E | 9 | 0 | E | 9 | -9900 | ? | 0 | 1150 | E | 9 | 0.9 | E | 8 | 0.068 | F | 8 | 0.18 | F | 8 | -9900 | -9900 | ? | 0
2001-01-30 | 12:00 | 632 | 1410 | 309 | 2 | 8 | 243 | 2 | 15 | 200 | 2 | 8 | 327 | 2 | 8 | 246 | 2 | 15 | 217 | 2 | 8 | 445 | 2 | 19 | 10 | E | 9 | 10 | E | 9 | 12.2 | E | 9 | 8.1 | E | 9 | 76 | A | 7 | 1004 | E | 9 | 10 | E | 9 | 5.6 | E | 9 | -9900 | ? | 0 | 980 | E | 9 | 1 | E | 8 | 0.068 | F | 8 | 0.18 | F | 8 | -9900 | -9900 | ? | 0
2001-01-30 | 13:00 | 661 | 1410 | 435 | 2 | 8 | 549 | 2 | 15 | 176 | 2 | 8 | 453 | 2 | 8 | 543 | 2 | 15 | 197 | 2 | 8 | 366 | 2 | 19 | 10 | E | 9 | 10 | E | 9 | 12 | E | 9 | 8 | E | 9 | 76 | A | 7 | 1004 | E | 9 | 20 | E | 9 | 6.6 | E | 9 | -9900 | ? | 0 | 810 | E | 9 | 1.1 | E | 8 | 0.068 | F | 8 | 0.18 | F | 8 | -9900 | -9900 | ? | 0
2001-01-30 | 14:00 | 625 | 1410 | 204 | 2 | 8 | 43 | 2 | 15 | 185 | 2 | 8 | 224 | 2 | 8 | 42 | 2 | 15 | 205 | 2 | 8 | 533 | 2 | 19 | 7 | E | 9 | 7 | E | 9 | 12.2 | E | 9 | 7.7 | E | 9 | 74 | A | 7 | 1004 | E | 9 | 30 | E | 9 | 8.2 | E | 9 | -9900 | ? | 0 | 21734 | E | 9 | 1.2 | E | 8 | 0.068 | F | 8 | 0.18 | F | 8 | -9900 | -9900 | ? | 0
2001-01-30 | 15:00 | 526 | 1410 | 132 | 2 | 8 | 0 | 2 | 15 | 132 | 2 | 8 | 150 | 2 | 8 | 0 | 2 | 15 | 150 | 2 | 8 | 506 | 2 | 19 | 3 | E | 9 | 3 | E | 9 | 12.6 | E | 9 | 7.9 | E | 9 | 73 | A | 7 | 1004 | E | 9 | 20 | E | 9 | 6.6 | E | 9 | -9900 | ? | 0 | 21739 | E | 9 | 1.2 | E | 8 | 0.068 | F | 8 | 0.18 | F | 8 | -9900 | -9900 | ? | 0
2001-01-30 | 16:00 | 372 | 1410 | 205 | 2 | 8 | 257 | 2 | 15 | 137 | 2 | 8 | 212 | 2 | 8 | 219 | 2 | 15 | 153 | 2 | 8 | 291 | 2 | 19 | 10 | E | 9 | 10 | E | 9 | 12.6 | E | 9 | 8.1 | E | 9 | 74 | A | 7 | 1004 | E | 9 | 20 | E | 9 | 6.6 | E | 9 | -9900 | ? | 0 | 133 | E | 9 | 1.3 | E | 8 | 0.068 | F | 8 | 0.18 | F | 8 | -9900 | -9900 | ? | 0
2001-01-30 | 17:00 | 174 | 1410 | 0 | 2 | 8 | 0 | 2 | 15 | 0 | 2 | 8 | 0 | 2 | 8 | 0 | 2 | 15 | 0 | 2 | 8 | 0 | 2 | 19 | 2 | E | 9 | 2 | E | 9 | 12.2 | E | 9 | 8.1 | E | 9 | 76 | A | 7 | 1004 | E | 9 | 10 | E | 9 | 5.1 | E | 9 | -9900 | ? | 0 | 21747 | E | 9 | 1.4 | E | 8 | 0.068 | F | 8 | 0.18 | F | 8 | -9900 | -9900 | ? | 0
2001-01-30 | 18:00 | 10 | 435 | 0 | 2 | 8 | 0 | 2 | 15 | 0 | 2 | 8 | 0 | 2 | 8 | 0 | 2 | 15 | 0 | 2 | 8 | 0 | 2 | 19 | 7 | E | 9 | 7 | E | 9 | 11.6 | E | 9 | 7.9 | E | 9 | 78 | A | 7 | 1004 | E | 9 | 10 | E | 9 | 4.1 | E | 9 | -9900 | ? | 0 | 21751 | E | 9 | 1.5 | E | 8 | 0.068 | F | 8 | 0.18 | F | 8 | -9900 | -9900 | ? | 0
2001-01-30 | 19:00 | 0 | 0 | 0 | 2 | 0 | 0 | 2 | 0 | 0 | 2 | 0 | 0 | 2 | 0 | 0 | 2 | 0 | 0 | 2 | 0 | 0 | 2 | 0 | 7 | E | 9 | 7 | E | 9 | 11.2 | E | 9 | 7.9 | E | 9 | 80 | A | 7 | 1004 | E | 9 | 340 | E | 9 | 1.5 | E | 9 | -9900 | ? | 0 | 21756 | E | 9 | 1.6 | E | 8 | 0.068 | F | 8 | 0.18 | F | 8 | -9900 | -9900 | ? | 0
2001-01-30 | 20:00 | 0 | 0 | 0 | 2 | 0 | 0 | 2 | 0 | 0 | 2 | 0 | 0 | 2 | 0 | 0 | 2 | 0 | 0 | 2 | 0 | 0 | 2 | 0 | 10 | E | 9 | 10 | E | 9 | 11 | E | 9 | 8 | E | 9 | 82 | A | 7 | 1004 | E | 9 | 0 | E | 9 | 0 | E | 9 | -9900 | ? | 0 | 810 | E | 9 | 1.7 | E | 8 | 0.068 | F | 8 | 0.18 | F | 8 | -9900 | -9900 | ? | 0
2001-01-30 | 21:00 | 0 | 0 | 0 | 2 | 0 | 0 | 2 | 0 | 0 | 2 | 0 | 0 | 2 | 0 | 0 | 2 | 0 | 0 | 2 | 0 | 0 | 2 | 0 | 10 | E | 9 | 9 | E | 9 | 12 | E | 9 | 8 | E | 9 | 76 | A | 7 | 1004 | E | 9 | 0 | E | 9 | 0 | E | 9 | -9900 | ? | 0 | 930 | E | 9 | 1.8 | E | 8 | 0.068 | F | 8 | 0.18 | F | 8 | -9900 | -9900 | ? | 0
2001-01-30 | 22:00 | 0 | 0 | 0 | 2 | 0 | 0 | 2 | 0 | 0 | 2 | 0 | 0 | 2 | 0 | 0 | 2 | 0 | 0 | 2 | 0 | 0 | 2 | 0 | 10 | E | 9 | 9 | E | 9 | 12 | E | 9 | 8 | E | 9 | 76 | A | 7 | 1004 | E | 9 | 0 | E | 9 | 0 | E | 9 | -9900 | ? | 0 | 910 | E | 9 | 1.9 | E | 8 | 0.068 | F | 8 | 0.18 | F | 8 | -9900 | -9900 | ? | 0
2001-01-30 | 23:00 | 0 | 0 | 0 | 2 | 0 | 0 | 2 | 0 | 0 | 2 | 0 | 0 | 2 | 0 | 0 | 2 | 0 | 0 | 2 | 0 | 0 | 2 | 0 | 10 | E | 9 | 9 | E | 9 | 12.1 | E | 9 | 8.2 | E | 9 | 77 | A | 7 | 1004 | E | 9 | 250 | E | 9 | 2.5 | E | 9 | -9900 | ? | 0 | 890 | E | 9 | 1.8 | E | 8 | 0.068 | F | 8 | 0.18 | F | 8 | -9900 | -9900 | ? | 0
2001-01-30 | 24:00 | 0 | 0 | 0 | 2 | 0 | 0 | 2 | 0 | 0 | 2 | 0 | 0 | 2 | 0 | 0 | 2 | 0 | 0 | 2 | 0 | 0 | 2 | 0 | 10 | E | 9 | 10 | E | 9 | 12.4 | E | 9 | 8.3 | E | 9 | 76 | A | 7 | 1004 | E | 9 | 300 | E | 9 | 1.5 | E | 9 | -9900 | ? | 0 | 870 | E | 9 | 1.7 | E | 8 | 0.068 | F | 8 | 0.18 | F | 8 | -9900 | -9900 | ? | 0
2001-01-31 | 1:00 | 0 | 0 | 0 | 2 | 0 | 0 | 2 | 0 | 0 | 2 | 0 | 0 | 2 | 0 | 0 | 2 | 0 | 0 | 2 | 0 | 0 | 2 | 0 | 10 | E | 9 | 10 | E | 9 | 12.5 | E | 9 | 8.4 | E | 9 | 76 | A | 7 | 1004 | E | 9 | 270 | E | 9 | 2.5 | E | 9 | -9900 | ? | 0 | 850 | E | 9 | 1.6 | E | 8 | 0.069 | F | 8 | 0.18 | F | 8 | -9900 | -9900 | ? | 0
2001-01-31 | 2:00 | 0 | 0 | 0 | 2 | 0 | 0 | 2 | 0 | 0 | 2 | 0 | 0 | 2 | 0 | 0 | 2 | 0 | 0 | 2 | 0 | 0 | 2 | 0 | 10 | E | 9 | 10 | E | 9 | 12.8 | E | 9 | 8.7 | E | 9 | 76 | A | 7 | 1004 | E | 9 | 280 | E | 9 | 2 | E | 9 | -9900 | ? | 0 | 830 | E | 9 | 1.5 | E | 8 | 0.069 | F | 8 | 0.18 | F | 8 | -9900 | -9900 | ? | 0
2001-01-31 | 3:00 | 0 | 0 | 0 | 2 | 0 | 0 | 2 | 0 | 0 | 2 | 0 | 0 | 2 | 0 | 0 | 2 | 0 | 0 | 2 | 0 | 0 | 2 | 0 | 10 | E | 9 | 10 | E | 9 | 13 | E | 9 | 9 | E | 9 | 77 | A | 7 | 1004 | E | 9 | 210 | E | 9 | 1.5 | E | 9 | -9900 | ? | 0 | 810 | E | 9 | 1.4 | E | 8 | 0.069 | F | 8 | 0.18 | F | 8 | -9900 | -9900 | ? | 0
2001-01-31 | 4:00 | 0 | 0 | 0 | 2 | 0 | 0 | 2 | 0 | 0 | 2 | 0 | 0 | 2 | 0 | 0 | 2 | 0 | 0 | 2 | 0 | 0 | 2 | 0 | 10 | E | 9 | 10 | E | 9 | 13 | E | 9 | 9 | E | 9 | 77 | A | 7 | 1004 | E | 9 | 160 | E | 9 | 1.5 | E | 9 | -9900 | ? | 0 | 990 | E | 9 | 1.3 | E | 8 | 0.069 | F | 8 | 0.18 | F | 8 | -9900 | -9900 | ? | 0
2001-01-31 | 5:00 | 0 | 0 | 0 | 2 | 0 | 0 | 2 | 0 | 0 | 2 | 0 | 0 | 2 | 0 | 0 | 2 | 0 | 0 | 2 | 0 | 0 | 2 | 0 | 10 | E | 9 | 10 | E | 9 | 13 | E | 9 | 9 | E | 9 | 77 | A | 7 | 1004 | E | 9 | 270 | E | 9 | 1.5 | E | 9 | -9900 | ? | 0 | 1080 | E | 9 | 1.2 | E | 8 | 0.069 | F | 8 | 0.18 | F | 8 | -9900 | -9900 | ? | 0
2001-01-31 | 6:00 | 0 | 0 | 0 | 2 | 0 | 0 | 2 | 0 | 0 | 2 | 0 | 0 | 2 | 0 | 0 | 2 | 0 | 0 | 2 | 0 | 0 | 2 | 0 | 5 | E | 9 | 5 | E | 9 | 12.9 | E | 9 | 9.1 | E | 9 | 78 | A | 7 | 1004 | E | 9 | 300 | E | 9 | 1.5 | E | 9 | -9900 | ? | 0 | 11619 | E | 9 | 1.1 | E | 8 | 0.069 | F | 8 | 0.18 | F | 8 | -9900 | -9900 | ? | 0
2001-01-31 | 7:00 | 0 | 0 | 0 | 2 | 0 | 0 | 2 | 0 | 0 | 2 | 0 | 0 | 2 | 0 | 0 | 2 | 0 | 0 | 2 | 0 | 0 | 2 | 0 | 6 | E | 9 | 6 | E | 9 | 12.6 | E | 9 | 9.4 | E | 9 | 81 | A | 7 | 1004 | E | 9 | 0 | E | 9 | 0 | E | 9 | -9900 | ? | 0 | 9521 | E | 9 | 1 | E | 8 | 0.069 | F | 8 | 0.18 | F | 8 | -9900 | -9900 | ? | 0
2001-01-31 | 8:00 | 20 | 599 | 0 | 2 | 8 | 0 | 2 | 15 | 0 | 2 | 8 | 0 | 2 | 8 | 0 | 2 | 15 | 0 | 2 | 8 | 0 | 2 | 19 | 7 | E | 9 | 7 | E | 9 | 12.6 | E | 9 | 9.9 | E | 9 | 84 | A | 7 | 1004 | E | 9 | 280 | E | 9 | 1.5 | E | 9 | -9900 | ? | 0 | 7423 | E | 9 | 0.9 | E | 8 | 0.069 | F | 8 | 0.18 | F | 8 | -9900 | -9900 | ? | 0
2001-01-31 | 9:00 | 201 | 1409 | 76 | 2 | 8 | 205 | 2 | 15 | 46 | 2 | 8 | 79 | 2 | 8 | 130 | 2 | 15 | 60 | 2 | 8 | 83 | 2 | 19 | 8 | E | 9 | 8 | E | 9 | 12.7 | E | 9 | 10.1 | E | 9 | 84 | A | 7 | 1004 | E | 9 | 320 | E | 9 | 0.8 | E | 9 | -9900 | ? | 0 | 5302 | E | 9 | 0.8 | E | 8 | 0.069 | F | 8 | 0.18 | F | 8 | -9900 | -9900 | ? | 0
2001-01-31 | 10:00 | 396 | 1409 | 134 | 2 | 8 | 72 | 2 | 15 | 113 | 2 | 8 | 146 | 2 | 8 | 65 | 2 | 15 | 128 | 2 | 8 | 292 | 2 | 19 | 9 | E | 9 | 9 | E | 9 | 13.2 | E | 9 | 10.5 | E | 9 | 84 | A | 7 | 1004 | E | 9 | 0 | E | 9 | 0 | E | 9 | -9900 | ? | 0 | 3181 | E | 9 | 0.7 | E | 8 | 0.069 | F | 8 | 0.18 | F | 8 | -9900 | -9900 | ? | 0
2001-01-31 | 11:00 | 545 | 1409 | 227 | 2 | 8 | 134 | 2 | 15 | 175 | 2 | 8 | 246 | 2 | 8 | 131 | 2 | 15 | 195 | 2 | 8 | 408 | 2 | 19 | 10 | E | 9 | 10 | E | 9 | 13.7 | E | 9 | 10.8 | E | 9 | 83 | A | 7 | 1004 | E | 9 | 0 | E | 9 | 0 | E | 9 | -9900 | ? | 0 | 991 | E | 9 | 0.8 | E | 8 | 0.069 | F | 8 | 0.18 | F | 8 | -9900 | -9900 | ? | 0
2001-01-31 | 12:00 | 637 | 1409 | 344 | 2 | 8 | 332 | 2 | 15 | 193 | 2 | 8 | 365 | 2 | 8 | 337 | 2 | 15 | 212 | 2 | 8 | 426 | 2 | 19 | 10 | E | 9 | 10 | E | 9 | 14 | E | 9 | 11 | E | 9 | 82 | A | 7 | 1004 | E | 9 | 40 | E | 9 | 2.5 | E | 9 | -9900 | ? | 0 | 900 | E | 9 | 0.8 | E | 8 | 0.069 | F | 8 | 0.18 | F | 8 | -9900 | -9900 | ? | 0
2001-01-31 | 13:00 | 667 | 1409 | 447 | 2 | 8 | 633 | 2 | 15 | 146 | 2 | 8 | 458 | 2 | 8 | 610 | 2 | 15 | 169 | 2 | 8 | 288 | 2 | 19 | 9 | E | 9 | 9 | E | 9 | 15.4 | E | 9 | 11 | E | 9 | 75 | A | 7 | 1004 | E | 9 | 40 | E | 9 | 4.1 | E | 9 | -9900 | ? | 0 | 913 | E | 9 | 0.9 | E | 8 | 0.069 | F | 8 | 0.18 | F | 8 | -9900 | -9900 | ? | 0
2001-01-31 | 14:00 | 631 | 1409 | 434 | 2 | 8 | 774 | 2 | 15 | 86 | 2 | 8 | 448 | 2 | 8 | 745 | 2 | 15 | 113 | 2 | 8 | 171 | 2 | 19 | 9 | E | 9 | 9 | E | 9 | 17.9 | E | 9 | 12 | E | 9 | 68 | A | 7 | 1004 | E | 9 | 40 | E | 9 | 3.6 | E | 9 | -9900 | ? | 0 | 926 | E | 9 | 0.9 | E | 8 | 0.069 | F | 8 | 0.18 | F | 8 | -9900 | -9900 | ? | 0
2001-01-31 | 15:00 | 532 | 1409 | 366 | 2 | 8 | 767 | 2 | 15 | 75 | 2 | 8 | 375 | 2 | 8 | 716 | 2 | 15 | 104 | 2 | 8 | 143 | 2 | 19 | 9 | E | 9 | 9 | E | 9 | 20.3 | E | 9 | 12 | E | 9 | 59 | A | 7 | 1004 | E | 9 | 40 | E | 9 | 4.6 | E | 9 | -9900 | ? | 0 | 939 | E | 9 | 0.9 | E | 8 | 0.069 | F | 8 | 0.18 | F | 8 | -9900 | -9900 | ? | 0
2001-01-31 | 16:00 | 378 | 1409 | 249 | 2 | 8 | 616 | 2 | 15 | 83 | 2 | 8 | 252 | 2 | 8 | 518 | 2 | 15 | 113 | 2 | 8 | 146 | 2 | 19 | 9 | E | 9 | 9 | E | 9 | 19.9 | E | 9 | 11.6 | E | 9 | 59 | A | 7 | 1004 | E | 9 | 40 | E | 9 | 5.1 | E | 9 | -9900 | ? | 0 | 951 | E | 9 | 1 | E | 8 | 0.069 | F | 8 | 0.18 | F | 8 | -9900 | -9900 | ? | 0
2001-01-31 | 17:00 | 179 | 1409 | 0 | 2 | 8 | 0 | 2 | 15 | 0 | 2 | 8 | 0 | 2 | 8 | 0 | 2 | 15 | 0 | 2 | 8 | 0 | 2 | 19 | 9 | E | 9 | 9 | E | 9 | 19.1 | E | 9 | 11 | E | 9 | 59 | A | 7 | 1004 | E | 9 | 50 | E | 9 | 2.5 | E | 9 | -9900 | ? | 0 | 964 | E | 9 | 1 | E | 8 | 0.069 | F | 8 | 0.18 | F | 8 | -9900 | -9900 | ? | 0
2001-01-31 | 18:00 | 11 | 458 | 0 | 2 | 8 | 0 | 2 | 15 | 0 | 2 | 8 | 0 | 2 | 8 | 0 | 2 | 15 | 0 | 2 | 8 | 0 | 2 | 19 | 9 | E | 9 | 9 | E | 9 | 14.6 | E | 9 | 10 | E | 9 | 74 | A | 7 | 1004 | E | 9 | 280 | E | 9 | 1.5 | E | 9 | -9900 | ? | 0 | 977 | E | 9 | 1.1 | E | 8 | 0.069 | F | 8 | 0.18 | F | 8 | -9900 | -9900 | ? | 0
2001-01-31 | 19:00 | 0 | 0 | 0 | 2 | 0 | 0 | 2 | 0 | 0 | 2 | 0 | 0 | 2 | 0 | 0 | 2 | 0 | 0 | 2 | 0 | 0 | 2 | 0 | 9 | E | 9 | 9 | E | 9 | 13 | E | 9 | 8 | E | 9 | 72 | A | 7 | 1004 | E | 9 | 0 | E | 9 | 0 | E | 9 | -9900 | ? | 0 | 990 | E | 9 | 1.1 | E | 8 | 0.069 | F | 8 | 0.18 | F | 8 | -9900 | -9900 | ? | 0
2001-01-31 | 20:00 | 0 | 0 | 0 | 2 | 0 | 0 | 2 | 0 | 0 | 2 | 0 | 0 | 2 | 0 | 0 | 2 | 0 | 0 | 2 | 0 | 0 | 2 | 0 | 9 | E | 9 | 9 | E | 9 | 12 | E | 9 | 7.5 | E | 9 | 74 | A | 7 | 1004 | E | 9 | 290 | E | 9 | 2 | E | 9 | -9900 | ? | 0 | 1125 | E | 9 | 1.1 | E | 8 | 0.069 | F | 8 | 0.18 | F | 8 | -9900 | -9900 | ? | 0
2001-01-31 | 21:00 | 0 | 0 | 0 | 2 | 0 | 0 | 2 | 0 | 0 | 2 | 0 | 0 | 2 | 0 | 0 | 2 | 0 | 0 | 2 | 0 | 0 | 2 | 0 | 9 | E | 9 | 9 | E | 9 | 11 | E | 9 | 7 | E | 9 | 76 | A | 7 | 1004 | E | 9 | 300 | E | 9 | 2 | E | 9 | -9900 | ? | 0 | 1260 | E | 9 | 1.2 | E | 8 | 0.069 | F | 8 | 0.18 | F | 8 | -9900 | -9900 | ? | 0
2001-01-31 | 22:00 | 0 | 0 | 0 | 2 | 0 | 0 | 2 | 0 | 0 | 2 | 0 | 0 | 2 | 0 | 0 | 2 | 0 | 0 | 2 | 0 | 0 | 2 | 0 | 9 | E | 9 | 9 | E | 9 | 10.4 | E | 9 | 6.4 | E | 9 | 75 | A | 7 | 1004 | E | 9 | 260 | E | 9 | 1.9 | E | 9 | -9900 | ? | 0 | 1230 | E | 9 | 1.2 | E | 8 | 0.069 | F | 8 | 0.18 | F | 8 | -9900 | -9900 | ? | 0
2001-01-31 | 23:00 | 0 | 0 | 0 | 2 | 0 | 0 | 2 | 0 | 0 | 2 | 0 | 0 | 2 | 0 | 0 | 2 | 0 | 0 | 2 | 0 | 0 | 2 | 0 | 9 | E | 9 | 9 | E | 9 | 9.9 | E | 9 | 5.9 | E | 9 | 74 | A | 7 | 1004 | E | 9 | 290 | E | 9 | 1.9 | E | 9 | -9900 | ? | 0 | 1200 | E | 9 | 1.2 | E | 8 | 0.069 | F | 8 | 0.18 | F | 8 | -9900 | -9900 | ? | 0
2001-01-31 | 24:00 | 0 | 0 | 0 | 2 | 0 | 0 | 2 | 0 | 0 | 2 | 0 | 0 | 2 | 0 | 0 | 2 | 0 | 0 | 2 | 0 | 0 | 2 | 0 | 9 | E | 9 | 9 | E | 9 | 9.3 | E | 9 | 5.3 | E | 9 | 72 | A | 7 | 1004 | E | 9 | 0 | E | 9 | 1.8 | E | 9 | -9900 | ? | 0 | 1170 | E | 9 | 1.2 | E | 8 | 0.069 | F | 8 | 0.18 | F | 8 | -9900 | -9900 | ? | 0
2001-02-01 | 1:00 | 0 | 0 | 0 | 2 | 0 | 0 | 2 | 0 | 0 | 2 | 0 | 0 | 2 | 0 | 0 | 2 | 0 | 0 | 2 | 0 | 0 | 2 | 0 | 9 | E | 9 | 9 | E | 9 | 8.7 | E | 9 | 4.7 | E | 9 | 71 | A | 7 | 1004 | E | 9 | 290 | E | 9 | 1.7 | E | 9 | -9900 | ? | 0 | 1140 | E | 9 | 1.1 | E | 8 | 0.069 | F | 8 | 0.16 | F | 8 | -9900 | -9900 | ? | 0
2001-02-01 | 2:00 | 0 | 0 | 0 | 2 | 0 | 0 | 2 | 0 | 0 | 2 | 0 | 0 | 2 | 0 | 0 | 2 | 0 | 0 | 2 | 0 | 0 | 2 | 0 | 6 | E | 9 | 6 | E | 9 | 8.1 | E | 9 | 4.1 | E | 9 | 72 | A | 7 | 1004 | E | 9 | 0 | E | 9 | 1.6 | E | 9 | -9900 | ? | 0 | 8093 | E | 9 | 1.1 | E | 8 | 0.069 | F | 8 | 0.16 | F | 8 | -9900 | -9900 | ? | 0
2001-02-01 | 3:00 | 0 | 0 | 0 | 2 | 0 | 0 | 2 | 0 | 0 | 2 | 0 | 0 | 2 | 0 | 0 | 2 | 0 | 0 | 2 | 0 | 0 | 2 | 0 | 3 | E | 9 | 3 | E | 9 | 7.6 | E | 9 | 3.6 | E | 9 | 74 | A | 7 | 1004 | E | 9 | 0 | E | 9 | 1.6 | E | 9 | -9900 | ? | 0 | 15047 | E | 9 | 1.1 | E | 8 | 0.069 | F | 8 | 0.16 | F | 8 | -9900 | -9900 | ? | 0
2001-02-01 | 4:00 | 0 | 0 | 0 | 2 | 0 | 0 | 2 | 0 | 0 | 2 | 0 | 0 | 2 | 0 | 0 | 2 | 0 | 0 | 2 | 0 | 0 | 2 | 0 | 0 | E | 9 | 0 | E | 9 | 7 | E | 9 | 3 | E | 9 | 76 | A | 7 | 1004 | E | 9 | 240 | E | 9 | 1.5 | E | 9 | -9900 | ? | 0 | 77777 | E | 9 | 1.1 | E | 8 | 0.069 | F | 8 | 0.16 | F | 8 | -9900 | -9900 | ? | 0
2001-02-01 | 5:00 | 0 | 0 | 0 | 2 | 0 | 0 | 2 | 0 | 0 | 2 | 0 | 0 | 2 | 0 | 0 | 2 | 0 | 0 | 2 | 0 | 0 | 2 | 0 | 10 | E | 9 | 10 | E | 9 | 7 | E | 9 | 3 | E | 9 | 76 | A | 7 | 1004 | E | 9 | 0 | E | 9 | 0 | E | 9 | -9900 | ? | 0 | 960 | E | 9 | 1 | E | 8 | 0.069 | F | 8 | 0.16 | F | 8 | -9900 | -9900 | ? | 0
2001-02-01 | 6:00 | 0 | 0 | 0 | 2 | 0 | 0 | 2 | 0 | 0 | 2 | 0 | 0 | 2 | 0 | 0 | 2 | 0 | 0 | 2 | 0 | 0 | 2 | 0 | 0 | E | 9 | 0 | E | 9 | 7 | E | 9 | 3 | E | 9 | 76 | A | 7 | 1004 | E | 9 | 0 | E | 9 | 0 | E | 9 | -9900 | ? | 0 | 77777 | E | 9 | 1 | E | 8 | 0.069 | F | 8 | 0.16 | F | 8 | -9900 | -9900 | ? | 0
2001-02-01 | 7:00 | 0 | 0 | 0 | 2 | 0 | 0 | 2 | 0 | 0 | 2 | 0 | 0 | 2 | 0 | 0 | 2 | 0 | 0 | 2 | 0 | 0 | 2 | 0 | 2 | E | 9 | 2 | E | 9 | 6.5 | E | 9 | 2.8 | E | 9 | 77 | A | 7 | 1004 | E | 9 | 0 | E | 9 | 0 | E | 9 | -9900 | ? | 0 | 17810 | E | 9 | 1 | E | 8 | 0.069 | F | 8 | 0.16 | F | 8 | -9900 | -9900 | ? | 0
2001-02-01 | 8:00 | 22 | 622 | 0 | 2 | 8 | 0 | 2 | 15 | 0 | 2 | 8 | 0 | 2 | 8 | 0 | 2 | 15 | 0 | 2 | 8 | 0 | 2 | 19 | 4 | E | 9 | 4 | E | 9 | 6.6 | E | 9 | 3 | E | 9 | 78 | A | 7 | 1004 | E | 9 | 0 | E | 9 | 0 | E | 9 | -9900 | ? | 0 | 13620 | E | 9 | 1 | E | 8 | 0.069 | F | 8 | 0.16 | F | 8 | -9900 | -9900 | ? | 0
2001-02-01 | 9:00 | 206 | 1409 | 74 | 2 | 8 | 187 | 2 | 15 | 46 | 2 | 8 | 7700 | 2 | 8 | 12000 | 2 | 15 | 5900 | 2 | 8 | 830 | 2 | 19 | 6 | E | 9 | 6 | E | 9 | 7.2 | E | 9 | 3.3 | E | 9 | 76 | A | 7 | 1004 | E | 9 | 0 | E | 9 | 0 | E | 9 | -9900 | ? | 0 | 9430 | E | 9 | 0.9 | E | 8 | 0.069 | F | 8 | 0.16 | F | 8 | -9900 | -9900 | ? | 0
2001-02-01 | 10:00 | 401 | 1409 | 139 | 2 | 8 | 83 | 2 | 15 | 115 | 2 | 8 | 15200 | 2 | 8 | 7500 | 2 | 15 | 13100 | 2 | 8 | 2980 | 2 | 19 | 8 | E | 9 | 8 | E | 9 | 8 | E | 9 | 3.7 | E | 9 | 74 | A | 7 | 1004 | E | 9 | 0 | E | 9 | 0 | E | 9 | -9900 | ? | 0 | 5240 | E | 9 | 0.9 | E | 8 | 0.069 | F | 8 | 0.16 | F | 8 | -9900 | -9900 | ? | 0
2001-02-01 | 11:00 | 551 | 1409 | 280 | 2 | 8 | 273 | 2 | 15 | 173 | 2 | 8 | 29500 | 2 | 8 | 26800 | 2 | 15 | 19000 | 2 | 8 | 3710 | 2 | 19 | 10 | E | 9 | 10 | E | 9 | 9 | E | 9 | 4 | E | 9 | 71 | A | 7 | 1004 | E | 9 | 0 | E | 9 | 0 | E | 9 | -9900 | ? | 0 | 1050 | E | 9 | 1 | E | 8 | 0.069 | F | 8 | 0.16 | F | 8 | -9900 | -9900 | ? | 0
2001-02-01 | 12:00 | 643 | 1409 | 246 | 2 | 8 | 83 | 2 | 15 | 208 | 2 | 8 | 27000 | 2 | 8 | 8200 | 2 | 15 | 23200 | 2 | 8 | 5930 | 2 | 19 | 10 | E | 9 | 10 | E | 9 | 9.7 | E | 9 | 4.2 | E | 9 | 69 | A | 7 | 1004 | E | 9 | 0 | E | 9 | 0 | E | 9 | -9900 | ? | 0 | 1060 | E | 9 | 1.1 | E | 8 | 0.069 | F | 8 | 0.16 | F | 8 | -9900 | -9900 | ? | 0
2001-02-01 | 13:00 | 673 | 1409 | 220 | 2 | 8 | 30 | 2 | 15 | 206 | 2 | 8 | 24900 | 2 | 8 | 2500 | 2 | 15 | 23600 | 2 | 8 | 7870 | 2 | 19 | 9 | E | 9 | 9 | E | 9 | 10.4 | E | 9 | 4.5 | E | 9 | 67 | A | 7 | 1004 | E | 9 | 0 | E | 9 | 0 | E | 9 | -9900 | ? | 0 | 1070 | E | 9 | 1.2 | E | 8 | 0.069 | F | 8 | 0.16 | F | 8 | -9900 | -9900 | ? | 0
2001-02-01 | 14:00 | 637 | 1409 | 296 | 2 | 8 | 172 | 2 | 15 | 218 | 2 | 8 | 32000 | 2 | 8 | 17300 | 2 | 15 | 24100 | 2 | 8 | 5270 | 2 | 19 | 9 | E | 9 | 9 | E | 9 | 11 | E | 9 | 5 | E | 9 | 66 | A | 7 | 1004 | E | 9 | 0 | E | 9 | 0 | E | 9 | -9900 | ? | 0 | 1080 | E | 9 | 1.3 | E | 8 | 0.069 | F | 8 | 0.16 | F | 8 | -9900 | -9900 | ? | 0
2001-02-01 | 15:00 | 538 | 1409 | 306 | 2 | 8 | 291 | 2 | 15 | 194 | 2 | 8 | 31900 | 2 | 8 | 28300 | 2 | 15 | 21000 | 2 | 8 | 4290 | 2 | 19 | 9 | E | 9 | 9 | E | 9 | 10.2 | E | 9 | 5 | E | 9 | 70 | A | 7 | 1004 | E | 9 | 0 | E | 9 | 0 | E | 9 | -9900 | ? | 0 | 1215 | E | 9 | 1.4 | E | 8 | 0.069 | F | 8 | 0.16 | F | 8 | -9900 | -9900 | ? | 0
2001-02-01 | 16:00 | 384 | 1409 | 55 | 2 | 8 | 0 | 2 | 15 | 55 | 2 | 8 | 6500 | 2 | 8 | 0 | 2 | 15 | 6500 | 2 | 8 | 2250 | 2 | 19 | 9 | E | 9 | 9 | E | 9 | 9 | E | 9 | 5 | E | 9 | 76 | A | 7 | 1004 | E | 9 | 0 | E | 9 | 0 | E | 9 | -9900 | ? | 0 | 1350 | E | 9 | 1.5 | E | 8 | 0.069 | F | 8 | 0.16 | F | 8 | -9900 | -9900 | ? | 0
2001-02-01 | 17:00 | 185 | 1409 | 135 | 2 | 8 | 218 | 2 | 15 | 106 | 2 | 8 | 13300 | 2 | 8 | 12400 | 2 | 15 | 11700 | 2 | 8 | 2490 | 2 | 19 | 10 | E | 9 | 10 | E | 9 | 9.2 | E | 9 | 4.6 | E | 9 | 73 | A | 7 | 1004 | E | 9 | 0 | E | 9 | 0 | E | 9 | -9900 | ? | 0 | 1155 | E | 9 | 1.5 | E | 8 | 0.069 | F | 8 | 0.16 | F | 8 | -9900 | -9900 | ? | 0
2001-02-01 | 18:00 | 13 | 505 | 0 | 2 | 8 | 0 | 2 | 15 | 0 | 2 | 8 | 0 | 2 | 8 | 0 | 2 | 15 | 0 | 2 | 8 | 0 | 2 | 19 | 10 | E | 9 | 10 | E | 9 | 9 | E | 9 | 4 | E | 9 | 71 | A | 7 | 1004 | E | 9 | 250 | E | 9 | 2.5 | E | 9 | -9900 | ? | 0 | 960 | E | 9 | 1.6 | E | 8 | 0.069 | F | 8 | 0.16 | F | 8 | -9900 | -9900 | ? | 0
2001-02-01 | 19:00 | 0 | 0 | 0 | 2 | 0 | 0 | 2 | 0 | 0 | 2 | 0 | 0 | 2 | 0 | 0 | 2 | 0 | 0 | 2 | 0 | 0 | 2 | 0 | 10 | E | 9 | 10 | E | 9 | 9 | E | 9 | 3.9 | E | 9 | 70 | A | 7 | 1004 | E | 9 | 0 | E | 9 | 0 | E | 9 | -9900 | ? | 0 | 1187 | E | 9 | 1.7 | E | 8 | 0.069 | F | 8 | 0.16 | F | 8 | -9900 | -9900 | ? | 0
2001-02-01 | 20:00 | 0 | 0 | 0 | 2 | 0 | 0 | 2 | 0 | 0 | 2 | 0 | 0 | 2 | 0 | 0 | 2 | 0 | 0 | 2 | 0 | 0 | 2 | 0 | 9 | E | 9 | 8 | E | 9 | 8.9 | E | 9 | 3.8 | E | 9 | 70 | A | 7 | 1004 | E | 9 | 260 | E | 9 | 1.5 | E | 9 | -9900 | ? | 0 | 1714 | E | 9 | 1.8 | E | 8 | 0.069 | F | 8 | 0.16 | F | 8 | -9900 | -9900 | ? | 0
2001-02-01 | 21:00 | 0 | 0 | 0 | 2 | 0 | 0 | 2 | 0 | 0 | 2 | 0 | 0 | 2 | 0 | 0 | 2 | 0 | 0 | 2 | 0 | 0 | 2 | 0 | 9 | E | 9 | 7 | E | 9 | 8.9 | E | 9 | 3.7 | E | 9 | 70 | A | 7 | 1004 | E | 9 | 300 | E | 9 | 2 | E | 9 | -9900 | ? | 0 | 1671 | E | 9 | 1.9 | E | 8 | 0.069 | F | 8 | 0.16 | F | 8 | -9900 | -9900 | ? | 0
2001-02-01 | 22:00 | 0 | 0 | 0 | 2 | 0 | 0 | 2 | 0 | 0 | 2 | 0 | 0 | 2 | 0 | 0 | 2 | 0 | 0 | 2 | 0 | 0 | 2 | 0 | 8 | E | 9 | 7 | E | 9 | 8.8 | E | 9 | 2.7 | E | 9 | 66 | A | 7 | 1004 | E | 9 | 0 | E | 9 | 0 | E | 9 | -9900 | ? | 0 | 1388 | E | 9 | 2 | E | 8 | 0.069 | F | 8 | 0.16 | F | 8 | -9900 | -9900 | ? | 0
2001-02-01 | 23:00 | 0 | 0 | 0 | 2 | 0 | 0 | 2 | 0 | 0 | 2 | 0 | 0 | 2 | 0 | 0 | 2 | 0 | 0 | 2 | 0 | 0 | 2 | 0 | 8 | E | 9 | 7 | E | 9 | 8.8 | E | 9 | 3.6 | E | 9 | 70 | A | 7 | 1004 | E | 9 | 0 | E | 9 | 0 | E | 9 | -9900 | ? | 0 | 2035 | E | 9 | 2 | E | 8 | 0.069 | F | 8 | 0.16 | F | 8 | -9900 | -9900 | ? | 0
2001-02-01 | 24:00 | 0 | 0 | 0 | 2 | 0 | 0 | 2 | 0 | 0 | 2 | 0 | 0 | 2 | 0 | 0 | 2 | 0 | 0 | 2 | 0 | 0 | 2 | 0 | 7 | E | 9 | 5 | E | 9 | 8.7 | E | 9 | 3.5 | E | 9 | 70 | A | 7 | 1004 | E | 9 | 0 | E | 9 | 0 | E | 9 | -9900 | ? | 0 | 77777 | E | 9 | 1.9 | E | 8 | 0.069 | F | 8 | 0.16 | F | 8 | -9900 | -9900 | ? | 0
2001-02-02 | 1:00 | 0 | 0 | 0 | 2 | 0 | 0 | 2 | 0 | 0 | 2 | 0 | 0 | 2 | 0 | 0 | 2 | 0 | 0 | 2 | 0 | 0 | 2 | 0 | 7 | E | 9 | 7 | E | 9 | 7.7 | E | 9 | 3.4 | E | 9 | 74 | A | 7 | 1004 | E | 9 | 0 | E | 9 | 0 | E | 9 | -9900 | ? | 0 | 1049 | E | 9 | 1.9 | E | 8 | 0.069 | F | 8 | 0.16 | F | 8 | -9900 | -9900 | ? | 0
2001-02-02 | 2:00 | 0 | 0 | 0 | 2 | 0 | 0 | 2 | 0 | 0 | 2 | 0 | 0 | 2 | 0 | 0 | 2 | 0 | 0 | 2 | 0 | 0 | 2 | 0 | 7 | E | 9 | 7 | E | 9 | 8.7 | E | 9 | 3.3 | E | 9 | 69 | A | 7 | 1004 | E | 9 | 0 | E | 9 | 0 | E | 9 | -9900 | ? | 0 | 376 | E | 9 | 1.8 | E | 8 | 0.069 | F | 8 | 0.16 | F | 8 | -9900 | -9900 | ? | 0
2001-02-02 | 3:00 | 0 | 0 | 0 | 2 | 0 | 0 | 2 | 0 | 0 | 2 | 0 | 0 | 2 | 0 | 0 | 2 | 0 | 0 | 2 | 0 | 0 | 2 | 0 | 7 | E | 9 | 7 | E | 9 | 7.6 | E | 9 | 2.2 | E | 9 | 69 | A | 7 | 1004 | E | 9 | 0 | E | 9 | 0 | E | 9 | -9900 | ? | 0 | 1683 | E | 9 | 1.7 | E | 8 | 0.069 | F | 8 | 0.16 | F | 8 | -9900 | -9900 | ? | 0
2001-02-02 | 4:00 | 0 | 0 | 0 | 2 | 0 | 0 | 2 | 0 | 0 | 2 | 0 | 0 | 2 | 0 | 0 | 2 | 0 | 0 | 2 | 0 | 0 | 2 | 0 | 6 | E | 9 | 6 | E | 9 | 7.6 | E | 9 | 2.1 | E | 9 | 68 | A | 7 | 1004 | E | 9 | 0 | E | 9 | 0 | E | 9 | -9900 | ? | 0 | 440 | E | 9 | 1.7 | E | 8 | 0.069 | F | 8 | 0.16 | F | 8 | -9900 | -9900 | ? | 0
2001-02-02 | 5:00 | 0 | 0 | 0 | 2 | 0 | 0 | 2 | 0 | 0 | 2 | 0 | 0 | 2 | 0 | 0 | 2 | 0 | 0 | 2 | 0 | 0 | 2 | 0 | 6 | E | 9 | 6 | E | 9 | 7.5 | E | 9 | 2 | E | 9 | 68 | A | 7 | 1004 | E | 9 | 0 | E | 9 | 0 | E | 9 | -9900 | ? | 0 | 77777 | E | 9 | 1.6 | E | 8 | 0.069 | F | 8 | 0.16 | F | 8 | -9900 | -9900 | ? | 0
2001-02-02 | 6:00 | 0 | 0 | 0 | 2 | 0 | 0 | 2 | 0 | 0 | 2 | 0 | 0 | 2 | 0 | 0 | 2 | 0 | 0 | 2 | 0 | 0 | 2 | 0 | 6 | E | 9 | 6 | E | 9 | 8.5 | E | 9 | 2 | E | 9 | 64 | A | 7 | 1004 | E | 9 | 0 | E | 9 | 0 | E | 9 | -9900 | ? | 0 | 383 | E | 9 | 1.6 | E | 8 | 0.069 | F | 8 | 0.16 | F | 8 | -9900 | -9900 | ? | 0
2001-02-02 | 7:00 | 0 | 0 | 0 | 2 | 0 | 0 | 2 | 0 | 0 | 2 | 0 | 0 | 2 | 0 | 0 | 2 | 0 | 0 | 2 | 0 | 0 | 2 | 0 | 5 | E | 9 | 5 | E | 9 | 8.4 | E | 9 | 1.9 | E | 9 | 64 | A | 7 | 1004 | E | 9 | 0 | E | 9 | 0 | E | 9 | -9900 | ? | 0 | 550 | E | 9 | 1.5 | E | 8 | 0.069 | F | 8 | 0.16 | F | 8 | -9900 | -9900 | ? | 0
2001-02-02 | 8:00 | 24 | 669 | 0 | 2 | 8 | 0 | 2 | 15 | 0 | 2 | 8 | 0 | 2 | 8 | 0 | 2 | 15 | 0 | 2 | 8 | 0 | 2 | 19 | 5 | E | 9 | 5 | E | 9 | 6.4 | E | 9 | 0.8 | E | 9 | 67 | A | 7 | 1004 | E | 9 | 0 | E | 9 | 0 | E | 9 | -9900 | ? | 0 | 1377 | E | 9 | 1.5 | E | 8 | 0.069 | F | 8 | 0.16 | F | 8 | -9900 | -9900 | ? | 0
2001-02-02 | 9:00 | 211 | 1408 | 55 | 2 | 8 | 43 | 2 | 15 | 49 | 2 | 8 | 6100 | 2 | 8 | 3200 | 2 | 15 | 5600 | 2 | 8 | 1210 | 2 | 19 | 4 | E | 9 | 4 | E | 9 | 8.3 | E | 9 | 0.7 | E | 9 | 59 | A | 7 | 1004 | E | 9 | 0 | E | 9 | 0 | E | 9 | -9900 | ? | 0 | 1244 | E | 9 | 1.4 | E | 8 | 0.069 | F | 8 | 0.16 | F | 8 | -9900 | -9900 | ? | 0
2001-02-02 | 10:00 | 407 | 1408 | 102 | 2 | 8 | 6 | 2 | 15 | 100 | 2 | 8 | 11500 | 2 | 8 | 300 | 2 | 15 | 11400 | 2 | 8 | 3660 | 2 | 19 | 5 | E | 9 | 5 | E | 9 | 8.5 | E | 9 | 1.9 | E | 9 | 63 | A | 7 | 1004 | E | 9 | 360 | E | 9 | 0.1 | E | 9 | -9900 | ? | 0 | 0 | E | 9 | 1.4 | E | 8 | 0.069 | F | 8 | 0.16 | F | 8 | -9900 | -9900 | ? | 0
2001-02-02 | 11:00 | 556 | 1408 | 101 | 2 | 8 | 0 | 2 | 15 | 101 | 2 | 8 | 11800 | 2 | 8 | 0 | 2 | 15 | 11800 | 2 | 8 | 4250 | 2 | 19 | 4 | E | 9 | 3 | E | 9 | 9.6 | E | 9 | 2.1 | E | 9 | 59 | A | 7 | 1004 | E | 9 | 350 | E | 9 | 0.2 | E | 9 | -9900 | ? | 0 | 19169 | E | 9 | 1.4 | E | 8 | 0.069 | F | 8 | 0.16 | F | 8 | -9900 | -9900 | ? | 0
2001-02-02 | 12:00 | 649 | 1408 | 138 | 2 | 8 | 0 | 2 | 15 | 138 | 2 | 8 | 16000 | 2 | 8 | 0 | 2 | 15 | 16000 | 2 | 8 | 5820 | 2 | 19 | 4 | E | 9 | 3 | E | 9 | 10.7 | E | 9 | 1.3 | E | 9 | 52 | A | 7 | 1004 | E | 9 | 350 | E | 9 | 0.4 | E | 9 | -9900 | ? | 0 | 17754 | E | 9 | 1.4 | E | 8 | 0.069 | F | 8 | 0.16 | F | 8 | -9900 | -9900 | ? | 0
2001-02-02 | 13:00 | 679 | 1408 | 159 | 2 | 8 | 0 | 2 | 15 | 159 | 2 | 8 | 18300 | 2 | 8 | 0 | 2 | 15 | 18300 | 2 | 8 | 6620 | 2 | 19 | 4 | E | 9 | 3 | E | 9 | 10.9 | E | 9 | 1.5 | E | 9 | 52 | A | 7 | 1004 | E | 9 | 350 | E | 9 | 0.5 | E | 9 | -9900 | ? | 0 | 16338 | E | 9 | 1.5 | E | 8 | 0.069 | F | 8 | 0.16 | F | 8 | -9900 | -9900 | ? | 0
2001-02-02 | 14:00 | 643 | 1408 | 85 | 2 | 8 | 0 | 2 | 15 | 85 | 2 | 8 | 10200 | 2 | 8 | 0 | 2 | 15 | 10200 | 2 | 8 | 3900 | 2 | 19 | 5 | E | 9 | 4 | E | 9 | 11.9 | E | 9 | 2.8 | E | 9 | 54 | A | 7 | 1004 | E | 9 | 340 | E | 9 | 0.6 | E | 9 | -9900 | ? | 0 | 0 | E | 9 | 1.5 | E | 8 | 0.069 | F | 8 | 0.16 | F | 8 | -9900 | -9900 | ? | 0
2001-02-02 | 15:00 | 544 | 1408 | 102 | 2 | 8 | 0 | 2 | 15 | 102 | 2 | 8 | 11900 | 2 | 8 | 0 | 2 | 15 | 11900 | 2 | 8 | 4250 | 2 | 19 | 5 | E | 9 | 5 | E | 9 | 12.1 | E | 9 | 4 | E | 9 | 58 | A | 7 | 1004 | E | 9 | 340 | E | 9 | 0.7 | E | 9 | -9900 | ? | 0 | 0 | E | 9 | 1.5 | E | 8 | 0.069 | F | 8 | 0.16 | F | 8 | -9900 | -9900 | ? | 0
2001-02-02 | 16:00 | 390 | 1408 | 100 | 2 | 8 | 0 | 2 | 15 | 100 | 2 | 8 | 11200 | 2 | 8 | 0 | 2 | 15 | 11200 | 2 | 8 | 3580 | 2 | 19 | 6 | E | 9 | 5 | E | 9 | 11.2 | E | 9 | 3.2 | E | 9 | 58 | A | 7 | 1004 | E | 9 | 340 | E | 9 | 0.9 | E | 9 | -9900 | ? | 0 | 0 | E | 9 | 1.5 | E | 8 | 0.069 | F | 8 | 0.16 | F | 8 | -9900 | -9900 | ? | 0
2001-02-02 | 17:00 | 191 | 1408 | 126 | 2 | 8 | 170 | 2 | 15 | 103 | 2 | 8 | 13100 | 2 | 8 | 10600 | 2 | 15 | 11600 | 2 | 8 | 2180 | 2 | 19 | 6 | E | 9 | 5 | E | 9 | 10.4 | E | 9 | 3.4 | E | 9 | 62 | A | 7 | 1004 | E | 9 | 340 | E | 9 | 1 | E | 9 | -9900 | ? | 0 | 10677 | E | 9 | 1.5 | E | 8 | 0.069 | F | 8 | 0.16 | F | 8 | -9900 | -9900 | ? | 0
2001-02-02 | 18:00 | 15 | 528 | 0 | 2 | 8 | 0 | 2 | 15 | 0 | 2 | 8 | 0 | 2 | 8 | 0 | 2 | 15 | 0 | 2 | 8 | 0 | 2 | 19 | 7 | E | 9 | 6 | E | 9 | 9.5 | E | 9 | 4.7 | E | 9 | 72 | A | 7 | 1004 | E | 9 | 250 | E | 9 | 3.1 | E | 9 | -9900 | ? | 0 | 9262 | E | 9 | 1.6 | E | 8 | 0.069 | F | 8 | 0.16 | F | 8 | -9900 | -9900 | ? | 0
2001-02-02 | 19:00 | 0 | 0 | 0 | 2 | 0 | 0 | 2 | 0 | 0 | 2 | 0 | 0 | 2 | 0 | 0 | 2 | 0 | 0 | 2 | 0 | 0 | 2 | 0 | 7 | E | 9 | 7 | E | 9 | 8.6 | E | 9 | 4.8 | E | 9 | 77 | A | 7 | 1004 | E | 9 | 260 | E | 9 | 3.2 | E | 9 | -9900 | ? | 0 | 7846 | E | 9 | 1.6 | E | 8 | 0.069 | F | 8 | 0.16 | F | 8 | -9900 | -9900 | ? | 0
2001-02-02 | 20:00 | 0 | 0 | 0 | 2 | 0 | 0 | 2 | 0 | 0 | 2 | 0 | 0 | 2 | 0 | 0 | 2 | 0 | 0 | 2 | 0 | 0 | 2 | 0 | 8 | E | 9 | 7 | E | 9 | 8 | E | 9 | 5.1 | E | 9 | 82 | A | 7 | 1004 | E | 9 | 240 | E | 9 | 2.9 | E | 9 | -9900 | ? | 0 | 6431 | E | 9 | 1.6 | E | 8 | 0.069 | F | 8 | 0.16 | F | 8 | -9900 | -9900 | ? | 0
2001-02-02 | 21:00 | 0 | 0 | 0 | 2 | 0 | 0 | 2 | 0 | 0 | 2 | 0 | 0 | 2 | 0 | 0 | 2 | 0 | 0 | 2 | 0 | 0 | 2 | 0 | 9 | E | 9 | 8 | E | 9 | 7.4 | E | 9 | 5.1 | E | 9 | 85 | A | 7 | 1004 | E | 9 | 320 | E | 9 | 1.5 | E | 9 | -9900 | ? | 0 | 5015 | E | 9 | 1.6 | E | 8 | 0.069 | F | 8 | 0.16 | F | 8 | -9900 | -9900 | ? | 0
2001-02-02 | 22:00 | 0 | 0 | 0 | 2 | 0 | 0 | 2 | 0 | 0 | 2 | 0 | 0 | 2 | 0 | 0 | 2 | 0 | 0 | 2 | 0 | 0 | 2 | 0 | 10 | E | 9 | 8 | E | 9 | 7 | A | 7 | 5 | A | 7 | 87 | A | 7 | 1004 | E | 9 | 180 | A | 7 | 3.1 | A | 7 | 16100 | A | 7 | 3600 | A | 7 | 1.7 | E | 8 | 0.069 | F | 8 | 0.16 | F | 8 | -9900 | -9900 | ? | 0
2001-02-02 | 23:00 | 0 | 0 | 0 | 2 | 0 | 0 | 2 | 0 | 0 | 2 | 0 | 0 | 2 | 0 | 0 | 2 | 0 | 0 | 2 | 0 | 0 | 2 | 0 | 9 | E | 9 | 8 | E | 9 | 7.1 | E | 9 | 4.5 | E | 9 | 84 | A | 7 | 1004 | E | 9 | 330 | E | 9 | 1.8 | E | 9 | -9900 | ? | 0 | 4722 | E | 9 | 1.6 | E | 8 | 0.069 | F | 8 | 0.16 | F | 8 | -9900 | -9900 | ? | 0
2001-02-02 | 24:00 | 0 | 0 | 0 | 2 | 0 | 0 | 2 | 0 | 0 | 2 | 0 | 0 | 2 | 0 | 0 | 2 | 0 | 0 | 2 | 0 | 0 | 2 | 0 | 9 | E | 9 | 8 | E | 9 | 7.3 | E | 9 | 4.6 | E | 9 | 83 | A | 7 | 1004 | E | 9 | 330 | E | 9 | 1.9 | E | 9 | -9900 | ? | 0 | 5844 | E | 9 | 1.6 | E | 8 | 0.069 | F | 8 | 0.16 | F | 8 | -9900 | -9900 | ? | 0
2001-02-03 | 1:00 | 0 | 0 | 0 | 2 | 0 | 0 | 2 | 0 | 0 | 2 | 0 | 0 | 2 | 0 | 0 | 2 | 0 | 0 | 2 | 0 | 0 | 2 | 0 | 8 | E | 9 | 7 | E | 9 | 7.4 | E | 9 | 4.7 | E | 9 | 83 | A | 7 | 1004 | E | 9 | 340 | E | 9 | 2.1 | E | 9 | -9900 | ? | 0 | 6967 | E | 9 | 1.5 | E | 8 | 0.069 | F | 8 | 0.16 | F | 8 | -9900 | -9900 | ? | 0
2001-02-03 | 2:00 | 0 | 0 | 0 | 2 | 0 | 0 | 2 | 0 | 0 | 2 | 0 | 0 | 2 | 0 | 0 | 2 | 0 | 0 | 2 | 0 | 0 | 2 | 0 | 8 | E | 9 | 7 | E | 9 | 7.5 | E | 9 | 4.8 | E | 9 | 83 | A | 7 | 1004 | E | 9 | 350 | E | 9 | 2.2 | E | 9 | -9900 | ? | 0 | 8089 | E | 9 | 1.5 | E | 8 | 0.069 | F | 8 | 0.16 | F | 8 | -9900 | -9900 | ? | 0
2001-02-03 | 3:00 | 0 | 0 | 0 | 2 | 0 | 0 | 2 | 0 | 0 | 2 | 0 | 0 | 2 | 0 | 0 | 2 | 0 | 0 | 2 | 0 | 0 | 2 | 0 | 8 | E | 9 | 6 | E | 9 | 7.2 | E | 9 | 4.5 | E | 9 | 83 | A | 7 | 1004 | E | 9 | 350 | E | 9 | 2.4 | E | 9 | -9900 | ? | 0 | 9211 | E | 9 | 1.4 | E | 8 | 0.069 | F | 8 | 0.16 | F | 8 | -9900 | -9900 | ? | 0
2001-02-03 | 4:00 | 0 | 0 | 0 | 2 | 0 | 0 | 2 | 0 | 0 | 2 | 0 | 0 | 2 | 0 | 0 | 2 | 0 | 0 | 2 | 0 | 0 | 2 | 0 | 7 | E | 9 | 6 | E | 9 | 7.8 | E | 9 | 4 | E | 9 | 77 | A | 7 | 1004 | E | 9 | 360 | E | 9 | 2.5 | E | 9 | -9900 | ? | 0 | 10333 | E | 9 | 1.4 | E | 8 | 0.069 | F | 8 | 0.16 | F | 8 | -9900 | -9900 | ? | 0
2001-02-03 | 5:00 | 0 | 0 | 0 | 2 | 0 | 0 | 2 | 0 | 0 | 2 | 0 | 0 | 2 | 0 | 0 | 2 | 0 | 0 | 2 | 0 | 0 | 2 | 0 | 7 | E | 9 | 5 | E | 9 | 8 | E | 9 | 4.7 | E | 9 | 80 | A | 7 | 1004 | E | 9 | 360 | E | 9 | 2.7 | E | 9 | -9900 | ? | 0 | 11456 | E | 9 | 1.4 | E | 8 | 0.069 | F | 8 | 0.16 | F | 8 | -9900 | -9900 | ? | 0
2001-02-03 | 6:00 | 0 | 0 | 0 | 2 | 0 | 0 | 2 | 0 | 0 | 2 | 0 | 0 | 2 | 0 | 0 | 2 | 0 | 0 | 2 | 0 | 0 | 2 | 0 | 6 | E | 9 | 5 | E | 9 | 7.6 | E | 9 | 4.8 | E | 9 | 82 | A | 7 | 1004 | E | 9 | 10 | E | 9 | 2.8 | E | 9 | -9900 | ? | 0 | 12578 | E | 9 | 1.3 | E | 8 | 0.069 | F | 8 | 0.16 | F | 8 | -9900 | -9900 | ? | 0
2001-02-03 | 7:00 | 0 | 0 | 0 | 2 | 0 | 0 | 2 | 0 | 0 | 2 | 0 | 0 | 2 | 0 | 0 | 2 | 0 | 0 | 2 | 0 | 0 | 2 | 0 | 6 | E | 9 | 4 | E | 9 | 7.7 | E | 9 | 4.9 | E | 9 | 82 | A | 7 | 1004 | E | 9 | 20 | E | 9 | 3 | E | 9 | -9900 | ? | 0 | 13700 | E | 9 | 1.3 | E | 8 | 0.069 | F | 8 | 0.16 | F | 8 | -9900 | -9900 | ? | 0
2001-02-03 | 8:00 | 26 | 692 | 0 | 2 | 8 | 0 | 2 | 15 | 0 | 2 | 8 | 0 | 2 | 8 | 0 | 2 | 15 | 0 | 2 | 8 | 0 | 2 | 19 | 6 | E | 9 | 4 | E | 9 | 8.4 | E | 9 | 5 | E | 9 | 79 | A | 7 | 1004 | E | 9 | 20 | E | 9 | 3.2 | E | 9 | -9900 | ? | 0 | 14822 | E | 9 | 1.2 | E | 8 | 0.069 | F | 8 | 0.16 | F | 8 | -9900 | -9900 | ? | 0
2001-02-03 | 9:00 | 216 | 1408 | 56 | 2 | 8 | 39 | 2 | 15 | 50 | 2 | 8 | 6100 | 2 | 8 | 2900 | 2 | 15 | 5700 | 2 | 8 | 1240 | 2 | 19 | 5 | E | 9 | 4 | E | 9 | 8.5 | E | 9 | 4.5 | E | 9 | 76 | A | 7 | 1004 | E | 9 | 30 | E | 9 | 5.3 | E | 9 | -9900 | ? | 0 | 15944 | E | 9 | 1.2 | E | 8 | 0.069 | F | 8 | 0.16 | F | 8 | -9900 | -9900 | ? | 0
2001-02-03 | 10:00 | 412 | 1408 | 98 | 2 | 8 | 0 | 2 | 15 | 98 | 2 | 8 | 11100 | 2 | 8 | 0 | 2 | 15 | 11100 | 2 | 8 | 3630 | 2 | 19 | 5 | E | 9 | 3 | E | 9 | 10.3 | E | 9 | 5.7 | E | 9 | 73 | A | 7 | 1004 | E | 9 | 40 | E | 9 | 3.5 | E | 9 | -9900 | ? | 0 | 17067 | E | 9 | 1.1 | E | 8 | 0.069 | F | 8 | 0.16 | F | 8 | -9900 | -9900 | ? | 0
2001-02-03 | 11:00 | 562 | 1408 | 64 | 2 | 8 | 0 | 2 | 15 | 64 | 2 | 8 | 7700 | 2 | 8 | 0 | 2 | 15 | 7700 | 2 | 8 | 2900 | 2 | 19 | 4 | E | 9 | 3 | E | 9 | 10.5 | E | 9 | 5.8 | E | 9 | 73 | A | 7 | 1004 | E | 9 | 50 | E | 9 | 5.1 | E | 9 | -9900 | ? | 0 | 18189 | E | 9 | 1.2 | E | 8 | 0.069 | F | 8 | 0.16 | F | 8 | -9900 | -9900 | ? | 0
2001-02-03 | 12:00 | 655 | 1408 | 149 | 2 | 8 | 0 | 2 | 15 | 149 | 2 | 8 | 17200 | 2 | 8 | 0 | 2 | 15 | 17200 | 2 | 8 | 6200 | 2 | 19 | 4 | E | 9 | 2 | E | 9 | 11.7 | E | 9 | 6.6 | E | 9 | 71 | A | 7 | 1004 | E | 9 | 50 | E | 9 | 3.8 | E | 9 | -9900 | ? | 0 | 19311 | E | 9 | 1.2 | E | 8 | 0.069 | F | 8 | 0.16 | F | 8 | -9900 | -9900 | ? | 0
2001-02-03 | 13:00 | 685 | 1408 | 122 | 2 | 8 | 0 | 2 | 15 | 122 | 2 | 8 | 14400 | 2 | 8 | 0 | 2 | 15 | 14400 | 2 | 8 | 5410 | 2 | 19 | 4 | E | 9 | 2 | E | 9 | 11.8 | E | 9 | 6.7 | E | 9 | 71 | A | 7 | 1004 | E | 9 | 60 | E | 9 | 3.9 | E | 9 | -9900 | ? | 0 | 20433 | E | 9 | 1.3 | E | 8 | 0.069 | F | 8 | 0.16 | F | 8 | -9900 | -9900 | ? | 0
2001-02-03 | 14:00 | 649 | 1408 | 92 | 2 | 8 | 0 | 2 | 15 | 92 | 2 | 8 | 11000 | 2 | 8 | 0 | 2 | 15 | 11000 | 2 | 8 | 4190 | 2 | 19 | 4 | E | 9 | 2 | E | 9 | 12.5 | E | 9 | 6.2 | E | 9 | 65 | A | 7 | 1004 | E | 9 | 60 | E | 9 | 4.1 | E | 9 | -9900 | ? | 0 | 21556 | E | 9 | 1.3 | E | 8 | 0.069 | F | 8 | 0.16 | F | 8 | -9900 | -9900 | ? | 0
2001-02-03 | 15:00 | 551 | 1408 | 94 | 2 | 8 | 0 | 2 | 15 | 94 | 2 | 8 | 11000 | 2 | 8 | 0 | 2 | 15 | 11000 | 2 | 8 | 4000 | 2 | 19 | 3 | E | 9 | 1 | E | 9 | 12.6 | E | 9 | 6.3 | E | 9 | 65 | A | 7 | 1004 | E | 9 | 100 | E | 9 | 6.2 | E | 9 | -9900 | ? | 0 | 77777 | E | 9 | 1.4 | E | 8 | 0.069 | F | 8 | 0.16 | F | 8 | -9900 | -9900 | ? | 0
2001-02-03 | 16:00 | 396 | 1408 | 135 | 2 | 8 | 41 | 2 | 15 | 123 | 2 | 8 | 14700 | 2 | 8 | 3700 | 2 | 15 | 13700 | 2 | 8 | 3110 | 2 | 19 | 5 | E | 9 | 1 | E | 9 | 12.3 | E | 9 | 6.4 | E | 9 | 67 | A | 7 | 1004 | E | 9 | 80 | E | 9 | 4.4 | E | 9 | -9900 | ? | 0 | 77777 | E | 9 | 1.4 | E | 8 | 0.069 | F | 8 | 0.16 | F | 8 | -9900 | -9900 | ? | 0
2001-02-03 | 17:00 | 197 | 1408 | 95 | 2 | 8 | 41 | 2 | 15 | 89 | 2 | 8 | 10300 | 2 | 8 | 3100 | 2 | 15 | 9900 | 2 | 8 | 1780 | 2 | 19 | 3 | E | 9 | 1 | E | 9 | 11.8 | E | 9 | 6 | E | 9 | 68 | A | 7 | 1004 | E | 9 | 80 | E | 9 | 4.6 | E | 9 | -9900 | ? | 0 | 77777 | E | 9 | 1.4 | E | 8 | 0.069 | F | 8 | 0.16 | F | 8 | -9900 | -9900 | ? | 0
2001-02-03 | 18:00 | 17 | 551 | 0 | 2 | 8 | 0 | 2 | 15 | 0 | 2 | 8 | 0 | 2 | 8 | 0 | 2 | 15 | 0 | 2 | 8 | 0 | 2 | 19 | 2 | E | 9 | 0 | E | 9 | 11.4 | E | 9 | 6.1 | E | 9 | 70 | A | 7 | 1004 | E | 9 | 350 | E | 9 | 6.2 | E | 9 | -9900 | ? | 0 | 77777 | E | 9 | 1.5 | E | 8 | 0.069 | F | 8 | 0.16 | F | 8 | -9900 | -9900 | ? | 0
2001-02-03 | 19:00 | 0 | 0 | 0 | 2 | 0 | 0 | 2 | 0 | 0 | 2 | 0 | 0 | 2 | 0 | 0 | 2 | 0 | 0 | 2 | 0 | 0 | 2 | 0 | 1 | E | 9 | 0 | E | 9 | 11.6 | E | 9 | 6.2 | E | 9 | 69 | A | 7 | 1004 | E | 9 | 30 | E | 9 | 6.9 | E | 9 | -9900 | ? | 0 | 77777 | E | 9 | 1.5 | E | 8 | 0.069 | F | 8 | 0.16 | F | 8 | -9900 | -9900 | ? | 0
2001-02-03 | 20:00 | 0 | 0 | 0 | 2 | 0 | 0 | 2 | 0 | 0 | 2 | 0 | 0 | 2 | 0 | 0 | 2 | 0 | 0 | 2 | 0 | 0 | 2 | 0 | 1 | E | 9 | 0 | E | 9 | 11.1 | E | 9 | 6.3 | E | 9 | 72 | A | 7 | 1004 | E | 9 | 100 | E | 9 | 5 | E | 9 | -9900 | ? | 0 | 77777 | E | 9 | 1.6 | E | 8 | 0.069 | F | 8 | 0.16 | F | 8 | -9900 | -9900 | ? | 0
2001-02-03 | 21:00 | 0 | 0 | 0 | 2 | 0 | 0 | 2 | 0 | 0 | 2 | 0 | 0 | 2 | 0 | 0 | 2 | 0 | 0 | 2 | 0 | 0 | 2 | 0 | 0 | E | 9 | 0 | E | 9 | 11.2 | E | 9 | 6.5 | E | 9 | 73 | A | 7 | 1004 | E | 9 | 30 | E | 9 | 6.7 | E | 9 | -9900 | ? | 0 | 77777 | E | 9 | 1.6 | E | 8 | 0.069 | F | 8 | 0.16 | F | 8 | -9900 | -9900 | ? | 0
2001-02-03 | 22:00 | 0 | 0 | 0 | 2 | 0 | 0 | 2 | 0 | 0 | 2 | 0 | 0 | 2 | 0 | 0 | 2 | 0 | 0 | 2 | 0 | 0 | 2 | 0 | 0 | E | 9 | 0 | E | 9 | 10.9 | E | 9 | 7.1 | E | 9 | 77 | A | 7 | 1004 | E | 9 | 30 | E | 9 | 6.8 | E | 9 | -9900 | ? | 0 | 77777 | E | 9 | 1.7 | E | 8 | 0.069 | F | 8 | 0.16 | F | 8 | -9900 | -9900 | ? | 0
2001-02-03 | 23:00 | 0 | 0 | 0 | 2 | 0 | 0 | 2 | 0 | 0 | 2 | 0 | 0 | 2 | 0 | 0 | 2 | 0 | 0 | 2 | 0 | 0 | 2 | 0 | 0 | E | 9 | 0 | E | 9 | 11 | E | 9 | 7.2 | E | 9 | 77 | A | 7 | 1004 | E | 9 | 120 | E | 9 | 5.5 | E | 9 | -9900 | ? | 0 | 77777 | E | 9 | 1.6 | E | 8 | 0.069 | F | 8 | 0.16 | F | 8 | -9900 | -9900 | ? | 0
2001-02-03 | 24:00 | 0 | 0 | 0 | 2 | 0 | 0 | 2 | 0 | 0 | 2 | 0 | 0 | 2 | 0 | 0 | 2 | 0 | 0 | 2 | 0 | 0 | 2 | 0 | 0 | E | 9 | 0 | E | 9 | 10.5 | E | 9 | 7.3 | E | 9 | 81 | A | 7 | 1004 | E | 9 | 130 | E | 9 | 5.6 | E | 9 | -9900 | ? | 0 | 77777 | E | 9 | 1.5 | E | 8 | 0.069 | F | 8 | 0.16 | F | 8 | -9900 | -9900 | ? | 0
2001-02-04 | 1:00 | 0 | 0 | 0 | 2 | 0 | 0 | 2 | 0 | 0 | 2 | 0 | 0 | 2 | 0 | 0 | 2 | 0 | 0 | 2 | 0 | 0 | 2 | 0 | 0 | E | 9 | 0 | E | 9 | 10.2 | E | 9 | 6.9 | E | 9 | 80 | A | 7 | 1004 | E | 9 | 130 | E | 9 | 5.8 | E | 9 | -9900 | ? | 0 | 77777 | E | 9 | 1.5 | E | 8 | 0.07 | F | 8 | 0.16 | F | 8 | -9900 | -9900 | ? | 0
2001-02-04 | 2:00 | 0 | 0 | 0 | 2 | 0 | 0 | 2 | 0 | 0 | 2 | 0 | 0 | 2 | 0 | 0 | 2 | 0 | 0 | 2 | 0 | 0 | 2 | 0 | 1 | E | 9 | 0 | E | 9 | 10.3 | E | 9 | 7 | E | 9 | 80 | A | 7 | 1004 | E | 9 | 140 | E | 9 | 6 | E | 9 | -9900 | ? | 0 | 77777 | E | 9 | 1.4 | E | 8 | 0.07 | F | 8 | 0.16 | F | 8 | -9900 | -9900 | ? | 0
2001-02-04 | 3:00 | 0 | 0 | 0 | 2 | 0 | 0 | 2 | 0 | 0 | 2 | 0 | 0 | 2 | 0 | 0 | 2 | 0 | 0 | 2 | 0 | 0 | 2 | 0 | 3 | E | 9 | 0 | E | 9 | 10.4 | E | 9 | 7.1 | E | 9 | 80 | A | 7 | 1004 | E | 9 | 150 | E | 9 | 6.1 | E | 9 | -9900 | ? | 0 | 77777 | E | 9 | 1.3 | E | 8 | 0.07 | F | 8 | 0.16 | F | 8 | -9900 | -9900 | ? | 0
2001-02-04 | 4:00 | 0 | 0 | 0 | 2 | 0 | 0 | 2 | 0 | 0 | 2 | 0 | 0 | 2 | 0 | 0 | 2 | 0 | 0 | 2 | 0 | 0 | 2 | 0 | 5 | E | 9 | 3 | E | 9 | 10 | E | 9 | 7.2 | E | 9 | 83 | A | 7 | 1004 | E | 9 | 150 | E | 9 | 6.3 | E | 9 | -9900 | ? | 0 | 21712 | E | 9 | 1.3 | E | 8 | 0.07 | F | 8 | 0.16 | F | 8 | -9900 | -9900 | ? | 0
2001-02-04 | 5:00 | 0 | 0 | 0 | 2 | 0 | 0 | 2 | 0 | 0 | 2 | 0 | 0 | 2 | 0 | 0 | 2 | 0 | 0 | 2 | 0 | 0 | 2 | 0 | 7 | E | 9 | 5 | E | 9 | 11.8 | E | 9 | 7.3 | E | 9 | 74 | A | 7 | 1004 | E | 9 | 160 | E | 9 | 6.4 | E | 9 | -9900 | ? | 0 | 17649 | E | 9 | 1.2 | E | 8 | 0.07 | F | 8 | 0.16 | F | 8 | -9900 | -9900 | ? | 0
2001-02-04 | 6:00 | 0 | 0 | 0 | 2 | 0 | 0 | 2 | 0 | 0 | 2 | 0 | 0 | 2 | 0 | 0 | 2 | 0 | 0 | 2 | 0 | 0 | 2 | 0 | 2 | E | 9 | 0 | E | 9 | 12.5 | E | 9 | 6.4 | E | 9 | 66 | A | 7 | 1004 | E | 9 | 160 | E | 9 | 6.6 | E | 9 | -9900 | ? | 0 | 21075 | E | 9 | 1.2 | E | 8 | 0.07 | F | 8 | 0.16 | F | 8 | -9900 | -9900 | ? | 0
2001-02-04 | 7:00 | 0 | 0 | 0 | 2 | 0 | 0 | 2 | 0 | 0 | 2 | 0 | 0 | 2 | 0 | 0 | 2 | 0 | 0 | 2 | 0 | 0 | 2 | 0 | 3 | E | 9 | 1 | E | 9 | 13.2 | E | 9 | 6.5 | E | 9 | 64 | A | 7 | 1004 | E | 9 | 170 | E | 9 | 6.7 | E | 9 | -9900 | ? | 0 | 77777 | E | 9 | 1.1 | E | 8 | 0.07 | F | 8 | 0.16 | F | 8 | -9900 | -9900 | ? | 0
2001-02-04 | 8:00 | 28 | 716 | 0 | 2 | 8 | 50 | 2 | 15 | 0 | 2 | 8 | 0 | 2 | 8 | 0 | 2 | 15 | 0 | 2 | 8 | 0 | 2 | 19 | 5 | E | 9 | 2 | E | 9 | 12.7 | E | 9 | 6.6 | E | 9 | 66 | A | 7 | 1004 | E | 9 | 180 | E | 9 | 6.9 | E | 9 | -9900 | ? | 0 | 77777 | E | 9 | 1 | E | 8 | 0.07 | F | 8 | 0.16 | F | 8 | -9900 | -9900 | ? | 0
2001-02-04 | 9:00 | 221 | 1408 | 87 | 2 | 8 | 268 | 2 | 15 | 44 | 2 | 8 | 9100 | 2 | 8 | 17900 | 2 | 15 | 6300 | 2 | 8 | 780 | 2 | 19 | 6 | E | 9 | 3 | E | 9 | 12.4 | E | 9 | 8.3 | E | 9 | 76 | A | 7 | 1004 | E | 9 | 180 | E | 9 | 7 | E | 9 | -9900 | ? | 0 | 77777 | E | 9 | 1 | E | 8 | 0.07 | F | 8 | 0.16 | F | 8 | -9900 | -9900 | ? | 0
2001-02-04 | 10:00 | 418 | 1408 | 224 | 2 | 8 | 413 | 2 | 15 | 101 | 2 | 8 | 23400 | 2 | 8 | 36400 | 2 | 15 | 12500 | 2 | 8 | 1890 | 2 | 19 | 5 | E | 9 | 2 | E | 9 | 13 | A | 7 | 9 | A | 7 | 77 | A | 7 | 1004 | E | 9 | 190 | A | 7 | 7.2 | A | 7 | 16100 | A | 7 | 77777 | A | 7 | 0.9 | E | 8 | 0.07 | F | 8 | 0.16 | F | 8 | -9900 | -9900 | ? | 0
2001-02-04 | 11:00 | 568 | 1408 | 382 | 2 | 8 | 593 | 2 | 15 | 142 | 2 | 8 | 40000 | 2 | 8 | 57000 | 2 | 15 | 16900 | 2 | 8 | 2810 | 2 | 19 | 5 | E | 9 | 2 | E | 9 | 13.6 | E | 9 | 9.4 | E | 9 | 76 | A | 7 | 1004 | E | 9 | 200 | E | 9 | 7 | E | 9 | -9900 | ? | 0 | 21621 | E | 9 | 0.9 | E | 8 | 0.07 | F | 8 | 0.16 | F | 8 | -9900 | -9900 | ? | 0
2001-02-04 | 12:00 | 661 | 1408 | 344 | 2 | 8 | 261 | 2 | 15 | 221 | 2 | 8 | 36300 | 2 | 8 | 26700 | 2 | 15 | 23700 | 2 | 8 | 5040 | 2 | 19 | 4 | E | 9 | 2 | E | 9 | 14 | E | 9 | 9.3 | E | 9 | 73 | A | 7 | 1004 | E | 9 | 250 | E | 9 | 7.3 | E | 9 | -9900 | ? | 0 | 21242 | E | 9 | 0.9 | E | 8 | 0.07 | F | 8 | 0.16 | F | 8 | -9900 | -9900 | ? | 0
2001-02-04 | 13:00 | 691 | 1408 | 434 | 2 | 8 | 524 | 2 | 15 | 175 | 2 | 8 | 45500 | 2 | 8 | 52300 | 2 | 15 | 19700 | 2 | 8 | 3690 | 2 | 19 | 4 | E | 9 | 2 | E | 9 | 14 | E | 9 | 9.7 | E | 9 | 75 | A | 7 | 1004 | E | 9 | 260 | E | 9 | 8.1 | E | 9 | -9900 | ? | 0 | 20863 | E | 9 | 0.9 | E | 8 | 0.07 | F | 8 | 0.16 | F | 8 | -9900 | -9900 | ? | 0
2001-02-04 | 14:00 | 655 | 1408 | 373 | 2 | 8 | 374 | 2 | 15 | 198 | 2 | 8 | 39700 | 2 | 8 | 38200 | 2 | 15 | 21800 | 2 | 8 | 4400 | 2 | 19 | 4 | E | 9 | 2 | E | 9 | 15.1 | E | 9 | 10.2 | E | 9 | 73 | A | 7 | 1004 | E | 9 | 250 | E | 9 | 8.9 | E | 9 | -9900 | ? | 0 | 20483 | E | 9 | 0.9 | E | 8 | 0.07 | F | 8 | 0.16 | F | 8 | -9900 | -9900 | ? | 0
2001-02-04 | 15:00 | 557 | 1408 | 217 | 2 | 8 | 95 | 2 | 15 | 179 | 2 | 8 | 23700 | 2 | 8 | 9200 | 2 | 15 | 20100 | 2 | 8 | 4880 | 2 | 19 | 4 | E | 9 | 2 | E | 9 | 14.6 | E | 9 | 10.1 | E | 9 | 74 | A | 7 | 1004 | E | 9 | 270 | E | 9 | 9.9 | E | 9 | -9900 | ? | 0 | 20038 | E | 9 | 0.9 | E | 8 | 0.07 | F | 8 | 0.16 | F | 8 | -9900 | -9900 | ? | 0
2001-02-04 | 16:00 | 402 | 1408 | 107 | 2 | 8 | 0 | 2 | 15 | 107 | 2 | 8 | 12000 | 2 | 8 | 0 | 2 | 15 | 12000 | 2 | 8 | 3810 | 2 | 19 | 3 | E | 9 | 2 | E | 9 | 14.5 | E | 9 | 10.5 | E | 9 | 77 | A | 7 | 1004 | E | 9 | 280 | E | 9 | 7.5 | E | 9 | -9900 | ? | 0 | 19593 | E | 9 | 0.9 | E | 8 | 0.07 | F | 8 | 0.16 | F | 8 | -9900 | -9900 | ? | 0
2001-02-04 | 17:00 | 202 | 1408 | 134 | 2 | 8 | 192 | 2 | 15 | 106 | 2 | 8 | 13900 | 2 | 8 | 12400 | 2 | 15 | 12100 | 2 | 8 | 2250 | 2 | 19 | 0 | E | 9 | 0 | E | 9 | 14.5 | E | 9 | 9.8 | E | 9 | 73 | A | 7 | 1004 | E | 9 | 290 | E | 9 | 6.4 | E | 9 | -9900 | ? | 0 | 77777 | E | 9 | 0.9 | E | 8 | 0.07 | F | 8 | 0.16 | F | 8 | -9900 | -9900 | ? | 0
2001-02-04 | 18:00 | 19 | 598 | 0 | 2 | 8 | 0 | 2 | 15 | 0 | 2 | 8 | 0 | 2 | 8 | 0 | 2 | 15 | 0 | 2 | 8 | 0 | 2 | 19 | 0 | E | 9 | 0 | E | 9 | 13.9 | E | 9 | 9.7 | E | 9 | 76 | A | 7 | 1004 | E | 9 | 350 | E | 9 | 4.1 | E | 9 | -9900 | ? | 0 | 77777 | E | 9 | 0.9 | E | 8 | 0.07 | F | 8 | 0.16 | F | 8 | -9900 | -9900 | ? | 0
2001-02-04 | 19:00 | 0 | 0 | 0 | 2 | 0 | 0 | 2 | 0 | 0 | 2 | 0 | 0 | 2 | 0 | 0 | 2 | 0 | 0 | 2 | 0 | 0 | 2 | 0 | 0 | E | 9 | 0 | E | 9 | 13.8 | E | 9 | 9.6 | E | 9 | 76 | A | 7 | 1004 | E | 9 | 180 | E | 9 | 4.9 | E | 9 | -9900 | ? | 0 | 77777 | E | 9 | 0.9 | E | 8 | 0.07 | F | 8 | 0.16 | F | 8 | -9900 | -9900 | ? | 0
2001-02-04 | 20:00 | 0 | 0 | 0 | 2 | 0 | 0 | 2 | 0 | 0 | 2 | 0 | 0 | 2 | 0 | 0 | 2 | 0 | 0 | 2 | 0 | 0 | 2 | 0 | 0 | E | 9 | 0 | E | 9 | 13.3 | E | 9 | 9.5 | E | 9 | 78 | A | 7 | 1004 | E | 9 | 170 | E | 9 | 4.7 | E | 9 | -9900 | ? | 0 | 77777 | E | 9 | 0.9 | E | 8 | 0.07 | F | 8 | 0.16 | F | 8 | -9900 | -9900 | ? | 0
2001-02-04 | 21:00 | 0 | 0 | 0 | 2 | 0 | 0 | 2 | 0 | 0 | 2 | 0 | 0 | 2 | 0 | 0 | 2 | 0 | 0 | 2 | 0 | 0 | 2 | 0 | 0 | E | 9 | 0 | E | 9 | 13.3 | E | 9 | 8.7 | E | 9 | 74 | A | 7 | 1004 | E | 9 | 210 | E | 9 | 5.1 | E | 9 | -9900 | ? | 0 | 77777 | E | 9 | 0.9 | E | 8 | 0.07 | F | 8 | 0.16 | F | 8 | -9900 | -9900 | ? | 0
2001-02-04 | 22:00 | 0 | 0 | 0 | 2 | 0 | 0 | 2 | 0 | 0 | 2 | 0 | 0 | 2 | 0 | 0 | 2 | 0 | 0 | 2 | 0 | 0 | 2 | 0 | 0 | E | 9 | 0 | E | 9 | 12.7 | E | 9 | 8.6 | E | 9 | 76 | A | 7 | 1004 | E | 9 | 240 | E | 9 | 6 | E | 9 | -9900 | ? | 0 | 77777 | E | 9 | 0.9 | E | 8 | 0.07 | F | 8 | 0.16 | F | 8 | -9900 | -9900 | ? | 0
2001-02-04 | 23:00 | 0 | 0 | 0 | 2 | 0 | 0 | 2 | 0 | 0 | 2 | 0 | 0 | 2 | 0 | 0 | 2 | 0 | 0 | 2 | 0 | 0 | 2 | 0 | 0 | E | 9 | 0 | E | 9 | 12.6 | E | 9 | 7.9 | E | 9 | 73 | A | 7 | 1004 | E | 9 | 260 | E | 9 | 5.2 | E | 9 | -9900 | ? | 0 | 77777 | E | 9 | 0.8 | E | 8 | 0.07 | F | 8 | 0.16 | F | 8 | -9900 | -9900 | ? | 0
2001-02-04 | 24:00 | 0 | 0 | 0 | 2 | 0 | 0 | 2 | 0 | 0 | 2 | 0 | 0 | 2 | 0 | 0 | 2 | 0 | 0 | 2 | 0 | 0 | 2 | 0 | 0 | E | 9 | 0 | E | 9 | 12.6 | E | 9 | 7.3 | E | 9 | 70 | A | 7 | 1004 | E | 9 | 260 | E | 9 | 6.1 | E | 9 | -9900 | ? | 0 | 77777 | E | 9 | 0.8 | E | 8 | 0.07 | F | 8 | 0.16 | F | 8 | -9900 | -9900 | ? | 0
2001-02-05 | 1:00 | 0 | 0 | 0 | 2 | 0 | 0 | 2 | 0 | 0 | 2 | 0 | 0 | 2 | 0 | 0 | 2 | 0 | 0 | 2 | 0 | 0 | 2 | 0 | 0 | E | 9 | 0 | E | 9 | 12.1 | E | 9 | 6 | E | 9 | 66 | A | 7 | 1004 | E | 9 | 360 | E | 9 | 2.4 | E | 9 | -9900 | ? | 0 | 77777 | E | 9 | 0.8 | E | 8 | 0.07 | F | 8 | 0.16 | F | 8 | -9900 | -9900 | ? | 0
2001-02-05 | 2:00 | 0 | 0 | 0 | 2 | 0 | 0 | 2 | 0 | 0 | 2 | 0 | 0 | 2 | 0 | 0 | 2 | 0 | 0 | 2 | 0 | 0 | 2 | 0 | 0 | E | 9 | 0 | E | 9 | 11 | E | 9 | 4.8 | E | 9 | 66 | A | 7 | 1004 | E | 9 | 360 | E | 9 | 2.2 | E | 9 | -9900 | ? | 0 | 77777 | E | 9 | 0.8 | E | 8 | 0.07 | F | 8 | 0.16 | F | 8 | -9900 | -9900 | ? | 0
2001-02-05 | 3:00 | 0 | 0 | 0 | 2 | 0 | 0 | 2 | 0 | 0 | 2 | 0 | 0 | 2 | 0 | 0 | 2 | 0 | 0 | 2 | 0 | 0 | 2 | 0 | 0 | E | 9 | 0 | E | 9 | 9.7 | E | 9 | 3.6 | E | 9 | 66 | A | 7 | 1004 | E | 9 | 360 | E | 9 | 2 | E | 9 | -9900 | ? | 0 | 77777 | E | 9 | 0.8 | E | 8 | 0.07 | F | 8 | 0.16 | F | 8 | -9900 | -9900 | ? | 0
2001-02-05 | 4:00 | 0 | 0 | 0 | 2 | 0 | 0 | 2 | 0 | 0 | 2 | 0 | 0 | 2 | 0 | 0 | 2 | 0 | 0 | 2 | 0 | 0 | 2 | 0 | 0 | E | 9 | 0 | E | 9 | 9.2 | E | 9 | 2.9 | E | 9 | 65 | A | 7 | 1004 | E | 9 | 360 | E | 9 | 1.7 | E | 9 | -9900 | ? | 0 | 77777 | E | 9 | 0.7 | E | 8 | 0.07 | F | 8 | 0.16 | F | 8 | -9900 | -9900 | ? | 0
2001-02-05 | 5:00 | 0 | 0 | 0 | 2 | 0 | 0 | 2 | 0 | 0 | 2 | 0 | 0 | 2 | 0 | 0 | 2 | 0 | 0 | 2 | 0 | 0 | 2 | 0 | 0 | E | 9 | 0 | E | 9 | 8.6 | E | 9 | 2.1 | E | 9 | 64 | A | 7 | 1004 | E | 9 | 360 | E | 9 | 1.5 | E | 9 | -9900 | ? | 0 | 77777 | E | 9 | 0.7 | E | 8 | 0.07 | F | 8 | 0.16 | F | 8 | -9900 | -9900 | ? | 0
2001-02-05 | 6:00 | 0 | 0 | 0 | 2 | 0 | 0 | 2 | 0 | 0 | 2 | 0 | 0 | 2 | 0 | 0 | 2 | 0 | 0 | 2 | 0 | 0 | 2 | 0 | 0 | E | 9 | 0 | E | 9 | 7 | E | 9 | 1.2 | E | 9 | 67 | A | 7 | 1004 | E | 9 | 360 | E | 9 | 1.2 | E | 9 | -9900 | ? | 0 | 77777 | E | 9 | 0.7 | E | 8 | 0.07 | F | 8 | 0.16 | F | 8 | -9900 | -9900 | ? | 0
2001-02-05 | 7:00 | 0 | 0 | 0 | 2 | 0 | 0 | 2 | 0 | 0 | 2 | 0 | 0 | 2 | 0 | 0 | 2 | 0 | 0 | 2 | 0 | 0 | 2 | 0 | 0 | E | 9 | 0 | E | 9 | 5.5 | E | 9 | 0.6 | E | 9 | 71 | A | 7 | 1004 | E | 9 | 360 | E | 9 | 1 | E | 9 | -9900 | ? | 0 | 77777 | E | 9 | 0.7 | E | 8 | 0.07 | F | 8 | 0.16 | F | 8 | -9900 | -9900 | ? | 0
2001-02-05 | 8:00 | 31 | 739 | 1 | 2 | 8 | 86 | 2 | 15 | 0 | 2 | 8 | 0 | 2 | 8 | 0 | 2 | 15 | 0 | 2 | 8 | 0 | 2 | 19 | 0 | E | 9 | 0 | E | 9 | 4.6 | E | 9 | 0.2 | E | 9 | 73 | A | 7 | 1004 | E | 9 | 360 | E | 9 | 0.7 | E | 9 | -9900 | ? | 0 | 77777 | E | 9 | 0.6 | E | 8 | 0.07 | F | 8 | 0.16 | F | 8 | -9900 | -9900 | ? | 0
2001-02-05 | 9:00 | 227 | 1407 | 111 | 2 | 8 | 490 | 2 | 15 | 32 | 2 | 8 | 11300 | 2 | 8 | 36200 | 2 | 15 | 5500 | 2 | 8 | 620 | 2 | 19 | 0 | E | 9 | 0 | E | 9 | 6.3 | E | 9 | 1.1 | E | 9 | 69 | A | 7 | 1004 | E | 9 | 360 | E | 9 | 0.5 | E | 9 | -9900 | ? | 0 | 77777 | E | 9 | 0.6 | E | 8 | 0.07 | F | 8 | 0.16 | F | 8 | -9900 | -9900 | ? | 0
2001-02-05 | 10:00 | 423 | 1407 | 262 | 2 | 8 | 687 | 2 | 15 | 55 | 2 | 8 | 27100 | 2 | 8 | 61400 | 2 | 15 | 8500 | 2 | 8 | 1090 | 2 | 19 | 0 | E | 9 | 0 | E | 9 | 7.3 | E | 9 | 1.5 | E | 9 | 67 | A | 7 | 1004 | E | 9 | 360 | E | 9 | 0.2 | E | 9 | -9900 | ? | 0 | 77777 | E | 9 | 0.6 | E | 8 | 0.07 | F | 8 | 0.16 | F | 8 | -9900 | -9900 | ? | 0
2001-02-05 | 11:00 | 574 | 1407 | 383 | 2 | 8 | 698 | 2 | 15 | 97 | 2 | 8 | 39900 | 2 | 8 | 66500 | 2 | 15 | 12700 | 2 | 8 | 1920 | 2 | 19 | 0 | E | 9 | 0 | E | 9 | 9 | A | 7 | 2 | A | 7 | 61 | A | 7 | 1004 | E | 9 | 0 | A | 7 | 0 | A | 7 | 16100 | A | 7 | 77777 | A | 7 | 0.6 | E | 8 | 0.07 | F | 8 | 0.16 | F | 8 | -9900 | -9900 | ? | 0
2001-02-05 | 12:00 | 667 | 1407 | 425 | 2 | 8 | 540 | 2 | 15 | 167 | 2 | 8 | 44500 | 2 | 8 | 53600 | 2 | 15 | 19000 | 2 | 8 | 3470 | 2 | 19 | 0 | E | 9 | 0 | E | 9 | 10.6 | E | 9 | 2 | E | 9 | 55 | A | 7 | 1004 | E | 9 | 270 | E | 9 | 1.2 | E | 9 | -9900 | ? | 0 | 77777 | E | 9 | 0.6 | E | 8 | 0.07 | F | 8 | 0.16 | F | 8 | -9900 | -9900 | ? | 0
2001-02-05 | 13:00 | 697 | 1407 | 373 | 2 | 8 | 277 | 2 | 15 | 235 | 2 | 8 | 39400 | 2 | 8 | 28600 | 2 | 15 | 25200 | 2 | 8 | 5470 | 2 | 19 | 1 | E | 9 | 1 | E | 9 | 11.6 | E | 9 | 2 | E | 9 | 52 | A | 7 | 1004 | E | 9 | 260 | E | 9 | 1.9 | E | 9 | -9900 | ? | 0 | 2516 | E | 9 | 0.6 | E | 8 | 0.07 | F | 8 | 0.16 | F | 8 | -9900 | -9900 | ? | 0
2001-02-05 | 14:00 | 662 | 1407 | 196 | 2 | 8 | 25 | 2 | 15 | 185 | 2 | 8 | 22300 | 2 | 8 | 2000 | 2 | 15 | 21400 | 2 | 8 | 7270 | 2 | 19 | 1 | E | 9 | 0 | E | 9 | 11 | E | 9 | 0.3 | E | 9 | 48 | A | 7 | 1004 | E | 9 | 190 | E | 9 | 1 | E | 9 | -9900 | ? | 0 | 77777 | E | 9 | 0.6 | E | 8 | 0.07 | F | 8 | 0.16 | F | 8 | -9900 | -9900 | ? | 0
2001-02-05 | 15:00 | 563 | 1407 | 245 | 2 | 8 | 139 | 2 | 15 | 190 | 2 | 8 | 26500 | 2 | 8 | 13600 | 2 | 15 | 21100 | 2 | 8 | 4460 | 2 | 19 | 1 | E | 9 | 1 | E | 9 | 12 | E | 9 | 0.9 | E | 9 | 47 | A | 7 | 1004 | E | 9 | 150 | E | 9 | 1.1 | E | 9 | -9900 | ? | 0 | 3623 | E | 9 | 0.6 | E | 8 | 0.07 | F | 8 | 0.16 | F | 8 | -9900 | -9900 | ? | 0
2001-02-05 | 16:00 | 408 | 1407 | 168 | 2 | 8 | 75 | 2 | 15 | 147 | 2 | 8 | 18400 | 2 | 8 | 6900 | 2 | 15 | 16500 | 2 | 8 | 3590 | 2 | 19 | 1 | E | 9 | 1 | E | 9 | 11.6 | E | 9 | 1 | E | 9 | 48 | A | 7 | 1004 | E | 9 | 0 | E | 9 | 0 | E | 9 | -9900 | ? | 0 | 4341 | E | 9 | 0.6 | E | 8 | 0.07 | F | 8 | 0.16 | F | 8 | -9900 | -9900 | ? | 0
2001-02-05 | 17:00 | 208 | 1407 | 148 | 2 | 8 | 237 | 2 | 15 | 113 | 2 | 8 | 14700 | 2 | 8 | 14700 | 2 | 15 | 12500 | 2 | 8 | 2610 | 2 | 19 | 0 | E | 9 | 0 | E | 9 | 10.8 | E | 9 | 0.7 | E | 9 | 50 | A | 7 | 1004 | E | 9 | 0 | E | 9 | 0 | E | 9 | -9900 | ? | 0 | 4939 | E | 9 | 0.6 | E | 8 | 0.07 | F | 8 | 0.16 | F | 8 | -9900 | -9900 | ? | 0
2001-02-05 | 18:00 | 21 | 621 | 0 | 2 | 8 | 0 | 2 | 15 | 0 | 2 | 8 | 0 | 2 | 8 | 0 | 2 | 15 | 0 | 2 | 8 | 0 | 2 | 19 | 1 | E | 9 | 1 | E | 9 | 9.5 | E | 9 | 0.7 | E | 9 | 54 | A | 7 | 1004 | E | 9 | 130 | E | 9 | 0.5 | E | 9 | -9900 | ? | 0 | 5567 | E | 9 | 0.6 | E | 8 | 0.07 | F | 8 | 0.16 | F | 8 | -9900 | -9900 | ? | 0
2001-02-05 | 19:00 | 0 | 0 | 0 | 2 | 0 | 0 | 2 | 0 | 0 | 2 | 0 | 0 | 2 | 0 | 0 | 2 | 0 | 0 | 2 | 0 | 0 | 2 | 0 | 1 | E | 9 | 0 | E | 9 | 8.7 | E | 9 | 0.6 | E | 9 | 57 | A | 7 | 1004 | E | 9 | 130 | E | 9 | 0.6 | E | 9 | -9900 | ? | 0 | 77777 | E | 9 | 0.6 | E | 8 | 0.07 | F | 8 | 0.16 | F | 8 | -9900 | -9900 | ? | 0
2001-02-05 | 20:00 | 0 | 0 | 0 | 2 | 0 | 0 | 2 | 0 | 0 | 2 | 0 | 0 | 2 | 0 | 0 | 2 | 0 | 0 | 2 | 0 | 0 | 2 | 0 | 1 | E | 9 | 1 | E | 9 | 7.7 | E | 9 | 0.7 | E | 9 | 61 | A | 7 | 1004 | E | 9 | 300 | E | 9 | 0.5 | E | 9 | -9900 | ? | 0 | 7123 | E | 9 | 0.6 | E | 8 | 0.07 | F | 8 | 0.16 | F | 8 | -9900 | -9900 | ? | 0
2001-02-05 | 21:00 | 0 | 0 | 0 | 2 | 0 | 0 | 2 | 0 | 0 | 2 | 0 | 0 | 2 | 0 | 0 | 2 | 0 | 0 | 2 | 0 | 0 | 2 | 0 | 0 | E | 9 | 0 | E | 9 | 7.1 | E | 9 | 0.3 | E | 9 | 62 | A | 7 | 1004 | E | 9 | 310 | E | 9 | 0.2 | E | 9 | -9900 | ? | 0 | 7631 | E | 9 | 0.6 | E | 8 | 0.07 | F | 8 | 0.16 | F | 8 | -9900 | -9900 | ? | 0
2001-02-05 | 22:00 | 0 | 0 | 0 | 2 | 0 | 0 | 2 | 0 | 0 | 2 | 0 | 0 | 2 | 0 | 0 | 2 | 0 | 0 | 2 | 0 | 0 | 2 | 0 | 0 | E | 9 | 0 | E | 9 | 6.2 | E | 9 | 0.2 | E | 9 | 65 | A | 7 | 1004 | E | 9 | 300 | E | 9 | 1.2 | E | 9 | -9900 | ? | 0 | 8350 | E | 9 | 0.6 | E | 8 | 0.07 | F | 8 | 0.16 | F | 8 | -9900 | -9900 | ? | 0
2001-02-05 | 23:00 | 0 | 0 | 0 | 2 | 0 | 0 | 2 | 0 | 0 | 2 | 0 | 0 | 2 | 0 | 0 | 2 | 0 | 0 | 2 | 0 | 0 | 2 | 0 | 0 | E | 9 | 0 | E | 9 | 5.6 | E | 9 | -0.1 | E | 9 | 67 | A | 7 | 1004 | E | 9 | 130 | E | 9 | 1.7 | E | 9 | -9900 | ? | 0 | 8888 | E | 9 | 0.6 | E | 8 | 0.07 | F | 8 | 0.16 | F | 8 | -9900 | -9900 | ? | 0
2001-02-05 | 24:00 | 0 | 0 | 0 | 2 | 0 | 0 | 2 | 0 | 0 | 2 | 0 | 0 | 2 | 0 | 0 | 2 | 0 | 0 | 2 | 0 | 0 | 2 | 0 | 1 | E | 9 | 1 | E | 9 | 5.1 | E | 9 | -0.6 | E | 9 | 66 | A | 7 | 1004 | E | 9 | 230 | E | 9 | 3.1 | E | 9 | -9900 | ? | 0 | 9306 | E | 9 | 0.6 | E | 8 | 0.07 | F | 8 | 0.16 | F | 8 | -9900 | -9900 | ? | 0
2001-02-06 | 1:00 | 0 | 0 | 0 | 2 | 0 | 0 | 2 | 0 | 0 | 2 | 0 | 0 | 2 | 0 | 0 | 2 | 0 | 0 | 2 | 0 | 0 | 2 | 0 | 0 | E | 9 | 0 | E | 9 | 4.4 | E | 9 | -1 | E | 9 | 67 | A | 7 | 1004 | E | 9 | 330 | E | 9 | 3.3 | E | 9 | -9900 | ? | 0 | 77777 | E | 9 | 0.6 | E | 8 | 0.07 | F | 8 | 0.16 | F | 8 | -9900 | -9900 | ? | 0
2001-02-06 | 2:00 | 0 | 0 | 0 | 2 | 0 | 0 | 2 | 0 | 0 | 2 | 0 | 0 | 2 | 0 | 0 | 2 | 0 | 0 | 2 | 0 | 0 | 2 | 0 | 0 | E | 9 | 0 | E | 9 | 4 | E | 9 | -1.1 | E | 9 | 69 | A | 7 | 1004 | E | 9 | 180 | E | 9 | 2.9 | E | 9 | -9900 | ? | 0 | 77777 | E | 9 | 0.6 | E | 8 | 0.07 | F | 8 | 0.16 | F | 8 | -9900 | -9900 | ? | 0
2001-02-06 | 3:00 | 0 | 0 | 0 | 2 | 0 | 0 | 2 | 0 | 0 | 2 | 0 | 0 | 2 | 0 | 0 | 2 | 0 | 0 | 2 | 0 | 0 | 2 | 0 | 1 | E | 9 | 1 | E | 9 | 2.5 | E | 9 | -2.1 | E | 9 | 70 | A | 7 | 1004 | E | 9 | 170 | E | 9 | 3.1 | E | 9 | -9900 | ? | 0 | 10080 | E | 9 | 0.6 | E | 8 | 0.07 | F | 8 | 0.16 | F | 8 | -9900 | -9900 | ? | 0
2001-02-06 | 4:00 | 0 | 0 | 0 | 2 | 0 | 0 | 2 | 0 | 0 | 2 | 0 | 0 | 2 | 0 | 0 | 2 | 0 | 0 | 2 | 0 | 0 | 2 | 0 | 0 | E | 9 | 0 | E | 9 | 1 | E | 9 | -2.8 | E | 9 | 74 | A | 7 | 1004 | E | 9 | 180 | E | 9 | 2.7 | E | 9 | -9900 | ? | 0 | 12478 | E | 9 | 0.6 | E | 8 | 0.07 | F | 8 | 0.16 | F | 8 | -9900 | -9900 | ? | 0
2001-02-06 | 5:00 | 0 | 0 | 0 | 2 | 0 | 0 | 2 | 0 | 0 | 2 | 0 | 0 | 2 | 0 | 0 | 2 | 0 | 0 | 2 | 0 | 0 | 2 | 0 | 1 | E | 9 | 1 | E | 9 | 0.4 | E | 9 | -3.1 | E | 9 | 75 | A | 7 | 1004 | E | 9 | 200 | E | 9 | 2.9 | E | 9 | -9900 | ? | 0 | 11427 | E | 9 | 0.6 | E | 8 | 0.07 | F | 8 | 0.16 | F | 8 | -9900 | -9900 | ? | 0
2001-02-06 | 6:00 | 0 | 0 | 0 | 2 | 0 | 0 | 2 | 0 | 0 | 2 | 0 | 0 | 2 | 0 | 0 | 2 | 0 | 0 | 2 | 0 | 0 | 2 | 0 | 1 | E | 9 | 1 | E | 9 | -0.3 | E | 9 | -4.1 | E | 9 | 73 | A | 7 | 1004 | E | 9 | 120 | E | 9 | 2.4 | E | 9 | -9900 | ? | 0 | 11965 | E | 9 | 0.6 | E | 8 | 0.07 | F | 8 | 0.16 | F | 8 | -9900 | -9900 | ? | 0
2001-02-06 | 7:00 | 0 | 0 | 0 | 2 | 0 | 0 | 2 | 0 | 0 | 2 | 0 | 0 | 2 | 0 | 0 | 2 | 0 | 0 | 2 | 0 | 0 | 2 | 0 | 0 | E | 9 | 0 | E | 9 | -0.4 | E | 9 | -3.1 | E | 9 | 80 | A | 7 | 1004 | E | 9 | 250 | E | 9 | 1 | E | 9 | -9900 | ? | 0 | 16163 | E | 9 | 0.6 | E | 8 | 0.07 | F | 8 | 0.16 | F | 8 | -9900 | -9900 | ? | 0
2001-02-06 | 8:00 | 33 | 785 | 1 | 2 | 8 | 48 | 2 | 15 | 1 | 2 | 8 | 400 | 2 | 8 | 2700 | 2 | 15 | 200 | 2 | 8 | 40 | 2 | 19 | 0 | E | 9 | 0 | E | 9 | -0.5 | E | 9 | -3.6 | E | 9 | 77 | A | 7 | 1004 | E | 9 | 260 | E | 9 | 1.1 | E | 9 | -9900 | ? | 0 | 77777 | E | 9 | 0.6 | E | 8 | 0.07 | F | 8 | 0.16 | F | 8 | -9900 | -9900 | ? | 0
2001-02-06 | 9:00 | 232 | 1407 | 89 | 2 | 8 | 187 | 2 | 15 | 58 | 2 | 8 | 9400 | 2 | 8 | 12600 | 2 | 15 | 7300 | 2 | 8 | 1090 | 2 | 19 | 0 | E | 9 | 0 | E | 9 | 0.5 | E | 9 | -2.5 | E | 9 | 78 | A | 7 | 1004 | E | 9 | 260 | E | 9 | 1.3 | E | 9 | -9900 | ? | 0 | 77777 | E | 9 | 0.6 | E | 8 | 0.07 | F | 8 | 0.16 | F | 8 | -9900 | -9900 | ? | 0
2001-02-06 | 10:00 | 429 | 1407 | 127 | 2 | 8 | 95 | 2 | 15 | 98 | 2 | 8 | 14000 | 2 | 8 | 8800 | 2 | 15 | 11300 | 2 | 8 | 2190 | 2 | 19 | 0 | E | 9 | 0 | E | 9 | 1.1 | E | 9 | -2 | E | 9 | 78 | A | 7 | 1004 | E | 9 | 230 | E | 9 | 3.5 | E | 9 | -9900 | ? | 0 | 77777 | E | 9 | 0.6 | E | 8 | 0.07 | F | 8 | 0.16 | F | 8 | -9900 | -9900 | ? | 0
2001-02-06 | 11:00 | 580 | 1407 | 389 | 2 | 8 | 530 | 2 | 15 | 169 | 2 | 8 | 40000 | 2 | 8 | 51000 | 2 | 15 | 18900 | 2 | 8 | 3420 | 2 | 19 | 0 | E | 9 | 0 | E | 9 | 2.6 | E | 9 | -0.3 | E | 9 | 81 | A | 7 | 1004 | E | 9 | 220 | E | 9 | 3.6 | E | 9 | -9900 | ? | 0 | 77777 | E | 9 | 0.6 | E | 8 | 0.07 | F | 8 | 0.16 | F | 8 | -9900 | -9900 | ? | 0
2001-02-06 | 12:00 | 674 | 1407 | 218 | 2 | 8 | 42 | 2 | 15 | 198 | 2 | 8 | 24000 | 2 | 8 | 4200 | 2 | 15 | 22000 | 2 | 8 | 5870 | 2 | 19 | 0 | E | 9 | 0 | E | 9 | 4.8 | E | 9 | 0.8 | E | 9 | 75 | A | 7 | 1004 | E | 9 | 270 | E | 9 | 1.6 | E | 9 | -9900 | ? | 0 | 77777 | E | 9 | 0.6 | E | 8 | 0.07 | F | 8 | 0.16 | F | 8 | -9900 | -9900 | ? | 0
2001-02-06 | 13:00 | 704 | 1407 | 324 | 2 | 8 | 175 | 2 | 15 | 236 | 2 | 8 | 35100 | 2 | 8 | 17900 | 2 | 15 | 26100 | 2 | 8 | 5890 | 2 | 19 | 0 | E | 9 | 0 | E | 9 | 5.8 | E | 9 | 1.9 | E | 9 | 76 | A | 7 | 1004 | E | 9 | 340 | E | 9 | 3.9 | E | 9 | -9900 | ? | 0 | 77777 | E | 9 | 0.6 | E | 8 | 0.07 | F | 8 | 0.16 | F | 8 | -9900 | -9900 | ? | 0
2001-02-06 | 14:00 | 668 | 1407 | 163 | 2 | 8 | 0 | 2 | 15 | 163 | 2 | 8 | 18700 | 2 | 8 | 0 | 2 | 15 | 18700 | 2 | 8 | 6690 | 2 | 19 | 0 | E | 9 | 0 | E | 9 | 6.8 | E | 9 | 2.5 | E | 9 | 74 | A | 7 | 1004 | E | 9 | 10 | E | 9 | 4.5 | E | 9 | -9900 | ? | 0 | 77777 | E | 9 | 0.6 | E | 8 | 0.07 | F | 8 | 0.16 | F | 8 | -9900 | -9900 | ? | 0
2001-02-06 | 15:00 | 569 | 1407 | 137 | 2 | 8 | 0 | 2 | 15 | 137 | 2 | 8 | 15600 | 2 | 8 | 0 | 2 | 15 | 15600 | 2 | 8 | 5420 | 2 | 19 | 0 | E | 9 | 0 | E | 9 | 7.3 | E | 9 | 2.5 | E | 9 | 72 | A | 7 | 1004 | E | 9 | 330 | E | 9 | 5.1 | E | 9 | -9900 | ? | 0 | 77777 | E | 9 | 0.6 | E | 8 | 0.07 | F | 8 | 0.16 | F | 8 | -9900 | -9900 | ? | 0
2001-02-06 | 16:00 | 414 | 1407 | 282 | 2 | 8 | 427 | 2 | 15 | 155 | 2 | 8 | 29100 | 2 | 8 | 38100 | 2 | 15 | 17800 | 2 | 8 | 3340 | 2 | 19 | 0 | E | 9 | 0 | E | 9 | 7.2 | E | 9 | 1.9 | E | 9 | 69 | A | 7 | 1004 | E | 9 | 300 | E | 9 | 3.6 | E | 9 | -9900 | ? | 0 | 77777 | E | 9 | 0.6 | E | 8 | 0.07 | F | 8 | 0.16 | F | 8 | -9900 | -9900 | ? | 0
2001-02-06 | 17:00 | 214 | 1407 | 161 | 2 | 8 | 493 | 2 | 15 | 85 | 2 | 8 | 15700 | 2 | 8 | 31800 | 2 | 15 | 10900 | 2 | 8 | 1660 | 2 | 19 | 0 | E | 9 | 0 | E | 9 | 6.3 | E | 9 | 1.7 | E | 9 | 72 | A | 7 | 1004 | E | 9 | 300 | E | 9 | 3.6 | E | 9 | -9900 | ? | 0 | 77777 | E | 9 | 0.6 | E | 8 | 0.07 | F | 8 | 0.16 | F | 8 | -9900 | -9900 | ? | 0
2001-02-06 | 18:00 | 24 | 668 | 0 | 2 | 8 | 0 | 2 | 15 | 0 | 2 | 8 | 0 | 2 | 8 | 0 | 2 | 15 | 0 | 2 | 8 | 0 | 2 | 19 | 0 | E | 9 | 0 | E | 9 | 5 | E | 9 | 1.3 | E | 9 | 77 | A | 7 | 1004 | E | 9 | 310 | E | 9 | 3.5 | E | 9 | -9900 | ? | 0 | 77777 | E | 9 | 0.6 | E | 8 | 0.07 | F | 8 | 0.16 | F | 8 | -9900 | -9900 | ? | 0
2001-02-06 | 19:00 | 0 | 0 | 0 | 2 | 0 | 0 | 2 | 0 | 0 | 2 | 0 | 0 | 2 | 0 | 0 | 2 | 0 | 0 | 2 | 0 | 0 | 2 | 0 | 0 | E | 9 | 0 | E | 9 | 3.9 | E | 9 | 1 | E | 9 | 81 | A | 7 | 1004 | E | 9 | 310 | E | 9 | 3.4 | E | 9 | -9900 | ? | 0 | 77777 | E | 9 | 0.6 | E | 8 | 0.07 | F | 8 | 0.16 | F | 8 | -9900 | -9900 | ? | 0
2001-02-06 | 20:00 | 0 | 0 | 0 | 2 | 0 | 0 | 2 | 0 | 0 | 2 | 0 | 0 | 2 | 0 | 0 | 2 | 0 | 0 | 2 | 0 | 0 | 2 | 0 | 0 | E | 9 | 0 | E | 9 | 3.2 | E | 9 | 0.9 | E | 9 | 85 | A | 7 | 1004 | E | 9 | 300 | E | 9 | 3.2 | E | 9 | -9900 | ? | 0 | 77777 | E | 9 | 0.5 | E | 8 | 0.07 | F | 8 | 0.16 | F | 8 | -9900 | -9900 | ? | 0
2001-02-06 | 21:00 | 0 | 0 | 0 | 2 | 0 | 0 | 2 | 0 | 0 | 2 | 0 | 0 | 2 | 0 | 0 | 2 | 0 | 0 | 2 | 0 | 0 | 2 | 0 | 0 | E | 9 | 0 | E | 9 | 2.6 | E | 9 | 0.5 | E | 9 | 86 | A | 7 | 1004 | E | 9 | 310 | E | 9 | 3.2 | E | 9 | -9900 | ? | 0 | 77777 | E | 9 | 0.5 | E | 8 | 0.07 | F | 8 | 0.16 | F | 8 | -9900 | -9900 | ? | 0
2001-02-06 | 22:00 | 0 | 0 | 0 | 2 | 0 | 0 | 2 | 0 | 0 | 2 | 0 | 0 | 2 | 0 | 0 | 2 | 0 | 0 | 2 | 0 | 0 | 2 | 0 | 0 | E | 9 | 0 | E | 9 | 2 | A | 7 | 0 | A | 7 | 87 | A | 7 | 1004 | E | 9 | 310 | A | 7 | 3.1 | A | 7 | 16100 | A | 7 | 77777 | A | 7 | 0.5 | E | 8 | 0.07 | F | 8 | 0.16 | F | 8 | -9900 | -9900 | ? | 0
2001-02-06 | 23:00 | 0 | 0 | 0 | 2 | 0 | 0 | 2 | 0 | 0 | 2 | 0 | 0 | 2 | 0 | 0 | 2 | 0 | 0 | 2 | 0 | 0 | 2 | 0 | 0 | E | 9 | 0 | E | 9 | 3.3 | E | 9 | 0.3 | E | 9 | 81 | A | 7 | 1004 | E | 9 | 40 | E | 9 | 4.1 | E | 9 | -9900 | ? | 0 | 77777 | E | 9 | 0.5 | E | 8 | 0.07 | F | 8 | 0.16 | F | 8 | -9900 | -9900 | ? | 0
2001-02-06 | 24:00 | 0 | 0 | 0 | 2 | 0 | 0 | 2 | 0 | 0 | 2 | 0 | 0 | 2 | 0 | 0 | 2 | 0 | 0 | 2 | 0 | 0 | 2 | 0 | 0 | E | 9 | 0 | E | 9 | 2.7 | E | 9 | 0.7 | E | 9 | 87 | A | 7 | 1004 | E | 9 | 20 | E | 9 | 2.8 | E | 9 | -9900 | ? | 0 | 77777 | E | 9 | 0.5 | E | 8 | 0.07 | F | 8 | 0.16 | F | 8 | -9900 | -9900 | ? | 0
2001-02-07 | 1:00 | 0 | 0 | 0 | 2 | 0 | 0 | 2 | 0 | 0 | 2 | 0 | 0 | 2 | 0 | 0 | 2 | 0 | 0 | 2 | 0 | 0 | 2 | 0 | 0 | E | 9 | 0 | E | 9 | 3.3 | E | 9 | 0.4 | E | 9 | 81 | A | 7 | 1004 | E | 9 | 360 | E | 9 | 3.3 | E | 9 | -9900 | ? | 0 | 77777 | E | 9 | 0.5 | E | 8 | 0.071 | F | 8 | 0.16 | F | 8 | -9900 | -9900 | ? | 0
2001-02-07 | 2:00 | 0 | 0 | 0 | 2 | 0 | 0 | 2 | 0 | 0 | 2 | 0 | 0 | 2 | 0 | 0 | 2 | 0 | 0 | 2 | 0 | 0 | 2 | 0 | 0 | E | 9 | 0 | E | 9 | 4.3 | E | 9 | 0.3 | E | 9 | 75 | A | 7 | 1004 | E | 9 | 350 | E | 9 | 3.7 | E | 9 | -9900 | ? | 0 | 77777 | E | 9 | 0.5 | E | 8 | 0.071 | F | 8 | 0.16 | F | 8 | -9900 | -9900 | ? | 0
2001-02-07 | 3:00 | 0 | 0 | 0 | 2 | 0 | 0 | 2 | 0 | 0 | 2 | 0 | 0 | 2 | 0 | 0 | 2 | 0 | 0 | 2 | 0 | 0 | 2 | 0 | 1 | E | 9 | 1 | E | 9 | 1.7 | E | 9 | 0.7 | E | 9 | 93 | A | 7 | 1004 | E | 9 | 90 | E | 9 | 0.9 | E | 9 | -9900 | ? | 0 | 77777 | E | 9 | 0.5 | E | 8 | 0.071 | F | 8 | 0.16 | F | 8 | -9900 | -9900 | ? | 0
2001-02-07 | 4:00 | 0 | 0 | 0 | 2 | 0 | 0 | 2 | 0 | 0 | 2 | 0 | 0 | 2 | 0 | 0 | 2 | 0 | 0 | 2 | 0 | 0 | 2 | 0 | 0 | E | 9 | 0 | E | 9 | 2 | E | 9 | 0 | E | 9 | 87 | A | 7 | 1004 | E | 9 | 320 | E | 9 | 3.4 | E | 9 | -9900 | ? | 0 | 77777 | E | 9 | 0.5 | E | 8 | 0.071 | F | 8 | 0.16 | F | 8 | -9900 | -9900 | ? | 0
2001-02-07 | 5:00 | 0 | 0 | 0 | 2 | 0 | 0 | 2 | 0 | 0 | 2 | 0 | 0 | 2 | 0 | 0 | 2 | 0 | 0 | 2 | 0 | 0 | 2 | 0 | 0 | E | 9 | 0 | E | 9 | 1.9 | E | 9 | 0.4 | E | 9 | 90 | A | 7 | 1004 | E | 9 | 240 | E | 9 | 2.8 | E | 9 | -9900 | ? | 0 | 77777 | E | 9 | 0.5 | E | 8 | 0.071 | F | 8 | 0.16 | F | 8 | -9900 | -9900 | ? | 0
2001-02-07 | 6:00 | 0 | 0 | 0 | 2 | 0 | 0 | 2 | 0 | 0 | 2 | 0 | 0 | 2 | 0 | 0 | 2 | 0 | 0 | 2 | 0 | 0 | 2 | 0 | 0 | E | 9 | 0 | E | 9 | 1.7 | E | 9 | 0.7 | E | 9 | 93 | A | 7 | 1004 | E | 9 | 160 | E | 9 | 2 | E | 9 | -9900 | ? | 0 | 77777 | E | 9 | 0.5 | E | 8 | 0.071 | F | 8 | 0.16 | F | 8 | -9900 | -9900 | ? | 0
2001-02-07 | 7:00 | 0 | 0 | 0 | 2 | 0 | 0 | 2 | 0 | 0 | 2 | 0 | 0 | 2 | 0 | 0 | 2 | 0 | 0 | 2 | 0 | 0 | 2 | 0 | 0 | E | 9 | 0 | E | 9 | 2 | E | 9 | 1 | E | 9 | 93 | A | 7 | 1004 | E | 9 | 190 | E | 9 | 2.5 | E | 9 | -9900 | ? | 0 | 77777 | E | 9 | 0.5 | E | 8 | 0.071 | F | 8 | 0.16 | F | 8 | -9900 | -9900 | ? | 0
2001-02-07 | 8:00 | 36 | 809 | 2 | 2 | 8 | 101 | 2 | 15 | 1 | 2 | 8 | 700 | 2 | 8 | 5600 | 2 | 15 | 400 | 2 | 8 | 40 | 2 | 19 | 1 | E | 9 | 1 | E | 9 | 3.3 | E | 9 | 1.3 | E | 9 | 87 | A | 7 | 1004 | E | 9 | 210 | E | 9 | 2.4 | E | 9 | -9900 | ? | 0 | 77777 | E | 9 | 0.5 | E | 8 | 0.071 | F | 8 | 0.16 | F | 8 | -9900 | -9900 | ? | 0
2001-02-07 | 9:00 | 238 | 1406 | 117 | 2 | 8 | 491 | 2 | 15 | 34 | 2 | 8 | 11900 | 2 | 8 | 36800 | 2 | 15 | 5700 | 2 | 8 | 650 | 2 | 19 | 0 | E | 9 | 0 | E | 9 | 3.7 | E | 9 | 2.7 | E | 9 | 93 | A | 7 | 1004 | E | 9 | 190 | E | 9 | 2.2 | E | 9 | -9900 | ? | 0 | 77777 | E | 9 | 0.5 | E | 8 | 0.071 | F | 8 | 0.16 | F | 8 | -9900 | -9900 | ? | 0
2001-02-07 | 10:00 | 435 | 1406 | 269 | 2 | 8 | 678 | 2 | 15 | 58 | 2 | 8 | 27700 | 2 | 8 | 60900 | 2 | 15 | 8700 | 2 | 8 | 1130 | 2 | 19 | 0 | E | 9 | 0 | E | 9 | 7 | E | 9 | 4 | E | 9 | 81 | A | 7 | 1004 | E | 9 | 190 | E | 9 | 2.1 | E | 9 | -9900 | ? | 0 | 77777 | E | 9 | 0.5 | E | 8 | 0.071 | F | 8 | 0.16 | F | 8 | -9900 | -9900 | ? | 0
2001-02-07 | 11:00 | 586 | 1406 | 394 | 2 | 8 | 769 | 2 | 15 | 73 | 2 | 8 | 41100 | 2 | 8 | 73500 | 2 | 15 | 10400 | 2 | 8 | 1500 | 2 | 19 | 0 | E | 9 | 0 | E | 9 | 9 | E | 9 | 4 | E | 9 | 71 | A | 7 | 1004 | E | 9 | 150 | E | 9 | 1.5 | E | 9 | -9900 | ? | 0 | 77777 | E | 9 | 0.6 | E | 8 | 0.071 | F | 8 | 0.16 | F | 8 | -9900 | -9900 | ? | 0
2001-02-07 | 12:00 | 680 | 1406 | 477 | 2 | 8 | 814 | 2 | 15 | 82 | 2 | 8 | 50000 | 2 | 8 | 79600 | 2 | 15 | 11400 | 2 | 8 | 1750 | 2 | 19 | 0 | E | 9 | 0 | E | 9 | 10 | E | 9 | 3 | E | 9 | 62 | A | 7 | 1004 | E | 9 | 320 | E | 9 | 3.1 | E | 9 | -9900 | ? | 0 | 77777 | E | 9 | 0.7 | E | 8 | 0.071 | F | 8 | 0.16 | F | 8 | -9900 | -9900 | ? | 0
2001-02-07 | 13:00 | 710 | 1406 | 507 | 2 | 8 | 831 | 2 | 15 | 85 | 2 | 8 | 53200 | 2 | 8 | 81700 | 2 | 15 | 11800 | 2 | 8 | 1850 | 2 | 19 | 0 | E | 9 | 0 | E | 9 | 11 | E | 9 | 3 | E | 9 | 58 | A | 7 | 1004 | E | 9 | 310 | E | 9 | 2.1 | E | 9 | -9900 | ? | 0 | 77777 | E | 9 | 0.8 | E | 8 | 0.071 | F | 8 | 0.16 | F | 8 | -9900 | -9900 | ? | 0
2001-02-07 | 14:00 | 675 | 1406 | 470 | 2 | 8 | 784 | 2 | 15 | 93 | 2 | 8 | 48600 | 2 | 8 | 76100 | 2 | 15 | 12000 | 2 | 8 | 1870 | 2 | 19 | 0 | E | 9 | 0 | E | 9 | 11 | E | 9 | 3 | E | 9 | 58 | A | 7 | 1004 | E | 9 | 260 | E | 9 | 4.1 | E | 9 | -9900 | ? | 0 | 77777 | E | 9 | 0.9 | E | 8 | 0.071 | F | 8 | 0.16 | F | 8 | -9900 | -9900 | ? | 0
2001-02-07 | 15:00 | 576 | 1406 | 395 | 2 | 8 | 743 | 2 | 15 | 90 | 2 | 8 | 41400 | 2 | 8 | 71100 | 2 | 15 | 12200 | 2 | 8 | 1810 | 2 | 19 | 0 | E | 9 | 0 | E | 9 | 10 | E | 9 | 3 | E | 9 | 62 | A | 7 | 1004 | E | 9 | 300 | E | 9 | 4.1 | E | 9 | -9900 | ? | 0 | 77777 | E | 9 | 1 | E | 8 | 0.071 | F | 8 | 0.16 | F | 8 | -9900 | -9900 | ? | 0
2001-02-07 | 16:00 | 421 | 1406 | 297 | 2 | 8 | 662 | 2 | 15 | 98 | 2 | 8 | 30000 | 2 | 8 | 57300 | 2 | 15 | 12800 | 2 | 8 | 1720 | 2 | 19 | 0 | E | 9 | 0 | E | 9 | 9.8 | E | 9 | 2.5 | E | 9 | 60 | A | 7 | 1004 | E | 9 | 300 | E | 9 | 3.4 | E | 9 | -9900 | ? | 0 | 77777 | E | 9 | 1.1 | E | 8 | 0.071 | F | 8 | 0.16 | F | 8 | -9900 | -9900 | ? | 0
2001-02-07 | 17:00 | 220 | 1406 | 154 | 2 | 8 | 436 | 2 | 15 | 85 | 2 | 8 | 15100 | 2 | 8 | 28600 | 2 | 15 | 10600 | 2 | 8 | 1650 | 2 | 19 | 0 | E | 9 | 0 | E | 9 | 9 | E | 9 | 2 | E | 9 | 61 | A | 7 | 1004 | E | 9 | 290 | E | 9 | 2.6 | E | 9 | -9900 | ? | 0 | 77777 | E | 9 | 1.2 | E | 8 | 0.071 | F | 8 | 0.16 | F | 8 | -9900 | -9900 | ? | 0
2001-02-07 | 18:00 | 26 | 691 | 0 | 2 | 8 | 0 | 2 | 15 | 0 | 2 | 8 | 0 | 2 | 8 | 0 | 2 | 15 | 0 | 2 | 8 | 0 | 2 | 19 | 0 | E | 9 | 0 | E | 9 | 6.9 | E | 9 | 2 | E | 9 | 71 | A | 7 | 1004 | E | 9 | 290 | E | 9 | 2.4 | E | 9 | -9900 | ? | 0 | 77777 | E | 9 | 1.3 | E | 8 | 0.071 | F | 8 | 0.16 | F | 8 | -9900 | -9900 | ? | 0
2001-02-07 | 19:00 | 0 | 0 | 0 | 2 | 0 | 0 | 2 | 0 | 0 | 2 | 0 | 0 | 2 | 0 | 0 | 2 | 0 | 0 | 2 | 0 | 0 | 2 | 0 | 0 | E | 9 | 0 | E | 9 | 5 | E | 9 | 2 | E | 9 | 81 | A | 7 | 1004 | E | 9 | 290 | E | 9 | 2.1 | E | 9 | -9900 | ? | 0 | 77777 | E | 9 | 1.4 | E | 8 | 0.071 | F | 8 | 0.16 | F | 8 | -9900 | -9900 | ? | 0
2001-02-07 | 20:00 | 0 | 0 | 0 | 2 | 0 | 0 | 2 | 0 | 0 | 2 | 0 | 0 | 2 | 0 | 0 | 2 | 0 | 0 | 2 | 0 | 0 | 2 | 0 | 0 | E | 9 | 0 | E | 9 | 5 | E | 9 | 2 | E | 9 | 81 | A | 7 | 1004 | E | 9 | 280 | E | 9 | 2.6 | E | 9 | -9900 | ? | 0 | 77777 | E | 9 | 1.5 | E | 8 | 0.071 | F | 8 | 0.16 | F | 8 | -9900 | -9900 | ? | 0
2001-02-07 | 21:00 | 0 | 0 | 0 | 2 | 0 | 0 | 2 | 0 | 0 | 2 | 0 | 0 | 2 | 0 | 0 | 2 | 0 | 0 | 2 | 0 | 0 | 2 | 0 | 0 | E | 9 | 0 | E | 9 | 4 | E | 9 | 2 | E | 9 | 87 | A | 7 | 1004 | E | 9 | 0 | E | 9 | 0 | E | 9 | -9900 | ? | 0 | 77777 | E | 9 | 1.6 | E | 8 | 0.071 | F | 8 | 0.16 | F | 8 | -9900 | -9900 | ? | 0
2001-02-07 | 22:00 | 0 | 0 | 0 | 2 | 0 | 0 | 2 | 0 | 0 | 2 | 0 | 0 | 2 | 0 | 0 | 2 | 0 | 0 | 2 | 0 | 0 | 2 | 0 | 0 | E | 9 | 0 | E | 9 | 2 | E | 9 | 1 | E | 9 | 93 | A | 7 | 1004 | E | 9 | 300 | E | 9 | 1.5 | E | 9 | -9900 | ? | 0 | 77777 | E | 9 | 1.7 | E | 8 | 0.071 | F | 8 | 0.16 | F | 8 | -9900 | -9900 | ? | 0
2001-02-07 | 23:00 | 0 | 0 | 0 | 2 | 0 | 0 | 2 | 0 | 0 | 2 | 0 | 0 | 2 | 0 | 0 | 2 | 0 | 0 | 2 | 0 | 0 | 2 | 0 | 0 | E | 9 | 0 | E | 9 | 3 | E | 9 | 1 | E | 9 | 87 | A | 7 | 1004 | E | 9 | 310 | E | 9 | 2.6 | E | 9 | -9900 | ? | 0 | 77777 | E | 9 | 1.6 | E | 8 | 0.071 | F | 8 | 0.16 | F | 8 | -9900 | -9900 | ? | 0
2001-02-07 | 24:00 | 0 | 0 | 0 | 2 | 0 | 0 | 2 | 0 | 0 | 2 | 0 | 0 | 2 | 0 | 0 | 2 | 0 | 0 | 2 | 0 | 0 | 2 | 0 | 0 | E | 9 | 0 | E | 9 | 3 | E | 9 | 1 | E | 9 | 87 | A | 7 | 1004 | E | 9 | 300 | E | 9 | 1.5 | E | 9 | -9900 | ? | 0 | 77777 | E | 9 | 1.6 | E | 8 | 0.071 | F | 8 | 0.16 | F | 8 | -9900 | -9900 | ? | 0
2001-02-08 | 1:00 | 0 | 0 | 0 | 2 | 0 | 0 | 2 | 0 | 0 | 2 | 0 | 0 | 2 | 0 | 0 | 2 | 0 | 0 | 2 | 0 | 0 | 2 | 0 | 0 | E | 9 | 0 | E | 9 | 2 | E | 9 | 0 | E | 9 | 87 | A | 7 | 1004 | E | 9 | 0 | E | 9 | 0 | E | 9 | -9900 | ? | 0 | 77777 | E | 9 | 1.6 | E | 8 | 0.071 | F | 8 | 0.16 | F | 8 | -9900 | -9900 | ? | 0
2001-02-08 | 2:00 | 0 | 0 | 0 | 2 | 0 | 0 | 2 | 0 | 0 | 2 | 0 | 0 | 2 | 0 | 0 | 2 | 0 | 0 | 2 | 0 | 0 | 2 | 0 | 0 | E | 9 | 0 | E | 9 | 1 | E | 9 | -1 | E | 9 | 86 | A | 7 | 1004 | E | 9 | 0 | E | 9 | 0 | E | 9 | -9900 | ? | 0 | 77777 | E | 9 | 1.5 | E | 8 | 0.071 | F | 8 | 0.16 | F | 8 | -9900 | -9900 | ? | 0
2001-02-08 | 3:00 | 0 | 0 | 0 | 2 | 0 | 0 | 2 | 0 | 0 | 2 | 0 | 0 | 2 | 0 | 0 | 2 | 0 | 0 | 2 | 0 | 0 | 2 | 0 | 3 | E | 9 | 3 | E | 9 | 0 | E | 9 | -1 | E | 9 | 92 | A | 7 | 1004 | E | 9 | 300 | E | 9 | 2.1 | E | 9 | -9900 | ? | 0 | 77777 | E | 9 | 1.5 | E | 8 | 0.071 | F | 8 | 0.16 | F | 8 | -9900 | -9900 | ? | 0
2001-02-08 | 4:00 | 0 | 0 | 0 | 2 | 0 | 0 | 2 | 0 | 0 | 2 | 0 | 0 | 2 | 0 | 0 | 2 | 0 | 0 | 2 | 0 | 0 | 2 | 0 | 0 | E | 9 | 0 | E | 9 | 1 | E | 9 | -1 | E | 9 | 86 | A | 7 | 1004 | E | 9 | 300 | E | 9 | 1.5 | E | 9 | -9900 | ? | 0 | 77777 | E | 9 | 1.4 | E | 8 | 0.071 | F | 8 | 0.16 | F | 8 | -9900 | -9900 | ? | 0
2001-02-08 | 5:00 | 0 | 0 | 0 | 2 | 0 | 0 | 2 | 0 | 0 | 2 | 0 | 0 | 2 | 0 | 0 | 2 | 0 | 0 | 2 | 0 | 0 | 2 | 0 | 0 | E | 9 | 0 | E | 9 | 0 | E | 9 | -1 | E | 9 | 92 | A | 7 | 1004 | E | 9 | 0 | E | 9 | 0 | E | 9 | -9900 | ? | 0 | 77777 | E | 9 | 1.4 | E | 8 | 0.071 | F | 8 | 0.16 | F | 8 | -9900 | -9900 | ? | 0
2001-02-08 | 6:00 | 0 | 0 | 0 | 2 | 0 | 0 | 2 | 0 | 0 | 2 | 0 | 0 | 2 | 0 | 0 | 2 | 0 | 0 | 2 | 0 | 0 | 2 | 0 | 0 | E | 9 | 0 | E | 9 | 0 | E | 9 | -1 | E | 9 | 92 | A | 7 | 1004 | E | 9 | 0 | E | 9 | 0 | E | 9 | -9900 | ? | 0 | 77777 | E | 9 | 1.3 | E | 8 | 0.071 | F | 8 | 0.16 | F | 8 | -9900 | -9900 | ? | 0
2001-02-08 | 7:00 | 0 | 0 | 0 | 2 | 0 | 0 | 2 | 0 | 0 | 2 | 0 | 0 | 2 | 0 | 0 | 2 | 0 | 0 | 2 | 0 | 0 | 2 | 0 | 0 | E | 9 | 0 | E | 9 | 1 | E | 9 | -1 | E | 9 | 86 | A | 7 | 1004 | E | 9 | 0 | E | 9 | 0 | E | 9 | -9900 | ? | 0 | 77777 | E | 9 | 1.3 | E | 8 | 0.071 | F | 8 | 0.16 | F | 8 | -9900 | -9900 | ? | 0
2001-02-08 | 8:00 | 39 | 832 | 3 | 2 | 8 | 54 | 2 | 15 | 2 | 2 | 8 | 500 | 2 | 8 | 3000 | 2 | 15 | 400 | 2 | 8 | 80 | 2 | 19 | 0 | E | 9 | 0 | E | 9 | 1 | E | 9 | -1 | E | 9 | 86 | A | 7 | 1004 | E | 9 | 0 | E | 9 | 0 | E | 9 | -9900 | ? | 0 | 77777 | E | 9 | 1.2 | E | 8 | 0.071 | F | 8 | 0.16 | F | 8 | -9900 | -9900 | ? | 0
2001-02-08 | 9:00 | 243 | 1406 | 45 | 2 | 8 | 0 | 2 | 15 | 45 | 2 | 8 | 5100 | 2 | 8 | 0 | 2 | 15 | 5100 | 2 | 8 | 1650 | 2 | 19 | 0 | E | 9 | 0 | E | 9 | 2 | E | 9 | 1 | E | 9 | 93 | A | 7 | 1004 | E | 9 | 0 | E | 9 | 0 | E | 9 | -9900 | ? | 0 | 77777 | E | 9 | 1.2 | E | 8 | 0.071 | F | 8 | 0.16 | F | 8 | -9900 | -9900 | ? | 0
2001-02-08 | 10:00 | 441 | 1406 | 104 | 2 | 8 | 0 | 2 | 15 | 104 | 2 | 8 | 11800 | 2 | 8 | 0 | 2 | 15 | 11800 | 2 | 8 | 3920 | 2 | 19 | 0 | E | 9 | 0 | E | 9 | 4 | E | 9 | 2 | E | 9 | 87 | A | 7 | 1004 | E | 9 | 150 | E | 9 | 1.5 | E | 9 | -9900 | ? | 0 | 77777 | E | 9 | 1.1 | E | 8 | 0.071 | F | 8 | 0.16 | F | 8 | -9900 | -9900 | ? | 0
2001-02-08 | 11:00 | 592 | 1406 | 96 | 2 | 8 | 0 | 2 | 15 | 96 | 2 | 8 | 11300 | 2 | 8 | 0 | 2 | 15 | 11300 | 2 | 8 | 4190 | 2 | 19 | 2 | E | 9 | 2 | E | 9 | 6 | E | 9 | 3 | E | 9 | 81 | A | 7 | 1004 | E | 9 | 0 | E | 9 | 0 | E | 9 | -9900 | ? | 0 | 77777 | E | 9 | 1.1 | E | 8 | 0.071 | F | 8 | 0.16 | F | 8 | -9900 | -9900 | ? | 0
2001-02-08 | 12:00 | 686 | 1406 | 230 | 2 | 8 | 48 | 2 | 15 | 206 | 2 | 8 | 25200 | 2 | 8 | 4800 | 2 | 15 | 22900 | 2 | 8 | 6120 | 2 | 19 | 0 | E | 9 | 0 | E | 9 | 7 | E | 9 | 3 | E | 9 | 76 | A | 7 | 1004 | E | 9 | 0 | E | 9 | 0 | E | 9 | -9900 | ? | 0 | 77777 | E | 9 | 1.1 | E | 8 | 0.071 | F | 8 | 0.16 | F | 8 | -9900 | -9900 | ? | 0
2001-02-08 | 13:00 | 717 | 1406 | 104 | 2 | 8 | 0 | 2 | 15 | 104 | 2 | 8 | 12500 | 2 | 8 | 0 | 2 | 15 | 12500 | 2 | 8 | 4830 | 2 | 19 | 0 | E | 9 | 0 | E | 9 | 8 | E | 9 | 4 | E | 9 | 76 | A | 7 | 1004 | E | 9 | 110 | E | 9 | 2.1 | E | 9 | -9900 | ? | 0 | 77777 | E | 9 | 1.1 | E | 8 | 0.071 | F | 8 | 0.16 | F | 8 | -9900 | -9900 | ? | 0
2001-02-08 | 14:00 | 681 | 1406 | 98 | 2 | 8 | 0 | 2 | 15 | 98 | 2 | 8 | 11700 | 2 | 8 | 0 | 2 | 15 | 11700 | 2 | 8 | 4500 | 2 | 19 | 0 | E | 9 | 0 | E | 9 | 9 | E | 9 | 2 | E | 9 | 61 | A | 7 | 1004 | E | 9 | 40 | E | 9 | 2.1 | E | 9 | -9900 | ? | 0 | 77777 | E | 9 | 1.1 | E | 8 | 0.071 | F | 8 | 0.16 | F | 8 | -9900 | -9900 | ? | 0
2001-02-08 | 15:00 | 582 | 1406 | 115 | 2 | 8 | 0 | 2 | 15 | 115 | 2 | 8 | 13300 | 2 | 8 | 0 | 2 | 15 | 13300 | 2 | 8 | 4810 | 2 | 19 | 0 | E | 9 | 0 | E | 9 | 9 | E | 9 | 2 | E | 9 | 61 | A | 7 | 1004 | E | 9 | 40 | E | 9 | 2.6 | E | 9 | -9900 | ? | 0 | 77777 | E | 9 | 1.1 | E | 8 | 0.071 | F | 8 | 0.16 | F | 8 | -9900 | -9900 | ? | 0
2001-02-08 | 16:00 | 427 | 1406 | 148 | 2 | 8 | 47 | 2 | 15 | 133 | 2 | 8 | 16100 | 2 | 8 | 4300 | 2 | 15 | 14800 | 2 | 8 | 3420 | 2 | 19 | 0 | E | 9 | 0 | E | 9 | 9 | E | 9 | 2 | E | 9 | 61 | A | 7 | 1004 | E | 9 | 50 | E | 9 | 2.6 | E | 9 | -9900 | ? | 0 | 77777 | E | 9 | 1.1 | E | 8 | 0.071 | F | 8 | 0.16 | F | 8 | -9900 | -9900 | ? | 0
2001-02-08 | 17:00 | 226 | 1406 | 55 | 2 | 8 | 0 | 2 | 15 | 55 | 2 | 8 | 6100 | 2 | 8 | 0 | 2 | 15 | 6100 | 2 | 8 | 1860 | 2 | 19 | 0 | E | 9 | 0 | E | 9 | 9 | E | 9 | 2 | E | 9 | 61 | A | 7 | 1004 | E | 9 | 40 | E | 9 | 1.5 | E | 9 | -9900 | ? | 0 | 77777 | E | 9 | 1.1 | E | 8 | 0.071 | F | 8 | 0.16 | F | 8 | -9900 | -9900 | ? | 0
2001-02-08 | 18:00 | 29 | 715 | 0 | 2 | 8 | 0 | 2 | 15 | 0 | 2 | 8 | 0 | 2 | 8 | 0 | 2 | 15 | 0 | 2 | 8 | 0 | 2 | 19 | 0 | E | 9 | 0 | E | 9 | 8 | E | 9 | 3 | E | 9 | 71 | A | 7 | 1004 | E | 9 | 0 | E | 9 | 0 | E | 9 | -9900 | ? | 0 | 77777 | E | 9 | 1.1 | E | 8 | 0.071 | F | 8 | 0.16 | F | 8 | -9900 | -9900 | ? | 0
2001-02-08 | 19:00 | 0 | 0 | 0 | 2 | 0 | 0 | 2 | 0 | 0 | 2 | 0 | 0 | 2 | 0 | 0 | 2 | 0 | 0 | 2 | 0 | 0 | 2 | 0 | 0 | E | 9 | 0 | E | 9 | 5 | E | 9 | 3 | E | 9 | 87 | A | 7 | 1004 | E | 9 | 300 | E | 9 | 2.6 | E | 9 | -9900 | ? | 0 | 77777 | E | 9 | 1.1 | E | 8 | 0.071 | F | 8 | 0.16 | F | 8 | -9900 | -9900 | ? | 0
2001-02-08 | 20:00 | 0 | 0 | 0 | 2 | 0 | 0 | 2 | 0 | 0 | 2 | 0 | 0 | 2 | 0 | 0 | 2 | 0 | 0 | 2 | 0 | 0 | 2 | 0 | 0 | E | 9 | 0 | E | 9 | 5 | E | 9 | 3 | E | 9 | 87 | A | 7 | 1004 | E | 9 | 0 | E | 9 | 0 | E | 9 | -9900 | ? | 0 | 77777 | E | 9 | 1.1 | E | 8 | 0.071 | F | 8 | 0.16 | F | 8 | -9900 | -9900 | ? | 0
2001-02-08 | 21:00 | 0 | 0 | 0 | 2 | 0 | 0 | 2 | 0 | 0 | 2 | 0 | 0 | 2 | 0 | 0 | 2 | 0 | 0 | 2 | 0 | 0 | 2 | 0 | 0 | E | 9 | 0 | E | 9 | 6 | E | 9 | 4 | E | 9 | 87 | A | 7 | 1004 | E | 9 | 310 | E | 9 | 2.1 | E | 9 | -9900 | ? | 0 | 77777 | E | 9 | 1.1 | E | 8 | 0.071 | F | 8 | 0.16 | F | 8 | -9900 | -9900 | ? | 0
2001-02-08 | 22:00 | 0 | 0 | 0 | 2 | 0 | 0 | 2 | 0 | 0 | 2 | 0 | 0 | 2 | 0 | 0 | 2 | 0 | 0 | 2 | 0 | 0 | 2 | 0 | 0 | E | 9 | 0 | E | 9 | 5.9 | E | 9 | 3.4 | E | 9 | 84 | A | 7 | 1004 | E | 9 | 320 | E | 9 | 2.1 | E | 9 | -9900 | ? | 0 | 77777 | E | 9 | 1.1 | E | 8 | 0.071 | F | 8 | 0.16 | F | 8 | -9900 | -9900 | ? | 0
2001-02-08 | 23:00 | 0 | 0 | 0 | 2 | 0 | 0 | 2 | 0 | 0 | 2 | 0 | 0 | 2 | 0 | 0 | 2 | 0 | 0 | 2 | 0 | 0 | 2 | 0 | 0 | E | 9 | 0 | E | 9 | 6 | E | 9 | 3 | E | 9 | 81 | A | 7 | 1004 | E | 9 | 320 | E | 9 | 2.1 | E | 9 | -9900 | ? | 0 | 77777 | E | 9 | 1.1 | E | 8 | 0.071 | F | 8 | 0.16 | F | 8 | -9900 | -9900 | ? | 0
2001-02-08 | 24:00 | 0 | 0 | 0 | 2 | 0 | 0 | 2 | 0 | 0 | 2 | 0 | 0 | 2 | 0 | 0 | 2 | 0 | 0 | 2 | 0 | 0 | 2 | 0 | 0 | E | 9 | 0 | E | 9 | 4 | E | 9 | 2 | E | 9 | 87 | A | 7 | 1004 | E | 9 | 300 | E | 9 | 1.5 | E | 9 | -9900 | ? | 0 | 77777 | E | 9 | 1.1 | E | 8 | 0.071 | F | 8 | 0.16 | F | 8 | -9900 | -9900 | ? | 0
2001-02-09 | 1:00 | 0 | 0 | 0 | 2 | 0 | 0 | 2 | 0 | 0 | 2 | 0 | 0 | 2 | 0 | 0 | 2 | 0 | 0 | 2 | 0 | 0 | 2 | 0 | 0 | E | 9 | 0 | E | 9 | 3 | E | 9 | 2 | E | 9 | 93 | A | 7 | 1004 | E | 9 | 320 | E | 9 | 2.6 | E | 9 | -9900 | ? | 0 | 77777 | E | 9 | 1 | E | 8 | 0.071 | F | 8 | 0.16 | F | 8 | -9900 | -9900 | ? | 0
2001-02-09 | 2:00 | 0 | 0 | 0 | 2 | 0 | 0 | 2 | 0 | 0 | 2 | 0 | 0 | 2 | 0 | 0 | 2 | 0 | 0 | 2 | 0 | 0 | 2 | 0 | 0 | E | 9 | 0 | E | 9 | 2 | E | 9 | 1 | E | 9 | 93 | A | 7 | 1004 | E | 9 | 290 | E | 9 | 1.5 | E | 9 | -9900 | ? | 0 | 77777 | E | 9 | 1 | E | 8 | 0.071 | F | 8 | 0.16 | F | 8 | -9900 | -9900 | ? | 0
2001-02-09 | 3:00 | 0 | 0 | 0 | 2 | 0 | 0 | 2 | 0 | 0 | 2 | 0 | 0 | 2 | 0 | 0 | 2 | 0 | 0 | 2 | 0 | 0 | 2 | 0 | 6 | E | 9 | 6 | E | 9 | 2 | E | 9 | 1 | E | 9 | 93 | A | 7 | 1004 | E | 9 | 0 | E | 9 | 0 | E | 9 | -9900 | ? | 0 | 77777 | E | 9 | 1 | E | 8 | 0.071 | F | 8 | 0.16 | F | 8 | -9900 | -9900 | ? | 0
2001-02-09 | 4:00 | 0 | 0 | 0 | 2 | 0 | 0 | 2 | 0 | 0 | 2 | 0 | 0 | 2 | 0 | 0 | 2 | 0 | 0 | 2 | 0 | 0 | 2 | 0 | 1 | E | 9 | 1 | E | 9 | 2 | E | 9 | 1 | E | 9 | 93 | A | 7 | 1004 | E | 9 | 0 | E | 9 | 0 | E | 9 | -9900 | ? | 0 | 77777 | E | 9 | 1 | E | 8 | 0.071 | F | 8 | 0.16 | F | 8 | -9900 | -9900 | ? | 0
2001-02-09 | 5:00 | 0 | 0 | 0 | 2 | 0 | 0 | 2 | 0 | 0 | 2 | 0 | 0 | 2 | 0 | 0 | 2 | 0 | 0 | 2 | 0 | 0 | 2 | 0 | 0 | E | 9 | 0 | E | 9 | 1 | E | 9 | 0 | E | 9 | 93 | A | 7 | 1004 | E | 9 | 0 | E | 9 | 0 | E | 9 | -9900 | ? | 0 | 77777 | E | 9 | 1 | E | 8 | 0.071 | F | 8 | 0.16 | F | 8 | -9900 | -9900 | ? | 0
2001-02-09 | 6:00 | 0 | 0 | 0 | 2 | 0 | 0 | 2 | 0 | 0 | 2 | 0 | 0 | 2 | 0 | 0 | 2 | 0 | 0 | 2 | 0 | 0 | 2 | 0 | 0 | E | 9 | 0 | E | 9 | 3 | E | 9 | 2 | E | 9 | 93 | A | 7 | 1004 | E | 9 | 350 | E | 9 | 1.5 | E | 9 | -9900 | ? | 0 | 77777 | E | 9 | 1 | E | 8 | 0.071 | F | 8 | 0.16 | F | 8 | -9900 | -9900 | ? | 0
2001-02-09 | 7:00 | 0 | 0 | 0 | 2 | 0 | 0 | 2 | 0 | 0 | 2 | 0 | 0 | 2 | 0 | 0 | 2 | 0 | 0 | 2 | 0 | 0 | 2 | 0 | 0 | E | 9 | 0 | E | 9 | 4 | E | 9 | 2 | E | 9 | 87 | A | 7 | 1004 | E | 9 | 10 | E | 9 | 5.1 | E | 9 | -9900 | ? | 0 | 77777 | E | 9 | 0.9 | E | 8 | 0.071 | F | 8 | 0.16 | F | 8 | -9900 | -9900 | ? | 0
2001-02-09 | 8:00 | 42 | 878 | 4 | 2 | 8 | 68 | 2 | 15 | 3 | 2 | 8 | 800 | 2 | 8 | 3600 | 2 | 15 | 600 | 2 | 8 | 80 | 2 | 19 | 0 | E | 9 | 0 | E | 9 | 4 | E | 9 | 2 | E | 9 | 87 | A | 7 | 1004 | E | 9 | 40 | E | 9 | 4.1 | E | 9 | -9900 | ? | 0 | 77777 | E | 9 | 0.9 | E | 8 | 0.071 | F | 8 | 0.16 | F | 8 | -9900 | -9900 | ? | 0
2001-02-09 | 9:00 | 249 | 1405 | 88 | 2 | 8 | 160 | 2 | 15 | 60 | 2 | 8 | 9400 | 2 | 8 | 11300 | 2 | 15 | 7400 | 2 | 8 | 1120 | 2 | 19 | 0 | E | 9 | 0 | E | 9 | 4 | E | 9 | 2 | E | 9 | 87 | A | 7 | 1004 | E | 9 | 20 | E | 9 | 3.1 | E | 9 | -9900 | ? | 0 | 77777 | E | 9 | 0.9 | E | 8 | 0.071 | F | 8 | 0.16 | F | 8 | -9900 | -9900 | ? | 0
2001-02-09 | 10:00 | 447 | 1405 | 81 | 2 | 8 | 0 | 2 | 15 | 81 | 2 | 8 | 9400 | 2 | 8 | 0 | 2 | 15 | 9400 | 2 | 8 | 3270 | 2 | 19 | 0 | E | 9 | 0 | E | 9 | 4 | E | 9 | 2 | E | 9 | 87 | A | 7 | 1004 | E | 9 | 30 | E | 9 | 4.1 | E | 9 | -9900 | ? | 0 | 77777 | E | 9 | 0.9 | E | 8 | 0.071 | F | 8 | 0.16 | F | 8 | -9900 | -9900 | ? | 0
2001-02-09 | 11:00 | 599 | 1405 | 262 | 2 | 8 | 163 | 2 | 15 | 192 | 2 | 8 | 28400 | 2 | 8 | 16200 | 2 | 15 | 21400 | 2 | 8 | 4570 | 2 | 19 | 0 | E | 9 | 0 | E | 9 | 4 | E | 9 | 2 | E | 9 | 87 | A | 7 | 1004 | E | 9 | 20 | E | 9 | 3.6 | E | 9 | -9900 | ? | 0 | 77777 | E | 9 | 0.9 | E | 8 | 0.071 | F | 8 | 0.16 | F | 8 | -9900 | -9900 | ? | 0
2001-02-09 | 12:00 | 693 | 1405 | 431 | 2 | 8 | 517 | 2 | 15 | 175 | 2 | 8 | 45300 | 2 | 8 | 51600 | 2 | 15 | 19700 | 2 | 8 | 3690 | 2 | 19 | 0 | E | 9 | 0 | E | 9 | 5.3 | E | 9 | 1.9 | E | 9 | 79 | A | 7 | 1004 | E | 9 | 30 | E | 9 | 3.8 | E | 9 | -9900 | ? | 0 | 77777 | E | 9 | 1 | E | 8 | 0.071 | F | 8 | 0.16 | F | 8 | -9900 | -9900 | ? | 0
2001-02-09 | 13:00 | 723 | 1405 | 458 | 2 | 8 | 602 | 2 | 15 | 147 | 2 | 8 | 47400 | 2 | 8 | 59000 | 2 | 15 | 16900 | 2 | 8 | 3070 | 2 | 19 | 0 | E | 9 | 0 | E | 9 | 7.6 | E | 9 | 1.8 | E | 9 | 67 | A | 7 | 1004 | E | 9 | 50 | E | 9 | 5 | E | 9 | -9900 | ? | 0 | 77777 | E | 9 | 1 | E | 8 | 0.071 | F | 8 | 0.16 | F | 8 | -9900 | -9900 | ? | 0
2001-02-09 | 14:00 | 687 | 1405 | 476 | 2 | 8 | 710 | 2 | 15 | 127 | 2 | 8 | 49500 | 2 | 8 | 69400 | 2 | 15 | 15400 | 2 | 8 | 2630 | 2 | 19 | 0 | E | 9 | 0 | E | 9 | 8.9 | E | 9 | 1.8 | E | 9 | 61 | A | 7 | 1004 | E | 9 | 60 | E | 9 | 5.2 | E | 9 | -9900 | ? | 0 | 77777 | E | 9 | 1.1 | E | 8 | 0.071 | F | 8 | 0.16 | F | 8 | -9900 | -9900 | ? | 0
2001-02-09 | 15:00 | 589 | 1405 | 379 | 2 | 8 | 597 | 2 | 15 | 128 | 2 | 8 | 38800 | 2 | 8 | 56400 | 2 | 15 | 15100 | 2 | 8 | 2430 | 2 | 19 | 1 | E | 9 | 0 | E | 9 | 9.2 | E | 9 | 2.7 | E | 9 | 64 | A | 7 | 1004 | E | 9 | 70 | E | 9 | 4.9 | E | 9 | -9900 | ? | 0 | 77777 | E | 9 | 1.1 | E | 8 | 0.071 | F | 8 | 0.16 | F | 8 | -9900 | -9900 | ? | 0
2001-02-09 | 16:00 | 433 | 1405 | 293 | 2 | 8 | 645 | 2 | 15 | 93 | 2 | 8 | 29800 | 2 | 8 | 56600 | 2 | 15 | 12300 | 2 | 8 | 1670 | 2 | 19 | 1 | E | 9 | 1 | E | 9 | 10.5 | E | 9 | 2.6 | E | 9 | 58 | A | 7 | 1004 | E | 9 | 60 | E | 9 | 5.1 | E | 9 | -9900 | ? | 0 | 77777 | E | 9 | 1.1 | E | 8 | 0.071 | F | 8 | 0.16 | F | 8 | -9900 | -9900 | ? | 0
2001-02-09 | 17:00 | 232 | 1405 | 124 | 2 | 8 | 146 | 2 | 15 | 99 | 2 | 8 | 13000 | 2 | 8 | 10300 | 2 | 15 | 11300 | 2 | 8 | 2110 | 2 | 19 | 1 | E | 9 | 1 | E | 9 | 10.8 | E | 9 | 1.5 | E | 9 | 53 | A | 7 | 1004 | E | 9 | 60 | E | 9 | 4.3 | E | 9 | -9900 | ? | 0 | 77777 | E | 9 | 1.2 | E | 8 | 0.071 | F | 8 | 0.16 | F | 8 | -9900 | -9900 | ? | 0
2001-02-09 | 18:00 | 32 | 761 | 1 | 2 | 8 | 28 | 2 | 15 | 1 | 2 | 8 | 300 | 2 | 8 | 1600 | 2 | 15 | 200 | 2 | 8 | 40 | 2 | 19 | 1 | E | 9 | 1 | E | 9 | 6.2 | E | 9 | 1.5 | E | 9 | 72 | A | 7 | 1004 | E | 9 | 160 | E | 9 | 3.5 | E | 9 | -9900 | ? | 0 | 77777 | E | 9 | 1.2 | E | 8 | 0.071 | F | 8 | 0.16 | F | 8 | -9900 | -9900 | ? | 0
2001-02-09 | 19:00 | 0 | 0 | 0 | 2 | 0 | 0 | 2 | 0 | 0 | 2 | 0 | 0 | 2 | 0 | 0 | 2 | 0 | 0 | 2 | 0 | 0 | 2 | 0 | 1 | E | 9 | 1 | E | 9 | 5.5 | E | 9 | 1.4 | E | 9 | 75 | A | 7 | 1004 | E | 9 | 30 | E | 9 | 1.6 | E | 9 | -9900 | ? | 0 | 77777 | E | 9 | 1.3 | E | 8 | 0.071 | F | 8 | 0.16 | F | 8 | -9900 | -9900 | ? | 0
2001-02-09 | 20:00 | 0 | 0 | 0 | 2 | 0 | 0 | 2 | 0 | 0 | 2 | 0 | 0 | 2 | 0 | 0 | 2 | 0 | 0 | 2 | 0 | 0 | 2 | 0 | 1 | E | 9 | 1 | E | 9 | 4.8 | E | 9 | 0.3 | E | 9 | 73 | A | 7 | 1004 | E | 9 | 320 | E | 9 | 3.3 | E | 9 | -9900 | ? | 0 | 77777 | E | 9 | 1.3 | E | 8 | 0.071 | F | 8 | 0.16 | F | 8 | -9900 | -9900 | ? | 0
2001-02-09 | 21:00 | 0 | 0 | 0 | 2 | 0 | 0 | 2 | 0 | 0 | 2 | 0 | 0 | 2 | 0 | 0 | 2 | 0 | 0 | 2 | 0 | 0 | 2 | 0 | 1 | E | 9 | 1 | E | 9 | 5.1 | E | 9 | 0.2 | E | 9 | 71 | A | 7 | 1004 | E | 9 | 280 | E | 9 | 3.5 | E | 9 | -9900 | ? | 0 | 77777 | E | 9 | 1.3 | E | 8 | 0.071 | F | 8 | 0.16 | F | 8 | -9900 | -9900 | ? | 0
2001-02-09 | 22:00 | 0 | 0 | 0 | 2 | 0 | 0 | 2 | 0 | 0 | 2 | 0 | 0 | 2 | 0 | 0 | 2 | 0 | 0 | 2 | 0 | 0 | 2 | 0 | 2 | E | 9 | 1 | E | 9 | 4.4 | E | 9 | -0.8 | E | 9 | 68 | A | 7 | 1004 | E | 9 | 40 | E | 9 | 2.2 | E | 9 | -9900 | ? | 0 | 77777 | E | 9 | 1.4 | E | 8 | 0.071 | F | 8 | 0.16 | F | 8 | -9900 | -9900 | ? | 0
2001-02-09 | 23:00 | 0 | 0 | 0 | 2 | 0 | 0 | 2 | 0 | 0 | 2 | 0 | 0 | 2 | 0 | 0 | 2 | 0 | 0 | 2 | 0 | 0 | 2 | 0 | 2 | E | 9 | 1 | E | 9 | 4.7 | E | 9 | -0.9 | E | 9 | 66 | A | 7 | 1004 | E | 9 | 50 | E | 9 | 2.4 | E | 9 | -9900 | ? | 0 | 77777 | E | 9 | 1.3 | E | 8 | 0.071 | F | 8 | 0.16 | F | 8 | -9900 | -9900 | ? | 0
2001-02-09 | 24:00 | 0 | 0 | 0 | 2 | 0 | 0 | 2 | 0 | 0 | 2 | 0 | 0 | 2 | 0 | 0 | 2 | 0 | 0 | 2 | 0 | 0 | 2 | 0 | 6 | E | 9 | 6 | E | 9 | 3 | A | 7 | -2 | A | 7 | 68 | A | 7 | 1004 | E | 9 | 50 | A | 7 | 2.6 | A | 7 | 16100 | A | 7 | 77777 | A | 7 | 1.3 | E | 8 | 0.071 | F | 8 | 0.16 | F | 8 | -9900 | -9900 | ? | 0
2001-02-10 | 1:00 | 0 | 0 | 0 | 2 | 0 | 0 | 2 | 0 | 0 | 2 | 0 | 0 | 2 | 0 | 0 | 2 | 0 | 0 | 2 | 0 | 0 | 2 | 0 | 10 | E | 9 | 10 | E | 9 | 2.9 | E | 9 | -1.9 | E | 9 | 69 | A | 7 | 1004 | E | 9 | 40 | E | 9 | 2.2 | E | 9 | -9900 | ? | 0 | 750 | E | 9 | 1.3 | E | 8 | 0.072 | F | 8 | 0.16 | F | 8 | -9900 | -9900 | ? | 0
2001-02-10 | 2:00 | 0 | 0 | 0 | 2 | 0 | 0 | 2 | 0 | 0 | 2 | 0 | 0 | 2 | 0 | 0 | 2 | 0 | 0 | 2 | 0 | 0 | 2 | 0 | 10 | E | 9 | 10 | E | 9 | 3.1 | E | 9 | -1.5 | E | 9 | 71 | A | 7 | 1004 | E | 9 | 20 | E | 9 | 1.6 | E | 9 | -9900 | ? | 0 | 870 | E | 9 | 1.3 | E | 8 | 0.072 | F | 8 | 0.16 | F | 8 | -9900 | -9900 | ? | 0
2001-02-10 | 3:00 | 0 | 0 | 0 | 2 | 0 | 0 | 2 | 0 | 0 | 2 | 0 | 0 | 2 | 0 | 0 | 2 | 0 | 0 | 2 | 0 | 0 | 2 | 0 | 10 | E | 9 | 10 | E | 9 | 3.2 | E | 9 | -1.3 | E | 9 | 71 | A | 7 | 1004 | E | 9 | 360 | E | 9 | 1.1 | E | 9 | -9900 | ? | 0 | 1230 | E | 9 | 1.2 | E | 8 | 0.072 | F | 8 | 0.16 | F | 8 | -9900 | -9900 | ? | 0
2001-02-10 | 4:00 | 0 | 0 | 0 | 2 | 0 | 0 | 2 | 0 | 0 | 2 | 0 | 0 | 2 | 0 | 0 | 2 | 0 | 0 | 2 | 0 | 0 | 2 | 0 | 10 | E | 9 | 10 | E | 9 | 2.9 | E | 9 | -1 | E | 9 | 75 | A | 7 | 1004 | E | 9 | 80 | E | 9 | 1.8 | E | 9 | -9900 | ? | 0 | 1230 | E | 9 | 1.2 | E | 8 | 0.072 | F | 8 | 0.16 | F | 8 | -9900 | -9900 | ? | 0
2001-02-10 | 5:00 | 0 | 0 | 0 | 2 | 0 | 0 | 2 | 0 | 0 | 2 | 0 | 0 | 2 | 0 | 0 | 2 | 0 | 0 | 2 | 0 | 0 | 2 | 0 | 10 | E | 9 | 10 | E | 9 | 2.8 | E | 9 | -0.5 | E | 9 | 78 | A | 7 | 1004 | E | 9 | 150 | E | 9 | 2.4 | E | 9 | -9900 | ? | 0 | 1110 | E | 9 | 1.2 | E | 8 | 0.072 | F | 8 | 0.16 | F | 8 | -9900 | -9900 | ? | 0
2001-02-10 | 6:00 | 0 | 0 | 0 | 2 | 0 | 0 | 2 | 0 | 0 | 2 | 0 | 0 | 2 | 0 | 0 | 2 | 0 | 0 | 2 | 0 | 0 | 2 | 0 | 10 | E | 9 | 10 | E | 9 | 3.1 | E | 9 | 0.1 | E | 9 | 81 | A | 7 | 1004 | E | 9 | 210 | E | 9 | 2.3 | E | 9 | -9900 | ? | 0 | 1170 | E | 9 | 1.2 | E | 8 | 0.072 | F | 8 | 0.16 | F | 8 | -9900 | -9900 | ? | 0
2001-02-10 | 7:00 | 0 | 0 | 0 | 2 | 0 | 0 | 2 | 0 | 0 | 2 | 0 | 0 | 2 | 0 | 0 | 2 | 0 | 0 | 2 | 0 | 0 | 2 | 0 | 10 | E | 9 | 10 | E | 9 | 2.3 | E | 9 | -0.4 | E | 9 | 82 | A | 7 | 1004 | E | 9 | 360 | E | 9 | 0.6 | E | 9 | -9900 | ? | 0 | 1170 | E | 9 | 1.1 | E | 8 | 0.072 | F | 8 | 0.16 | F | 8 | -9900 | -9900 | ? | 0
2001-02-10 | 8:00 | 46 | 901 | 4 | 2 | 8 | 32 | 2 | 15 | 4 | 2 | 8 | 700 | 2 | 8 | 1200 | 2 | 15 | 600 | 2 | 8 | 70 | 2 | 19 | 10 | E | 9 | 10 | E | 9 | 2.6 | E | 9 | -0.3 | E | 9 | 81 | A | 7 | 1004 | E | 9 | 360 | E | 9 | 0.5 | E | 9 | -9900 | ? | 0 | 1170 | E | 9 | 1.1 | E | 8 | 0.072 | F | 8 | 0.16 | F | 8 | -9900 | -9900 | ? | 0
2001-02-10 | 9:00 | 255 | 1405 | 36 | 2 | 8 | 0 | 2 | 15 | 36 | 2 | 8 | 4200 | 2 | 8 | 0 | 2 | 15 | 4200 | 2 | 8 | 1400 | 2 | 19 | 10 | E | 9 | 10 | E | 9 | 3.5 | E | 9 | 1.4 | E | 9 | 86 | A | 7 | 1004 | E | 9 | 30 | E | 9 | 1.9 | E | 9 | -9900 | ? | 0 | 1110 | E | 9 | 1.1 | E | 8 | 0.072 | F | 8 | 0.16 | F | 8 | -9900 | -9900 | ? | 0
2001-02-10 | 10:00 | 453 | 1405 | 62 | 2 | 8 | 0 | 2 | 15 | 62 | 2 | 8 | 7300 | 2 | 8 | 0 | 2 | 15 | 7300 | 2 | 8 | 2630 | 2 | 19 | 10 | E | 9 | 10 | E | 9 | 6.8 | E | 9 | 2.6 | E | 9 | 75 | A | 7 | 1004 | E | 9 | 20 | E | 9 | 1.1 | E | 9 | -9900 | ? | 0 | 990 | E | 9 | 1 | E | 8 | 0.072 | F | 8 | 0.16 | F | 8 | -9900 | -9900 | ? | 0
2001-02-10 | 11:00 | 605 | 1405 | 155 | 2 | 8 | 6 | 2 | 15 | 153 | 2 | 8 | 17700 | 2 | 8 | 400 | 2 | 15 | 17500 | 2 | 8 | 6060 | 2 | 19 | 10 | E | 9 | 10 | E | 9 | 10.3 | E | 9 | 3.8 | E | 9 | 64 | A | 7 | 1004 | E | 9 | 360 | E | 9 | 0.1 | E | 9 | -9900 | ? | 0 | 1110 | E | 9 | 1 | E | 8 | 0.072 | F | 8 | 0.16 | F | 8 | -9900 | -9900 | ? | 0
2001-02-10 | 12:00 | 699 | 1405 | 115 | 2 | 8 | 0 | 2 | 15 | 115 | 2 | 8 | 13700 | 2 | 8 | 0 | 2 | 15 | 13700 | 2 | 8 | 5210 | 2 | 19 | 8 | E | 9 | 8 | E | 9 | 10.6 | E | 9 | 4.4 | E | 9 | 65 | A | 7 | 1004 | E | 9 | 50 | E | 9 | 1.5 | E | 9 | -9900 | ? | 0 | 1110 | E | 9 | 1 | E | 8 | 0.072 | F | 8 | 0.16 | F | 8 | -9900 | -9900 | ? | 0
2001-02-10 | 13:00 | 730 | 1405 | 128 | 2 | 8 | 0 | 2 | 15 | 128 | 2 | 8 | 15200 | 2 | 8 | 0 | 2 | 15 | 15200 | 2 | 8 | 5790 | 2 | 19 | 4 | E | 9 | 4 | E | 9 | 11.7 | E | 9 | 5 | E | 9 | 63 | A | 7 | 1004 | E | 9 | 0 | E | 9 | 0 | E | 9 | -9900 | ? | 0 | 77777 | E | 9 | 0.9 | E | 8 | 0.072 | F | 8 | 0.16 | F | 8 | -9900 | -9900 | ? | 0
2001-02-10 | 14:00 | 694 | 1405 | 137 | 2 | 8 | 0 | 2 | 15 | 137 | 2 | 8 | 16000 | 2 | 8 | 0 | 2 | 15 | 16000 | 2 | 8 | 5980 | 2 | 19 | 8 | E | 9 | 8 | E | 9 | 13 | E | 9 | 5.5 | E | 9 | 60 | A | 7 | 1004 | E | 9 | 30 | E | 9 | 0.5 | E | 9 | -9900 | ? | 0 | 1020 | E | 9 | 0.9 | E | 8 | 0.072 | F | 8 | 0.16 | F | 8 | -9900 | -9900 | ? | 0
2001-02-10 | 15:00 | 595 | 1405 | 128 | 2 | 8 | 0 | 2 | 15 | 128 | 2 | 8 | 14800 | 2 | 8 | 0 | 2 | 15 | 14800 | 2 | 8 | 5280 | 2 | 19 | 0 | E | 9 | 0 | E | 9 | 13.9 | E | 9 | 5.8 | E | 9 | 58 | A | 7 | 1004 | E | 9 | 70 | E | 9 | 1 | E | 9 | -9900 | ? | 0 | 77777 | E | 9 | 0.9 | E | 8 | 0.072 | F | 8 | 0.16 | F | 8 | -9900 | -9900 | ? | 0
2001-02-10 | 16:00 | 439 | 1405 | 154 | 2 | 8 | 54 | 2 | 15 | 137 | 2 | 8 | 16900 | 2 | 8 | 5000 | 2 | 15 | 15300 | 2 | 8 | 3540 | 2 | 19 | 0 | E | 9 | 0 | E | 9 | 14.4 | E | 9 | 6.1 | E | 9 | 57 | A | 7 | 1004 | E | 9 | 100 | E | 9 | 1.5 | E | 9 | -9900 | ? | 0 | 77777 | E | 9 | 0.8 | E | 8 | 0.072 | F | 8 | 0.16 | F | 8 | -9900 | -9900 | ? | 0
2001-02-10 | 17:00 | 238 | 1405 | 34 | 2 | 8 | 0 | 2 | 15 | 34 | 2 | 8 | 4000 | 2 | 8 | 0 | 2 | 15 | 4000 | 2 | 8 | 1310 | 2 | 19 | 0 | E | 9 | 0 | E | 9 | 13.9 | E | 9 | 6.1 | E | 9 | 59 | A | 7 | 1004 | E | 9 | 70 | E | 9 | 1.5 | E | 9 | -9900 | ? | 0 | 77777 | E | 9 | 0.8 | E | 8 | 0.072 | F | 8 | 0.16 | F | 8 | -9900 | -9900 | ? | 0
2001-02-10 | 18:00 | 35 | 784 | 0 | 2 | 8 | 0 | 2 | 15 | 0 | 2 | 8 | 0 | 2 | 8 | 0 | 2 | 15 | 0 | 2 | 8 | 0 | 2 | 19 | 0 | E | 9 | 0 | E | 9 | 12.8 | E | 9 | 7.2 | E | 9 | 69 | A | 7 | 1004 | E | 9 | 0 | E | 9 | 0 | E | 9 | -9900 | ? | 0 | 77777 | E | 9 | 0.7 | E | 8 | 0.072 | F | 8 | 0.16 | F | 8 | -9900 | -9900 | ? | 0
2001-02-10 | 19:00 | 0 | 0 | 0 | 2 | 0 | 0 | 2 | 0 | 0 | 2 | 0 | 0 | 2 | 0 | 0 | 2 | 0 | 0 | 2 | 0 | 0 | 2 | 0 | 0 | E | 9 | 0 | E | 9 | 9.4 | E | 9 | 6.7 | E | 9 | 83 | A | 7 | 1004 | E | 9 | 260 | E | 9 | 2.1 | E | 9 | -9900 | ? | 0 | 77777 | E | 9 | 0.7 | E | 8 | 0.072 | F | 8 | 0.16 | F | 8 | -9900 | -9900 | ? | 0
2001-02-10 | 20:00 | 0 | 0 | 0 | 2 | 0 | 0 | 2 | 0 | 0 | 2 | 0 | 0 | 2 | 0 | 0 | 2 | 0 | 0 | 2 | 0 | 0 | 2 | 0 | 0 | E | 9 | 0 | E | 9 | 8.9 | E | 9 | 6.1 | E | 9 | 83 | A | 7 | 1004 | E | 9 | 300 | E | 9 | 1.5 | E | 9 | -9900 | ? | 0 | 77777 | E | 9 | 0.7 | E | 8 | 0.072 | F | 8 | 0.16 | F | 8 | -9900 | -9900 | ? | 0
2001-02-10 | 21:00 | 0 | 0 | 0 | 2 | 0 | 0 | 2 | 0 | 0 | 2 | 0 | 0 | 2 | 0 | 0 | 2 | 0 | 0 | 2 | 0 | 0 | 2 | 0 | 0 | E | 9 | 0 | E | 9 | 7.8 | E | 9 | 5.6 | E | 9 | 86 | A | 7 | 1004 | E | 9 | 300 | E | 9 | 2.1 | E | 9 | -9900 | ? | 0 | 77777 | E | 9 | 0.6 | E | 8 | 0.072 | F | 8 | 0.16 | F | 8 | -9900 | -9900 | ? | 0
2001-02-10 | 22:00 | 0 | 0 | 0 | 2 | 0 | 0 | 2 | 0 | 0 | 2 | 0 | 0 | 2 | 0 | 0 | 2 | 0 | 0 | 2 | 0 | 0 | 2 | 0 | 0 | E | 9 | 0 | E | 9 | 8.3 | E | 9 | 6.1 | E | 9 | 86 | A | 7 | 1004 | E | 9 | 0 | E | 9 | 0 | E | 9 | -9900 | ? | 0 | 77777 | E | 9 | 0.6 | E | 8 | 0.072 | F | 8 | 0.16 | F | 8 | -9900 | -9900 | ? | 0
2001-02-10 | 23:00 | 0 | 0 | 0 | 2 | 0 | 0 | 2 | 0 | 0 | 2 | 0 | 0 | 2 | 0 | 0 | 2 | 0 | 0 | 2 | 0 | 0 | 2 | 0 | 0 | E | 9 | 0 | E | 9 | 7.8 | E | 9 | 6.1 | E | 9 | 89 | A | 7 | 1004 | E | 9 | 0 | E | 9 | 0 | E | 9 | -9900 | ? | 0 | 77777 | E | 9 | 0.6 | E | 8 | 0.072 | F | 8 | 0.16 | F | 8 | -9900 | -9900 | ? | 0
2001-02-10 | 24:00 | 0 | 0 | 0 | 2 | 0 | 0 | 2 | 0 | 0 | 2 | 0 | 0 | 2 | 0 | 0 | 2 | 0 | 0 | 2 | 0 | 0 | 2 | 0 | 0 | E | 9 | 0 | E | 9 | 7.5 | E | 9 | 5.8 | E | 9 | 89 | A | 7 | 1004 | E | 9 | 0 | E | 9 | 0 | E | 9 | -9900 | ? | 0 | 77777 | E | 9 | 0.7 | E | 8 | 0.072 | F | 8 | 0.16 | F | 8 | -9900 | -9900 | ? | 0
2001-02-11 | 1:00 | 0 | 0 | 0 | 2 | 0 | 0 | 2 | 0 | 0 | 2 | 0 | 0 | 2 | 0 | 0 | 2 | 0 | 0 | 2 | 0 | 0 | 2 | 0 | 0 | E | 9 | 0 | E | 9 | 7.1 | E | 9 | 5.6 | E | 9 | 90 | A | 7 | 1004 | E | 9 | 0 | E | 9 | 0 | E | 9 | -9900 | ? | 0 | 77777 | E | 9 | 0.7 | E | 8 | 0.072 | F | 8 | 0.16 | F | 8 | -9900 | -9900 | ? | 0
2001-02-11 | 2:00 | 0 | 0 | 0 | 2 | 0 | 0 | 2 | 0 | 0 | 2 | 0 | 0 | 2 | 0 | 0 | 2 | 0 | 0 | 2 | 0 | 0 | 2 | 0 | 0 | E | 9 | 0 | E | 9 | 7.1 | E | 9 | 5.5 | E | 9 | 90 | A | 7 | 1004 | E | 9 | 0 | E | 9 | 0 | E | 9 | -9900 | ? | 0 | 77777 | E | 9 | 0.7 | E | 8 | 0.072 | F | 8 | 0.16 | F | 8 | -9900 | -9900 | ? | 0
2001-02-11 | 3:00 | 0 | 0 | 0 | 2 | 0 | 0 | 2 | 0 | 0 | 2 | 0 | 0 | 2 | 0 | 0 | 2 | 0 | 0 | 2 | 0 | 0 | 2 | 0 | 0 | E | 9 | 0 | E | 9 | 7 | E | 9 | 5.3 | E | 9 | 89 | A | 7 | 1004 | E | 9 | 0 | E | 9 | 0 | E | 9 | -9900 | ? | 0 | 77777 | E | 9 | 0.8 | E | 8 | 0.072 | F | 8 | 0.16 | F | 8 | -9900 | -9900 | ? | 0
2001-02-11 | 4:00 | 0 | 0 | 0 | 2 | 0 | 0 | 2 | 0 | 0 | 2 | 0 | 0 | 2 | 0 | 0 | 2 | 0 | 0 | 2 | 0 | 0 | 2 | 0 | 0 | E | 9 | 0 | E | 9 | 6.7 | E | 9 | 5.1 | E | 9 | 90 | A | 7 | 1004 | E | 9 | 0 | E | 9 | 0 | E | 9 | -9900 | ? | 0 | 77777 | E | 9 | 0.8 | E | 8 | 0.072 | F | 8 | 0.16 | F | 8 | -9900 | -9900 | ? | 0
2001-02-11 | 5:00 | 0 | 0 | 0 | 2 | 0 | 0 | 2 | 0 | 0 | 2 | 0 | 0 | 2 | 0 | 0 | 2 | 0 | 0 | 2 | 0 | 0 | 2 | 0 | 0 | E | 9 | 0 | E | 9 | 6.7 | E | 9 | 5 | E | 9 | 89 | A | 7 | 1004 | E | 9 | 0 | E | 9 | 0 | E | 9 | -9900 | ? | 0 | 77777 | E | 9 | 0.8 | E | 8 | 0.072 | F | 8 | 0.16 | F | 8 | -9900 | -9900 | ? | 0
2001-02-11 | 6:00 | 0 | 0 | 0 | 2 | 0 | 0 | 2 | 0 | 0 | 2 | 0 | 0 | 2 | 0 | 0 | 2 | 0 | 0 | 2 | 0 | 0 | 2 | 0 | 0 | E | 9 | 0 | E | 9 | 6.4 | E | 9 | 4.9 | E | 9 | 90 | A | 7 | 1004 | E | 9 | 280 | E | 9 | 0.8 | E | 9 | -9900 | ? | 0 | 77777 | E | 9 | 0.9 | E | 8 | 0.072 | F | 8 | 0.16 | F | 8 | -9900 | -9900 | ? | 0
2001-02-11 | 7:00 | 0 | 0 | 0 | 2 | 0 | 0 | 2 | 0 | 0 | 2 | 0 | 0 | 2 | 0 | 0 | 2 | 0 | 0 | 2 | 0 | 0 | 2 | 0 | 8 | E | 9 | 8 | E | 9 | 6.1 | E | 9 | 5 | E | 9 | 93 | A | 7 | 1004 | E | 9 | 200 | E | 9 | 1.5 | E | 9 | -9900 | ? | 0 | 60 | E | 9 | 0.9 | E | 8 | 0.072 | F | 8 | 0.16 | F | 8 | -9900 | -9900 | ? | 0
2001-02-11 | 8:00 | 49 | 924 | 7 | 2 | 8 | 73 | 2 | 15 | 5 | 2 | 8 | 1000 | 2 | 8 | 3400 | 2 | 15 | 800 | 2 | 8 | 100 | 2 | 19 | 8 | E | 9 | 8 | E | 9 | 6.7 | E | 9 | 5 | E | 9 | 89 | A | 7 | 1004 | E | 9 | 220 | E | 9 | 3.1 | E | 9 | -9900 | ? | 0 | 77777 | E | 9 | 0.9 | E | 8 | 0.072 | F | 8 | 0.16 | F | 8 | -9900 | -9900 | ? | 0
2001-02-11 | 9:00 | 261 | 1404 | 65 | 2 | 8 | 56 | 2 | 15 | 55 | 2 | 8 | 7200 | 2 | 8 | 4300 | 2 | 15 | 6400 | 2 | 8 | 1180 | 2 | 19 | 9 | E | 9 | 9 | E | 9 | 7.2 | E | 9 | 5.6 | E | 9 | 90 | A | 7 | 1004 | E | 9 | 340 | E | 9 | 1.5 | E | 9 | -9900 | ? | 0 | 77777 | E | 9 | 1 | E | 8 | 0.072 | F | 8 | 0.16 | F | 8 | -9900 | -9900 | ? | 0
2001-02-11 | 10:00 | 460 | 1404 | 57 | 2 | 8 | 0 | 2 | 15 | 57 | 2 | 8 | 6800 | 2 | 8 | 0 | 2 | 15 | 6800 | 2 | 8 | 2460 | 2 | 19 | 9 | E | 9 | 9 | E | 9 | 7.8 | E | 9 | 6.1 | E | 9 | 89 | A | 7 | 1004 | E | 9 | 80 | E | 9 | 2.6 | E | 9 | -9900 | ? | 0 | 77777 | E | 9 | 1 | E | 8 | 0.072 | F | 8 | 0.16 | F | 8 | -9900 | -9900 | ? | 0
2001-02-11 | 11:00 | 611 | 1404 | 96 | 2 | 8 | 0 | 2 | 15 | 96 | 2 | 8 | 11400 | 2 | 8 | 0 | 2 | 15 | 11400 | 2 | 8 | 4250 | 2 | 19 | 10 | E | 9 | 10 | E | 9 | 9.4 | E | 9 | 6.1 | E | 9 | 80 | A | 7 | 1004 | E | 9 | 0 | E | 9 | 0 | E | 9 | -9900 | ? | 0 | 77777 | E | 9 | 1 | E | 8 | 0.072 | F | 8 | 0.16 | F | 8 | -9900 | -9900 | ? | 0
2001-02-11 | 12:00 | 706 | 1404 | 167 | 2 | 8 | 0 | 2 | 15 | 167 | 2 | 8 | 19300 | 2 | 8 | 0 | 2 | 15 | 19300 | 2 | 8 | 7020 | 2 | 19 | 10 | E | 9 | 10 | E | 9 | 10 | E | 9 | 6.1 | E | 9 | 77 | A | 7 | 1004 | E | 9 | 120 | E | 9 | 1.5 | E | 9 | -9900 | ? | 0 | 90 | E | 9 | 0.9 | E | 8 | 0.072 | F | 8 | 0.16 | F | 8 | -9900 | -9900 | ? | 0
2001-02-11 | 13:00 | 736 | 1404 | 153 | 2 | 8 | 0 | 2 | 15 | 153 | 2 | 8 | 17900 | 2 | 8 | 0 | 2 | 15 | 17900 | 2 | 8 | 6710 | 2 | 19 | 8 | E | 9 | 8 | E | 9 | 10.6 | E | 9 | 7.8 | E | 9 | 83 | A | 7 | 1004 | E | 9 | 110 | E | 9 | 2.1 | E | 9 | -9900 | ? | 0 | 150 | E | 9 | 0.9 | E | 8 | 0.072 | F | 8 | 0.16 | F | 8 | -9900 | -9900 | ? | 0
2001-02-11 | 14:00 | 701 | 1404 | 215 | 2 | 8 | 24 | 2 | 15 | 202 | 2 | 8 | 24300 | 2 | 8 | 2000 | 2 | 15 | 23300 | 2 | 8 | 7990 | 2 | 19 | 0 | E | 9 | 0 | E | 9 | 11.1 | E | 9 | 8.3 | E | 9 | 83 | A | 7 | 1004 | E | 9 | 270 | E | 9 | 1.5 | E | 9 | -9900 | ? | 0 | 77777 | E | 9 | 0.9 | E | 8 | 0.072 | F | 8 | 0.16 | F | 8 | -9900 | -9900 | ? | 0
2001-02-11 | 15:00 | 601 | 1404 | 306 | 2 | 8 | 238 | 2 | 15 | 204 | 2 | 8 | 33100 | 2 | 8 | 23700 | 2 | 15 | 22900 | 2 | 8 | 4860 | 2 | 19 | 0 | E | 9 | 0 | E | 9 | 11.7 | E | 9 | 8.9 | E | 9 | 83 | A | 7 | 1004 | E | 9 | 190 | E | 9 | 1.5 | E | 9 | -9900 | ? | 0 | 77777 | E | 9 | 0.8 | E | 8 | 0.072 | F | 8 | 0.16 | F | 8 | -9900 | -9900 | ? | 0
2001-02-11 | 16:00 | 446 | 1404 | 136 | 2 | 8 | 40 | 2 | 15 | 123 | 2 | 8 | 14900 | 2 | 8 | 3700 | 2 | 15 | 13700 | 2 | 8 | 3290 | 2 | 19 | 0 | E | 9 | 0 | E | 9 | 11.7 | E | 9 | 8.9 | E | 9 | 83 | A | 7 | 1004 | E | 9 | 70 | E | 9 | 3.1 | E | 9 | -9900 | ? | 0 | 77777 | E | 9 | 0.8 | E | 8 | 0.072 | F | 8 | 0.16 | F | 8 | -9900 | -9900 | ? | 0
2001-02-11 | 17:00 | 244 | 1404 | 164 | 2 | 8 | 238 | 2 | 15 | 122 | 2 | 8 | 16400 | 2 | 8 | 16300 | 2 | 15 | 13500 | 2 | 8 | 2760 | 2 | 19 | 0 | E | 9 | 0 | E | 9 | 11.7 | E | 9 | 8.9 | E | 9 | 83 | A | 7 | 1004 | E | 9 | 40 | E | 9 | 3.1 | E | 9 | -9900 | ? | 0 | 77777 | E | 9 | 0.8 | E | 8 | 0.072 | F | 8 | 0.16 | F | 8 | -9900 | -9900 | ? | 0
2001-02-11 | 18:00 | 38 | 831 | 3 | 2 | 8 | 54 | 2 | 15 | 2 | 2 | 8 | 500 | 2 | 8 | 3000 | 2 | 15 | 400 | 2 | 8 | 80 | 2 | 19 | 0 | E | 9 | 0 | E | 9 | 10.3 | E | 9 | 8.2 | E | 9 | 87 | A | 7 | 1004 | E | 9 | 40 | E | 9 | 2.8 | E | 9 | -9900 | ? | 0 | 77777 | E | 9 | 0.7 | E | 8 | 0.072 | F | 8 | 0.16 | F | 8 | -9900 | -9900 | ? | 0
2001-02-11 | 19:00 | 0 | 0 | 0 | 2 | 0 | 0 | 2 | 0 | 0 | 2 | 0 | 0 | 2 | 0 | 0 | 2 | 0 | 0 | 2 | 0 | 0 | 2 | 0 | 0 | E | 9 | 0 | E | 9 | 9.1 | E | 9 | 7.6 | E | 9 | 90 | A | 7 | 1004 | E | 9 | 30 | E | 9 | 2.4 | E | 9 | -9900 | ? | 0 | 77777 | E | 9 | 0.7 | E | 8 | 0.072 | F | 8 | 0.16 | F | 8 | -9900 | -9900 | ? | 0
2001-02-11 | 20:00 | 0 | 0 | 0 | 2 | 0 | 0 | 2 | 0 | 0 | 2 | 0 | 0 | 2 | 0 | 0 | 2 | 0 | 0 | 2 | 0 | 0 | 2 | 0 | 0 | E | 9 | 0 | E | 9 | 8.2 | E | 9 | 7.1 | E | 9 | 93 | A | 7 | 1004 | E | 9 | 30 | E | 9 | 2.1 | E | 9 | -9900 | ? | 0 | 77777 | E | 9 | 0.6 | E | 8 | 0.072 | F | 8 | 0.16 | F | 8 | -9900 | -9900 | ? | 0
2001-02-11 | 21:00 | 0 | 0 | 0 | 2 | 0 | 0 | 2 | 0 | 0 | 2 | 0 | 0 | 2 | 0 | 0 | 2 | 0 | 0 | 2 | 0 | 0 | 2 | 0 | 0 | E | 9 | 0 | E | 9 | 7.5 | E | 9 | 6.4 | E | 9 | 93 | A | 7 | 1004 | E | 9 | 20 | E | 9 | 1.7 | E | 9 | -9900 | ? | 0 | 77777 | E | 9 | 0.6 | E | 8 | 0.072 | F | 8 | 0.16 | F | 8 | -9900 | -9900 | ? | 0
2001-02-11 | 22:00 | 0 | 0 | 0 | 2 | 0 | 0 | 2 | 0 | 0 | 2 | 0 | 0 | 2 | 0 | 0 | 2 | 0 | 0 | 2 | 0 | 0 | 2 | 0 | 0 | E | 9 | 0 | E | 9 | 6.8 | E | 9 | 5.6 | E | 9 | 92 | A | 7 | 1004 | E | 9 | 20 | E | 9 | 1.4 | E | 9 | -9900 | ? | 0 | 77777 | E | 9 | 0.6 | E | 8 | 0.072 | F | 8 | 0.16 | F | 8 | -9900 | -9900 | ? | 0
2001-02-11 | 23:00 | 0 | 0 | 0 | 2 | 0 | 0 | 2 | 0 | 0 | 2 | 0 | 0 | 2 | 0 | 0 | 2 | 0 | 0 | 2 | 0 | 0 | 2 | 0 | 0 | E | 9 | 0 | E | 9 | 6.3 | E | 9 | 5 | E | 9 | 91 | A | 7 | 1004 | E | 9 | 10 | E | 9 | 1 | E | 9 | -9900 | ? | 0 | 77777 | E | 9 | 0.6 | E | 8 | 0.072 | F | 8 | 0.16 | F | 8 | -9900 | -9900 | ? | 0
2001-02-11 | 24:00 | 0 | 0 | 0 | 2 | 0 | 0 | 2 | 0 | 0 | 2 | 0 | 0 | 2 | 0 | 0 | 2 | 0 | 0 | 2 | 0 | 0 | 2 | 0 | 10 | E | 9 | 10 | E | 9 | 5.8 | E | 9 | 4.4 | E | 9 | 91 | A | 7 | 1004 | E | 9 | 10 | E | 9 | 0.7 | E | 9 | -9900 | ? | 0 | 30 | E | 9 | 0.7 | E | 8 | 0.072 | F | 8 | 0.16 | F | 8 | -9900 | -9900 | ? | 0
2001-02-12 | 1:00 | 0 | 0 | 0 | 2 | 0 | 0 | 2 | 0 | 0 | 2 | 0 | 0 | 2 | 0 | 0 | 2 | 0 | 0 | 2 | 0 | 0 | 2 | 0 | 10 | E | 9 | 10 | E | 9 | 5.2 | E | 9 | 3.8 | E | 9 | 91 | A | 7 | 1004 | E | 9 | 360 | E | 9 | 0.3 | E | 9 | -9900 | ? | 0 | 30 | E | 9 | 0.7 | E | 8 | 0.072 | F | 8 | 0.16 | F | 8 | -9900 | -9900 | ? | 0
2001-02-12 | 2:00 | 0 | 0 | 0 | 2 | 0 | 0 | 2 | 0 | 0 | 2 | 0 | 0 | 2 | 0 | 0 | 2 | 0 | 0 | 2 | 0 | 0 | 2 | 0 | 0 | E | 9 | 0 | E | 9 | 5 | E | 9 | 3.3 | E | 9 | 89 | A | 7 | 1004 | E | 9 | 0 | E | 9 | 0 | E | 9 | -9900 | ? | 0 | 77777 | E | 9 | 0.8 | E | 8 | 0.072 | F | 8 | 0.16 | F | 8 | -9900 | -9900 | ? | 0
2001-02-12 | 3:00 | 0 | 0 | 0 | 2 | 0 | 0 | 2 | 0 | 0 | 2 | 0 | 0 | 2 | 0 | 0 | 2 | 0 | 0 | 2 | 0 | 0 | 2 | 0 | 0 | E | 9 | 0 | E | 9 | 5.9 | E | 9 | 4.2 | E | 9 | 89 | A | 7 | 1004 | E | 9 | 300 | E | 9 | 0.8 | E | 9 | -9900 | ? | 0 | 77777 | E | 9 | 0.8 | E | 8 | 0.072 | F | 8 | 0.16 | F | 8 | -9900 | -9900 | ? | 0
2001-02-12 | 4:00 | 0 | 0 | 0 | 2 | 0 | 0 | 2 | 0 | 0 | 2 | 0 | 0 | 2 | 0 | 0 | 2 | 0 | 0 | 2 | 0 | 0 | 2 | 0 | 0 | E | 9 | 0 | E | 9 | 6.7 | E | 9 | 5 | E | 9 | 89 | A | 7 | 1004 | E | 9 | 230 | E | 9 | 1.5 | E | 9 | -9900 | ? | 0 | 77777 | E | 9 | 0.9 | E | 8 | 0.072 | F | 8 | 0.16 | F | 8 | -9900 | -9900 | ? | 0
2001-02-12 | 5:00 | 0 | 0 | 0 | 2 | 0 | 0 | 2 | 0 | 0 | 2 | 0 | 0 | 2 | 0 | 0 | 2 | 0 | 0 | 2 | 0 | 0 | 2 | 0 | 10 | E | 9 | 10 | E | 9 | 6.7 | E | 9 | 5 | E | 9 | 89 | A | 7 | 1004 | E | 9 | 210 | E | 9 | 1.5 | E | 9 | -9900 | ? | 0 | 30 | E | 9 | 0.9 | E | 8 | 0.072 | F | 8 | 0.16 | F | 8 | -9900 | -9900 | ? | 0
2001-02-12 | 6:00 | 0 | 0 | 0 | 2 | 0 | 0 | 2 | 0 | 0 | 2 | 0 | 0 | 2 | 0 | 0 | 2 | 0 | 0 | 2 | 0 | 0 | 2 | 0 | 10 | E | 9 | 10 | E | 9 | 6.7 | E | 9 | 5 | E | 9 | 89 | A | 7 | 1004 | E | 9 | 210 | E | 9 | 2.1 | E | 9 | -9900 | ? | 0 | 90 | E | 9 | 0.9 | E | 8 | 0.072 | F | 8 | 0.16 | F | 8 | -9900 | -9900 | ? | 0
2001-02-12 | 7:00 | 0 | 0 | 0 | 2 | 0 | 0 | 2 | 0 | 0 | 2 | 0 | 0 | 2 | 0 | 0 | 2 | 0 | 0 | 2 | 0 | 0 | 2 | 0 | 10 | E | 9 | 10 | E | 9 | 6.7 | E | 9 | 5 | E | 9 | 89 | A | 7 | 1004 | E | 9 | 0 | E | 9 | 0 | E | 9 | -9900 | ? | 0 | 30 | E | 9 | 1 | E | 8 | 0.072 | F | 8 | 0.16 | F | 8 | -9900 | -9900 | ? | 0
2001-02-12 | 8:00 | 53 | 971 | 8 | 2 | 8 | 71 | 2 | 15 | 6 | 2 | 8 | 1100 | 2 | 8 | 3300 | 2 | 15 | 900 | 2 | 8 | 120 | 2 | 19 | 10 | E | 9 | 10 | E | 9 | 6.7 | E | 9 | 5.6 | E | 9 | 93 | A | 7 | 1004 | E | 9 | 130 | E | 9 | 2.1 | E | 9 | -9900 | ? | 0 | 77777 | E | 9 | 1 | E | 8 | 0.072 | F | 8 | 0.16 | F | 8 | -9900 | -9900 | ? | 0
2001-02-12 | 9:00 | 267 | 1404 | 88 | 2 | 8 | 107 | 2 | 15 | 67 | 2 | 8 | 9600 | 2 | 8 | 8200 | 2 | 15 | 8000 | 2 | 8 | 1440 | 2 | 19 | 10 | E | 9 | 10 | E | 9 | 7.2 | E | 9 | 5.6 | E | 9 | 90 | A | 7 | 1004 | E | 9 | 100 | E | 9 | 1.5 | E | 9 | -9900 | ? | 0 | 77777 | E | 9 | 1.1 | E | 8 | 0.072 | F | 8 | 0.16 | F | 8 | -9900 | -9900 | ? | 0
2001-02-12 | 10:00 | 466 | 1404 | 163 | 2 | 8 | 62 | 2 | 15 | 142 | 2 | 8 | 17800 | 2 | 8 | 5800 | 2 | 15 | 15900 | 2 | 8 | 3750 | 2 | 19 | 10 | E | 9 | 10 | E | 9 | 7.8 | E | 9 | 6.1 | E | 9 | 89 | A | 7 | 1004 | E | 9 | 40 | E | 9 | 1.5 | E | 9 | -9900 | ? | 0 | 77777 | E | 9 | 1.1 | E | 8 | 0.072 | F | 8 | 0.16 | F | 8 | -9900 | -9900 | ? | 0
2001-02-12 | 11:00 | 618 | 1404 | 220 | 2 | 8 | 58 | 2 | 15 | 194 | 2 | 8 | 24100 | 2 | 8 | 5700 | 2 | 15 | 21600 | 2 | 8 | 5500 | 2 | 19 | 10 | E | 9 | 10 | E | 9 | 10 | E | 9 | 6.7 | E | 9 | 80 | A | 7 | 1004 | E | 9 | 0 | E | 9 | 0 | E | 9 | -9900 | ? | 0 | 77777 | E | 9 | 1.1 | E | 8 | 0.072 | F | 8 | 0.16 | F | 8 | -9900 | -9900 | ? | 0
2001-02-12 | 12:00 | 712 | 1404 | 409 | 2 | 8 | 380 | 2 | 15 | 215 | 2 | 8 | 43600 | 2 | 8 | 39500 | 2 | 15 | 23500 | 2 | 8 | 4930 | 2 | 19 | 10 | E | 9 | 10 | E | 9 | 11.2 | E | 9 | 7 | E | 9 | 75 | A | 7 | 1004 | E | 9 | 110 | E | 9 | 0.5 | E | 9 | -9900 | ? | 0 | 30 | E | 9 | 1.1 | E | 8 | 0.072 | F | 8 | 0.16 | F | 8 | -9900 | -9900 | ? | 0
2001-02-12 | 13:00 | 743 | 1404 | 476 | 2 | 8 | 548 | 2 | 15 | 185 | 2 | 8 | 50200 | 2 | 8 | 55300 | 2 | 15 | 20800 | 2 | 8 | 4030 | 2 | 19 | 1 | E | 9 | 1 | E | 9 | 12.7 | E | 9 | 6.8 | E | 9 | 67 | A | 7 | 1004 | E | 9 | 170 | E | 9 | 1.7 | E | 9 | -9900 | ? | 0 | 77777 | E | 9 | 1 | E | 8 | 0.072 | F | 8 | 0.16 | F | 8 | -9900 | -9900 | ? | 0
2001-02-12 | 14:00 | 707 | 1404 | 507 | 2 | 8 | 758 | 2 | 15 | 124 | 2 | 8 | 53000 | 2 | 8 | 74600 | 2 | 15 | 15300 | 2 | 8 | 2630 | 2 | 19 | 4 | E | 9 | 4 | E | 9 | 13.3 | E | 9 | 6.8 | E | 9 | 65 | A | 7 | 1004 | E | 9 | 300 | E | 9 | 1.2 | E | 9 | -9900 | ? | 0 | 77777 | E | 9 | 1 | E | 8 | 0.072 | F | 8 | 0.16 | F | 8 | -9900 | -9900 | ? | 0
2001-02-12 | 15:00 | 608 | 1404 | 426 | 2 | 8 | 784 | 2 | 15 | 86 | 2 | 8 | 43900 | 2 | 8 | 74900 | 2 | 15 | 11300 | 2 | 8 | 1670 | 2 | 19 | 2 | E | 9 | 2 | E | 9 | 13.9 | E | 9 | 6.9 | E | 9 | 63 | A | 7 | 1004 | E | 9 | 310 | E | 9 | 1.3 | E | 9 | -9900 | ? | 0 | 77777 | E | 9 | 0.9 | E | 8 | 0.072 | F | 8 | 0.16 | F | 8 | -9900 | -9900 | ? | 0
2001-02-12 | 16:00 | 452 | 1404 | 305 | 2 | 8 | 680 | 2 | 15 | 85 | 2 | 8 | 31400 | 2 | 8 | 60900 | 2 | 15 | 11700 | 2 | 8 | 1580 | 2 | 19 | 0 | E | 9 | 0 | E | 9 | 13.9 | E | 9 | 7.2 | E | 9 | 64 | A | 7 | 1004 | E | 9 | 280 | E | 9 | 3.1 | E | 9 | -9900 | ? | 0 | 77777 | E | 9 | 0.9 | E | 8 | 0.072 | F | 8 | 0.16 | F | 8 | -9900 | -9900 | ? | 0
2001-02-12 | 17:00 | 250 | 1404 | 174 | 2 | 8 | 478 | 2 | 15 | 88 | 2 | 8 | 17300 | 2 | 8 | 33600 | 2 | 15 | 11300 | 2 | 8 | 1690 | 2 | 19 | 0 | E | 9 | 0 | E | 9 | 13.8 | E | 9 | 7.5 | E | 9 | 66 | A | 7 | 1004 | E | 9 | 310 | E | 9 | 3.2 | E | 9 | -9900 | ? | 0 | 77777 | E | 9 | 0.9 | E | 8 | 0.072 | F | 8 | 0.16 | F | 8 | -9900 | -9900 | ? | 0
2001-02-12 | 18:00 | 41 | 854 | 4 | 2 | 8 | 117 | 2 | 15 | 2 | 2 | 8 | 900 | 2 | 8 | 6700 | 2 | 15 | 600 | 2 | 8 | 80 | 2 | 19 | 0 | E | 9 | 0 | E | 9 | 12.8 | E | 9 | 7.2 | E | 9 | 69 | A | 7 | 1004 | E | 9 | 350 | E | 9 | 3.1 | E | 9 | -9900 | ? | 0 | 77777 | E | 9 | 0.8 | E | 8 | 0.072 | F | 8 | 0.16 | F | 8 | -9900 | -9900 | ? | 0
2001-02-12 | 19:00 | 0 | 0 | 0 | 2 | 0 | 0 | 2 | 0 | 0 | 2 | 0 | 0 | 2 | 0 | 0 | 2 | 0 | 0 | 2 | 0 | 0 | 2 | 0 | 4 | E | 9 | 4 | E | 9 | 11.7 | E | 9 | 6.7 | E | 9 | 71 | A | 7 | 1004 | E | 9 | 300 | E | 9 | 3.1 | E | 9 | -9900 | ? | 0 | 77777 | E | 9 | 0.8 | E | 8 | 0.072 | F | 8 | 0.16 | F | 8 | -9900 | -9900 | ? | 0
2001-02-12 | 20:00 | 0 | 0 | 0 | 2 | 0 | 0 | 2 | 0 | 0 | 2 | 0 | 0 | 2 | 0 | 0 | 2 | 0 | 0 | 2 | 0 | 0 | 2 | 0 | 8 | E | 9 | 8 | E | 9 | 11.1 | E | 9 | 7.2 | E | 9 | 77 | A | 7 | 1004 | E | 9 | 300 | E | 9 | 2.6 | E | 9 | -9900 | ? | 0 | 77777 | E | 9 | 0.8 | E | 8 | 0.072 | F | 8 | 0.16 | F | 8 | -9900 | -9900 | ? | 0
2001-02-12 | 21:00 | 0 | 0 | 0 | 2 | 0 | 0 | 2 | 0 | 0 | 2 | 0 | 0 | 2 | 0 | 0 | 2 | 0 | 0 | 2 | 0 | 0 | 2 | 0 | 8 | E | 9 | 7 | E | 9 | 10.6 | E | 9 | 7.8 | E | 9 | 83 | A | 7 | 1004 | E | 9 | 260 | E | 9 | 5.1 | E | 9 | -9900 | ? | 0 | 77777 | E | 9 | 0.7 | E | 8 | 0.072 | F | 8 | 0.16 | F | 8 | -9900 | -9900 | ? | 0
2001-02-12 | 22:00 | 0 | 0 | 0 | 2 | 0 | 0 | 2 | 0 | 0 | 2 | 0 | 0 | 2 | 0 | 0 | 2 | 0 | 0 | 2 | 0 | 0 | 2 | 0 | 10 | E | 9 | 6 | E | 9 | 10.6 | E | 9 | 7.2 | E | 9 | 79 | A | 7 | 1004 | E | 9 | 310 | E | 9 | 1.5 | E | 9 | -9900 | ? | 0 | 77777 | E | 9 | 0.7 | E | 8 | 0.072 | F | 8 | 0.16 | F | 8 | -9900 | -9900 | ? | 0
2001-02-12 | 23:00 | 0 | 0 | 0 | 2 | 0 | 0 | 2 | 0 | 0 | 2 | 0 | 0 | 2 | 0 | 0 | 2 | 0 | 0 | 2 | 0 | 0 | 2 | 0 | 10 | E | 9 | 5 | E | 9 | 10 | E | 9 | 7.8 | E | 9 | 86 | A | 7 | 1004 | E | 9 | 100 | E | 9 | 1.5 | E | 9 | -9900 | ? | 0 | 77777 | E | 9 | 0.7 | E | 8 | 0.072 | F | 8 | 0.16 | F | 8 | -9900 | -9900 | ? | 0
2001-02-12 | 24:00 | 0 | 0 | 0 | 2 | 0 | 0 | 2 | 0 | 0 | 2 | 0 | 0 | 2 | 0 | 0 | 2 | 0 | 0 | 2 | 0 | 0 | 2 | 0 | 10 | E | 9 | 4 | E | 9 | 9.4 | E | 9 | 7.8 | E | 9 | 90 | A | 7 | 1004 | E | 9 | 170 | E | 9 | 3.1 | E | 9 | -9900 | ? | 0 | 77777 | E | 9 | 0.7 | E | 8 | 0.072 | F | 8 | 0.16 | F | 8 | -9900 | -9900 | ? | 0
2001-02-13 | 1:00 | 0 | 0 | 0 | 2 | 0 | 0 | 2 | 0 | 0 | 2 | 0 | 0 | 2 | 0 | 0 | 2 | 0 | 0 | 2 | 0 | 0 | 2 | 0 | 10 | E | 9 | 6 | E | 9 | 9.4 | E | 9 | 7.8 | E | 9 | 90 | A | 7 | 1004 | E | 9 | 170 | E | 9 | 3.6 | E | 9 | -9900 | ? | 0 | 12500 | E | 9 | 0.7 | E | 8 | 0.073 | F | 8 | 0.16 | F | 8 | -9900 | -9900 | ? | 0
2001-02-13 | 2:00 | 0 | 0 | 0 | 2 | 0 | 0 | 2 | 0 | 0 | 2 | 0 | 0 | 2 | 0 | 0 | 2 | 0 | 0 | 2 | 0 | 0 | 2 | 0 | 10 | E | 9 | 9 | E | 9 | 9.4 | E | 9 | 7.8 | E | 9 | 90 | A | 7 | 1004 | E | 9 | 190 | E | 9 | 2.1 | E | 9 | -9900 | ? | 0 | 3000 | E | 9 | 0.7 | E | 8 | 0.073 | F | 8 | 0.16 | F | 8 | -9900 | -9900 | ? | 0
2001-02-13 | 3:00 | 0 | 0 | 0 | 2 | 0 | 0 | 2 | 0 | 0 | 2 | 0 | 0 | 2 | 0 | 0 | 2 | 0 | 0 | 2 | 0 | 0 | 2 | 0 | 10 | E | 9 | 6 | E | 9 | 9.4 | E | 9 | 7.2 | E | 9 | 86 | A | 7 | 1004 | E | 9 | 0 | E | 9 | 0 | E | 9 | -9900 | ? | 0 | 77777 | E | 9 | 0.7 | E | 8 | 0.073 | F | 8 | 0.16 | F | 8 | -9900 | -9900 | ? | 0
2001-02-13 | 4:00 | 0 | 0 | 0 | 2 | 0 | 0 | 2 | 0 | 0 | 2 | 0 | 0 | 2 | 0 | 0 | 2 | 0 | 0 | 2 | 0 | 0 | 2 | 0 | 10 | E | 9 | 7 | E | 9 | 8.9 | E | 9 | 7.2 | E | 9 | 89 | A | 7 | 1004 | E | 9 | 150 | E | 9 | 1.5 | E | 9 | -9900 | ? | 0 | 77777 | E | 9 | 0.7 | E | 8 | 0.073 | F | 8 | 0.16 | F | 8 | -9900 | -9900 | ? | 0
2001-02-13 | 5:00 | 0 | 0 | 0 | 2 | 0 | 0 | 2 | 0 | 0 | 2 | 0 | 0 | 2 | 0 | 0 | 2 | 0 | 0 | 2 | 0 | 0 | 2 | 0 | 10 | E | 9 | 10 | E | 9 | 8.9 | E | 9 | 7.2 | E | 9 | 89 | A | 7 | 1004 | E | 9 | 60 | E | 9 | 1.5 | E | 9 | -9900 | ? | 0 | 3300 | E | 9 | 0.7 | E | 8 | 0.073 | F | 8 | 0.16 | F | 8 | -9900 | -9900 | ? | 0
2001-02-13 | 6:00 | 0 | 0 | 0 | 2 | 0 | 0 | 2 | 0 | 0 | 2 | 0 | 0 | 2 | 0 | 0 | 2 | 0 | 0 | 2 | 0 | 0 | 2 | 0 | 10 | E | 9 | 10 | E | 9 | 8.9 | E | 9 | 6.7 | E | 9 | 86 | A | 7 | 1004 | E | 9 | 200 | E | 9 | 1.5 | E | 9 | -9900 | ? | 0 | 3000 | E | 9 | 0.7 | E | 8 | 0.073 | F | 8 | 0.16 | F | 8 | -9900 | -9900 | ? | 0
2001-02-13 | 7:00 | 0 | 0 | 0 | 2 | 0 | 0 | 2 | 0 | 0 | 2 | 0 | 0 | 2 | 0 | 0 | 2 | 0 | 0 | 2 | 0 | 0 | 2 | 0 | 10 | E | 9 | 10 | E | 9 | 8.3 | E | 9 | 7.2 | E | 9 | 93 | A | 7 | 1004 | E | 9 | 0 | E | 9 | 0 | E | 9 | -9900 | ? | 0 | 3000 | E | 9 | 0.7 | E | 8 | 0.073 | F | 8 | 0.16 | F | 8 | -9900 | -9900 | ? | 0
2001-02-13 | 8:00 | 57 | 994 | 11 | 2 | 8 | 93 | 2 | 15 | 8 | 2 | 8 | 1500 | 2 | 8 | 4400 | 2 | 15 | 1200 | 2 | 8 | 160 | 2 | 19 | 10 | E | 9 | 9 | E | 9 | 8.9 | E | 9 | 7.2 | E | 9 | 89 | A | 7 | 1004 | E | 9 | 150 | E | 9 | 2.1 | E | 9 | -9900 | ? | 0 | 77777 | E | 9 | 0.7 | E | 8 | 0.073 | F | 8 | 0.16 | F | 8 | -9900 | -9900 | ? | 0
2001-02-13 | 9:00 | 274 | 1403 | 81 | 2 | 8 | 66 | 2 | 15 | 68 | 2 | 8 | 8800 | 2 | 8 | 5100 | 2 | 15 | 7800 | 2 | 8 | 1460 | 2 | 19 | 10 | E | 9 | 9 | E | 9 | 8.9 | E | 9 | 7.2 | E | 9 | 89 | A | 7 | 1004 | E | 9 | 190 | E | 9 | 1.5 | E | 9 | -9900 | ? | 0 | 2700 | E | 9 | 0.8 | E | 8 | 0.073 | F | 8 | 0.16 | F | 8 | -9900 | -9900 | ? | 0
2001-02-13 | 10:00 | 472 | 1403 | 168 | 2 | 8 | 62 | 2 | 15 | 147 | 2 | 8 | 18400 | 2 | 8 | 5800 | 2 | 15 | 16400 | 2 | 8 | 3870 | 2 | 19 | 10 | E | 9 | 9 | E | 9 | 10.6 | E | 9 | 7.8 | E | 9 | 83 | A | 7 | 1004 | E | 9 | 190 | E | 9 | 4.6 | E | 9 | -9900 | ? | 0 | 77777 | E | 9 | 0.8 | E | 8 | 0.073 | F | 8 | 0.16 | F | 8 | -9900 | -9900 | ? | 0
2001-02-13 | 11:00 | 625 | 1403 | 252 | 2 | 8 | 105 | 2 | 15 | 205 | 2 | 8 | 27600 | 2 | 8 | 10300 | 2 | 15 | 23000 | 2 | 8 | 5780 | 2 | 19 | 10 | E | 9 | 10 | E | 9 | 11.1 | E | 9 | 7.8 | E | 9 | 80 | A | 7 | 1004 | E | 9 | 170 | E | 9 | 6.2 | E | 9 | -9900 | ? | 0 | 77777 | E | 9 | 0.8 | E | 8 | 0.073 | F | 8 | 0.16 | F | 8 | -9900 | -9900 | ? | 0
2001-02-13 | 12:00 | 719 | 1403 | 409 | 2 | 8 | 339 | 2 | 15 | 234 | 2 | 8 | 43400 | 2 | 8 | 35200 | 2 | 15 | 25200 | 2 | 8 | 5470 | 2 | 19 | 9 | E | 9 | 9 | E | 9 | 12.2 | E | 9 | 8.3 | E | 9 | 77 | A | 7 | 1004 | E | 9 | 180 | E | 9 | 4.6 | E | 9 | -9900 | ? | 0 | 77777 | E | 9 | 0.8 | E | 8 | 0.073 | F | 8 | 0.16 | F | 8 | -9900 | -9900 | ? | 0
2001-02-13 | 13:00 | 749 | 1403 | 537 | 2 | 8 | 711 | 2 | 15 | 156 | 2 | 8 | 55500 | 2 | 8 | 69900 | 2 | 15 | 18100 | 2 | 8 | 3310 | 2 | 19 | 10 | E | 9 | 9 | E | 9 | 13.9 | E | 9 | 6.1 | E | 9 | 59 | A | 7 | 1004 | E | 9 | 220 | E | 9 | 5.1 | E | 9 | -9900 | ? | 0 | 77777 | E | 9 | 0.8 | E | 8 | 0.073 | F | 8 | 0.16 | F | 8 | -9900 | -9900 | ? | 0
2001-02-13 | 14:00 | 714 | 1403 | 513 | 2 | 8 | 831 | 2 | 15 | 89 | 2 | 8 | 53700 | 2 | 8 | 81600 | 2 | 15 | 12000 | 2 | 8 | 1910 | 2 | 19 | 10 | E | 9 | 10 | E | 9 | 13.9 | E | 9 | 5.6 | E | 9 | 57 | A | 7 | 1004 | E | 9 | 220 | E | 9 | 3.6 | E | 9 | -9900 | ? | 0 | 2400 | E | 9 | 0.8 | E | 8 | 0.073 | F | 8 | 0.16 | F | 8 | -9900 | -9900 | ? | 0
2001-02-13 | 15:00 | 614 | 1403 | 432 | 2 | 8 | 789 | 2 | 15 | 86 | 2 | 8 | 44600 | 2 | 8 | 75600 | 2 | 15 | 11300 | 2 | 8 | 1690 | 2 | 19 | 10 | E | 9 | 10 | E | 9 | 13.9 | E | 9 | 5 | E | 9 | 55 | A | 7 | 1004 | E | 9 | 230 | E | 9 | 2.6 | E | 9 | -9900 | ? | 0 | 2100 | E | 9 | 0.8 | E | 8 | 0.073 | F | 8 | 0.16 | F | 8 | -9900 | -9900 | ? | 0
2001-02-13 | 16:00 | 458 | 1403 | 311 | 2 | 8 | 691 | 2 | 15 | 84 | 2 | 8 | 32000 | 2 | 8 | 62300 | 2 | 15 | 11600 | 2 | 8 | 1570 | 2 | 19 | 10 | E | 9 | 10 | E | 9 | 13.3 | E | 9 | 5.6 | E | 9 | 60 | A | 7 | 1004 | E | 9 | 190 | E | 9 | 3.6 | E | 9 | -9900 | ? | 0 | 1320 | E | 9 | 0.9 | E | 8 | 0.073 | F | 8 | 0.16 | F | 8 | -9900 | -9900 | ? | 0
2001-02-13 | 17:00 | 256 | 1403 | 184 | 2 | 8 | 472 | 2 | 15 | 97 | 2 | 8 | 18100 | 2 | 8 | 33500 | 2 | 15 | 12000 | 2 | 8 | 1890 | 2 | 19 | 10 | E | 9 | 10 | E | 9 | 12.4 | E | 9 | 6 | E | 9 | 65 | A | 7 | 1004 | E | 9 | 180 | E | 9 | 2.6 | E | 9 | -9900 | ? | 0 | 840 | E | 9 | 0.9 | E | 8 | 0.073 | F | 8 | 0.16 | F | 8 | -9900 | -9900 | ? | 0
2001-02-13 | 18:00 | 45 | 900 | 5 | 2 | 8 | 124 | 2 | 15 | 3 | 2 | 8 | 1100 | 2 | 8 | 7100 | 2 | 15 | 700 | 2 | 8 | 110 | 2 | 19 | 10 | E | 9 | 10 | E | 9 | 11.1 | E | 9 | 6.1 | E | 9 | 71 | A | 7 | 1004 | E | 9 | 170 | E | 9 | 1.5 | E | 9 | -9900 | ? | 0 | 960 | E | 9 | 0.9 | E | 8 | 0.073 | F | 8 | 0.16 | F | 8 | -9900 | -9900 | ? | 0
2001-02-13 | 19:00 | 0 | 0 | 0 | 2 | 0 | 0 | 2 | 0 | 0 | 2 | 0 | 0 | 2 | 0 | 0 | 2 | 0 | 0 | 2 | 0 | 0 | 2 | 0 | 10 | E | 9 | 10 | E | 9 | 11.1 | E | 9 | 5.6 | E | 9 | 69 | A | 7 | 1004 | E | 9 | 0 | E | 9 | 0 | E | 9 | -9900 | ? | 0 | 690 | E | 9 | 0.9 | E | 8 | 0.073 | F | 8 | 0.16 | F | 8 | -9900 | -9900 | ? | 0
2001-02-13 | 20:00 | 0 | 0 | 0 | 2 | 0 | 0 | 2 | 0 | 0 | 2 | 0 | 0 | 2 | 0 | 0 | 2 | 0 | 0 | 2 | 0 | 0 | 2 | 0 | 9 | E | 9 | 9 | E | 9 | 8.7 | E | 9 | 4.9 | E | 9 | 77 | A | 7 | 1004 | E | 9 | 0 | E | 9 | 0 | E | 9 | -9900 | ? | 0 | 2595 | E | 9 | 0.9 | E | 8 | 0.073 | F | 8 | 0.16 | F | 8 | -9900 | -9900 | ? | 0
2001-02-13 | 21:00 | 0 | 0 | 0 | 2 | 0 | 0 | 2 | 0 | 0 | 2 | 0 | 0 | 2 | 0 | 0 | 2 | 0 | 0 | 2 | 0 | 0 | 2 | 0 | 9 | E | 9 | 9 | E | 9 | 6.5 | E | 9 | 3.9 | E | 9 | 83 | A | 7 | 1004 | E | 9 | 0 | E | 9 | 0 | E | 9 | -9900 | ? | 0 | 4109 | E | 9 | 0.9 | E | 8 | 0.073 | F | 8 | 0.16 | F | 8 | -9900 | -9900 | ? | 0
2001-02-13 | 22:00 | 0 | 0 | 0 | 2 | 0 | 0 | 2 | 0 | 0 | 2 | 0 | 0 | 2 | 0 | 0 | 2 | 0 | 0 | 2 | 0 | 0 | 2 | 0 | 8 | E | 9 | 8 | E | 9 | 4.4 | E | 9 | 2.8 | E | 9 | 89 | A | 7 | 1004 | E | 9 | 0 | E | 9 | 0 | E | 9 | -9900 | ? | 0 | 5864 | E | 9 | 1 | E | 8 | 0.073 | F | 8 | 0.16 | F | 8 | -9900 | -9900 | ? | 0
2001-02-13 | 23:00 | 0 | 0 | 0 | 2 | 0 | 0 | 2 | 0 | 0 | 2 | 0 | 0 | 2 | 0 | 0 | 2 | 0 | 0 | 2 | 0 | 0 | 2 | 0 | 7 | E | 9 | 7 | E | 9 | 2.7 | E | 9 | 1.2 | E | 9 | 90 | A | 7 | 1004 | E | 9 | 210 | E | 9 | 1.4 | E | 9 | -9900 | ? | 0 | 8518 | E | 9 | 1 | E | 8 | 0.073 | F | 8 | 0.16 | F | 8 | -9900 | -9900 | ? | 0
2001-02-13 | 24:00 | 0 | 0 | 0 | 2 | 0 | 0 | 2 | 0 | 0 | 2 | 0 | 0 | 2 | 0 | 0 | 2 | 0 | 0 | 2 | 0 | 0 | 2 | 0 | 6 | E | 9 | 6 | E | 9 | 2.4 | E | 9 | 1 | E | 9 | 90 | A | 7 | 1004 | E | 9 | 210 | E | 9 | 0.6 | E | 9 | -9900 | ? | 0 | 8923 | E | 9 | 1.1 | E | 8 | 0.073 | F | 8 | 0.16 | F | 8 | -9900 | -9900 | ? | 0
2001-02-14 | 1:00 | 0 | 0 | 0 | 2 | 0 | 0 | 2 | 0 | 0 | 2 | 0 | 0 | 2 | 0 | 0 | 2 | 0 | 0 | 2 | 0 | 0 | 2 | 0 | 5 | E | 9 | 5 | E | 9 | 2.1 | E | 9 | 0.8 | E | 9 | 91 | A | 7 | 1004 | E | 9 | 0 | E | 9 | 0 | E | 9 | -9900 | ? | 0 | 10318 | E | 9 | 1.1 | E | 8 | 0.073 | F | 8 | 0.16 | F | 8 | -9900 | -9900 | ? | 0
2001-02-14 | 2:00 | 0 | 0 | 0 | 2 | 0 | 0 | 2 | 0 | 0 | 2 | 0 | 0 | 2 | 0 | 0 | 2 | 0 | 0 | 2 | 0 | 0 | 2 | 0 | 5 | E | 9 | 5 | E | 9 | 1.7 | E | 9 | 0.2 | E | 9 | 90 | A | 7 | 1004 | E | 9 | 190 | E | 9 | 0.6 | E | 9 | -9900 | ? | 0 | 11832 | E | 9 | 1.2 | E | 8 | 0.073 | F | 8 | 0.16 | F | 8 | -9900 | -9900 | ? | 0
2001-02-14 | 3:00 | 0 | 0 | 0 | 2 | 0 | 0 | 2 | 0 | 0 | 2 | 0 | 0 | 2 | 0 | 0 | 2 | 0 | 0 | 2 | 0 | 0 | 2 | 0 | 4 | E | 9 | 4 | E | 9 | 1 | E | 9 | -0.3 | E | 9 | 91 | A | 7 | 1004 | E | 9 | 170 | E | 9 | 1.3 | E | 9 | -9900 | ? | 0 | 13437 | E | 9 | 1.2 | E | 8 | 0.073 | F | 8 | 0.16 | F | 8 | -9900 | -9900 | ? | 0
2001-02-14 | 4:00 | 0 | 0 | 0 | 2 | 0 | 0 | 2 | 0 | 0 | 2 | 0 | 0 | 2 | 0 | 0 | 2 | 0 | 0 | 2 | 0 | 0 | 2 | 0 | 3 | E | 9 | 3 | E | 9 | 0.4 | E | 9 | -0.8 | E | 9 | 91 | A | 7 | 1004 | E | 9 | 70 | E | 9 | 1.2 | E | 9 | -9900 | ? | 0 | 14982 | E | 9 | 1.3 | E | 8 | 0.073 | F | 8 | 0.16 | F | 8 | -9900 | -9900 | ? | 0
2001-02-14 | 5:00 | 0 | 0 | 0 | 2 | 0 | 0 | 2 | 0 | 0 | 2 | 0 | 0 | 2 | 0 | 0 | 2 | 0 | 0 | 2 | 0 | 0 | 2 | 0 | 2 | E | 9 | 2 | E | 9 | -0.2 | E | 9 | -1.3 | E | 9 | 91 | A | 7 | 1004 | E | 9 | 360 | E | 9 | 1.2 | E | 9 | -9900 | ? | 0 | 16916 | E | 9 | 1.3 | E | 8 | 0.073 | F | 8 | 0.16 | F | 8 | -9900 | -9900 | ? | 0
2001-02-14 | 6:00 | 0 | 0 | 0 | 2 | 0 | 0 | 2 | 0 | 0 | 2 | 0 | 0 | 2 | 0 | 0 | 2 | 0 | 0 | 2 | 0 | 0 | 2 | 0 | 2 | E | 9 | 2 | E | 9 | -0.6 | E | 9 | -1.9 | E | 9 | 90 | A | 7 | 1004 | E | 9 | 360 | E | 9 | 0.8 | E | 9 | -9900 | ? | 0 | 18341 | E | 9 | 1.4 | E | 8 | 0.073 | F | 8 | 0.16 | F | 8 | -9900 | -9900 | ? | 0
2001-02-14 | 7:00 | 0 | 0 | 0 | 2 | 0 | 0 | 2 | 0 | 0 | 2 | 0 | 0 | 2 | 0 | 0 | 2 | 0 | 0 | 2 | 0 | 0 | 2 | 0 | 1 | E | 9 | 1 | E | 9 | -1 | E | 9 | -2.1 | E | 9 | 91 | A | 7 | 1004 | E | 9 | 10 | E | 9 | 0.4 | E | 9 | -9900 | ? | 0 | 20335 | E | 9 | 1.5 | E | 8 | 0.073 | F | 8 | 0.16 | F | 8 | -9900 | -9900 | ? | 0
2001-02-14 | 8:00 | 61 | 1040 | 12 | 2 | 8 | 170 | 2 | 15 | 6 | 2 | 8 | 1800 | 2 | 8 | 10000 | 2 | 15 | 1200 | 2 | 8 | 200 | 2 | 19 | 0 | E | 9 | 0 | E | 9 | -1 | A | 7 | -2 | A | 7 | 92 | A | 7 | 1004 | E | 9 | 0 | A | 7 | 0 | A | 7 | 16100 | A | 7 | 77777 | A | 7 | 1.5 | E | 8 | 0.073 | F | 8 | 0.16 | F | 8 | -9900 | -9900 | ? | 0
2001-02-14 | 9:00 | 280 | 1403 | 150 | 2 | 8 | 549 | 2 | 15 | 39 | 2 | 8 | 15200 | 2 | 8 | 43500 | 2 | 15 | 6500 | 2 | 8 | 750 | 2 | 19 | 2 | E | 9 | 2 | E | 9 | 0.7 | E | 9 | -1.4 | E | 9 | 85 | A | 7 | 1004 | E | 9 | 20 | E | 9 | 0.3 | E | 9 | -9900 | ? | 0 | 19137 | E | 9 | 1.6 | E | 8 | 0.073 | F | 8 | 0.16 | F | 8 | -9900 | -9900 | ? | 0
2001-02-14 | 10:00 | 479 | 1403 | 304 | 2 | 8 | 707 | 2 | 15 | 61 | 2 | 8 | 31400 | 2 | 8 | 65100 | 2 | 15 | 9100 | 2 | 8 | 1220 | 2 | 19 | 3 | E | 9 | 3 | E | 9 | 1.9 | E | 9 | -0.8 | E | 9 | 82 | A | 7 | 1004 | E | 9 | 40 | E | 9 | 0.6 | E | 9 | -9900 | ? | 0 | 15673 | E | 9 | 1.6 | E | 8 | 0.073 | F | 8 | 0.16 | F | 8 | -9900 | -9900 | ? | 0
2001-02-14 | 11:00 | 631 | 1403 | 435 | 2 | 8 | 801 | 2 | 15 | 74 | 2 | 8 | 45800 | 2 | 8 | 77700 | 2 | 15 | 10700 | 2 | 8 | 1580 | 2 | 19 | 2 | E | 9 | 2 | E | 9 | 3.1 | E | 9 | -0.2 | E | 9 | 79 | A | 7 | 1004 | E | 9 | 50 | E | 9 | 0.9 | E | 9 | -9900 | ? | 0 | 12991 | E | 9 | 1.6 | E | 8 | 0.073 | F | 8 | 0.16 | F | 8 | -9900 | -9900 | ? | 0
2001-02-14 | 12:00 | 726 | 1403 | 518 | 2 | 8 | 838 | 2 | 15 | 83 | 2 | 8 | 54700 | 2 | 8 | 82700 | 2 | 15 | 11800 | 2 | 8 | 1850 | 2 | 19 | 0 | E | 9 | 0 | E | 9 | 4.9 | E | 9 | 0.4 | E | 9 | 73 | A | 7 | 1004 | E | 9 | 120 | E | 9 | 2.1 | E | 9 | -9900 | ? | 0 | 77777 | E | 9 | 1.5 | E | 8 | 0.073 | F | 8 | 0.16 | F | 8 | -9900 | -9900 | ? | 0
2001-02-14 | 13:00 | 756 | 1403 | 543 | 2 | 8 | 837 | 2 | 15 | 90 | 2 | 8 | 57200 | 2 | 8 | 82800 | 2 | 15 | 12300 | 2 | 8 | 2010 | 2 | 19 | 2 | E | 9 | 2 | E | 9 | 7.2 | E | 9 | 1.6 | E | 9 | 68 | A | 7 | 1004 | E | 9 | 190 | E | 9 | 3.1 | E | 9 | -9900 | ? | 0 | 77777 | E | 9 | 1.4 | E | 8 | 0.073 | F | 8 | 0.16 | F | 8 | -9900 | -9900 | ? | 0
2001-02-14 | 14:00 | 720 | 1403 | 513 | 2 | 8 | 813 | 2 | 15 | 94 | 2 | 8 | 53400 | 2 | 8 | 79700 | 2 | 15 | 12300 | 2 | 8 | 1980 | 2 | 19 | 2 | E | 9 | 2 | E | 9 | 9 | E | 9 | 2.2 | E | 9 | 62 | A | 7 | 1004 | E | 9 | 260 | E | 9 | 4.3 | E | 9 | -9900 | ? | 0 | 77777 | E | 9 | 1.4 | E | 8 | 0.073 | F | 8 | 0.16 | F | 8 | -9900 | -9900 | ? | 0
2001-02-14 | 15:00 | 621 | 1403 | 432 | 2 | 8 | 770 | 2 | 15 | 89 | 2 | 8 | 44300 | 2 | 8 | 73800 | 2 | 15 | 11500 | 2 | 8 | 1730 | 2 | 19 | 8 | E | 9 | 8 | E | 9 | 10.2 | E | 9 | 2.3 | E | 9 | 58 | A | 7 | 1004 | E | 9 | 220 | E | 9 | 3.7 | E | 9 | -9900 | ? | 0 | 2198 | E | 9 | 1.3 | E | 8 | 0.073 | F | 8 | 0.16 | F | 8 | -9900 | -9900 | ? | 0
2001-02-14 | 16:00 | 464 | 1403 | 318 | 2 | 8 | 703 | 2 | 15 | 84 | 2 | 8 | 32800 | 2 | 8 | 63600 | 2 | 15 | 11700 | 2 | 8 | 1580 | 2 | 19 | 0 | E | 9 | 0 | E | 9 | 11.4 | E | 9 | 3.4 | E | 9 | 58 | A | 7 | 1004 | E | 9 | 190 | E | 9 | 3.2 | E | 9 | -9900 | ? | 0 | 77777 | E | 9 | 1.2 | E | 8 | 0.073 | F | 8 | 0.16 | F | 8 | -9900 | -9900 | ? | 0
2001-02-14 | 17:00 | 262 | 1403 | 179 | 2 | 8 | 482 | 2 | 15 | 88 | 2 | 8 | 17900 | 2 | 8 | 34800 | 2 | 15 | 11300 | 2 | 8 | 1680 | 2 | 19 | 0 | E | 9 | 0 | E | 9 | 12 | A | 7 | 4 | A | 7 | 58 | A | 7 | 1004 | E | 9 | 160 | A | 7 | 2.6 | A | 7 | 16100 | A | 7 | 77777 | A | 7 | 1.2 | E | 8 | 0.073 | F | 8 | 0.16 | F | 8 | -9900 | -9900 | ? | 0
2001-02-14 | 18:00 | 48 | 923 | 6 | 2 | 8 | 135 | 2 | 15 | 3 | 2 | 8 | 1200 | 2 | 8 | 7800 | 2 | 15 | 700 | 2 | 8 | 110 | 2 | 19 | 1 | E | 9 | 1 | E | 9 | 11.8 | E | 9 | 4.1 | E | 9 | 59 | A | 7 | 1004 | E | 9 | 150 | E | 9 | 3 | E | 9 | -9900 | ? | 0 | 20891 | E | 9 | 1.1 | E | 8 | 0.073 | F | 8 | 0.16 | F | 8 | -9900 | -9900 | ? | 0
2001-02-14 | 19:00 | 0 | 0 | 0 | 2 | 0 | 0 | 2 | 0 | 0 | 2 | 0 | 0 | 2 | 0 | 0 | 2 | 0 | 0 | 2 | 0 | 0 | 2 | 0 | 1 | E | 9 | 1 | E | 9 | 11.1 | E | 9 | 4.2 | E | 9 | 62 | A | 7 | 1004 | E | 9 | 150 | E | 9 | 3.3 | E | 9 | -9900 | ? | 0 | 19782 | E | 9 | 1 | E | 8 | 0.073 | F | 8 | 0.16 | F | 8 | -9900 | -9900 | ? | 0
2001-02-14 | 20:00 | 0 | 0 | 0 | 2 | 0 | 0 | 2 | 0 | 0 | 2 | 0 | 0 | 2 | 0 | 0 | 2 | 0 | 0 | 2 | 0 | 0 | 2 | 0 | 2 | E | 9 | 2 | E | 9 | 10.4 | E | 9 | 3.8 | E | 9 | 64 | A | 7 | 1004 | E | 9 | 140 | E | 9 | 3.7 | E | 9 | -9900 | ? | 0 | 18673 | E | 9 | 1 | E | 8 | 0.073 | F | 8 | 0.16 | F | 8 | -9900 | -9900 | ? | 0
2001-02-14 | 21:00 | 0 | 0 | 0 | 2 | 0 | 0 | 2 | 0 | 0 | 2 | 0 | 0 | 2 | 0 | 0 | 2 | 0 | 0 | 2 | 0 | 0 | 2 | 0 | 2 | E | 9 | 2 | E | 9 | 10.3 | E | 9 | 4 | E | 9 | 65 | A | 7 | 1004 | E | 9 | 110 | E | 9 | 2.6 | E | 9 | -9900 | ? | 0 | 17564 | E | 9 | 0.9 | E | 8 | 0.073 | F | 8 | 0.16 | F | 8 | -9900 | -9900 | ? | 0
2001-02-14 | 22:00 | 0 | 0 | 0 | 2 | 0 | 0 | 2 | 0 | 0 | 2 | 0 | 0 | 2 | 0 | 0 | 2 | 0 | 0 | 2 | 0 | 0 | 2 | 0 | 3 | E | 9 | 3 | E | 9 | 9.5 | E | 9 | 3.5 | E | 9 | 66 | A | 7 | 1004 | E | 9 | 80 | E | 9 | 1.6 | E | 9 | -9900 | ? | 0 | 16455 | E | 9 | 0.9 | E | 8 | 0.073 | F | 8 | 0.16 | F | 8 | -9900 | -9900 | ? | 0
2001-02-14 | 23:00 | 0 | 0 | 0 | 2 | 0 | 0 | 2 | 0 | 0 | 2 | 0 | 0 | 2 | 0 | 0 | 2 | 0 | 0 | 2 | 0 | 0 | 2 | 0 | 3 | E | 9 | 3 | E | 9 | 8.9 | E | 9 | 3.6 | E | 9 | 69 | A | 7 | 1004 | E | 9 | 60 | E | 9 | 0.5 | E | 9 | -9900 | ? | 0 | 15346 | E | 9 | 0.8 | E | 8 | 0.073 | F | 8 | 0.16 | F | 8 | -9900 | -9900 | ? | 0
2001-02-14 | 24:00 | 0 | 0 | 0 | 2 | 0 | 0 | 2 | 0 | 0 | 2 | 0 | 0 | 2 | 0 | 0 | 2 | 0 | 0 | 2 | 0 | 0 | 2 | 0 | 4 | E | 9 | 4 | E | 9 | 8.7 | E | 9 | 3.7 | E | 9 | 71 | A | 7 | 1004 | E | 9 | 40 | E | 9 | 0.2 | E | 9 | -9900 | ? | 0 | 14237 | E | 9 | 0.8 | E | 8 | 0.073 | F | 8 | 0.16 | F | 8 | -9900 | -9900 | ? | 0
2001-02-15 | 1:00 | 0 | 0 | 0 | 2 | 0 | 0 | 2 | 0 | 0 | 2 | 0 | 0 | 2 | 0 | 0 | 2 | 0 | 0 | 2 | 0 | 0 | 2 | 0 | 4 | E | 9 | 4 | E | 9 | 8.6 | E | 9 | 3.8 | E | 9 | 72 | A | 7 | 1004 | E | 9 | 0 | E | 9 | 0 | E | 9 | -9900 | ? | 0 | 13128 | E | 9 | 0.8 | E | 8 | 0.074 | F | 8 | 0.16 | F | 8 | -9900 | -9900 | ? | 0
2001-02-15 | 2:00 | 0 | 0 | 0 | 2 | 0 | 0 | 2 | 0 | 0 | 2 | 0 | 0 | 2 | 0 | 0 | 2 | 0 | 0 | 2 | 0 | 0 | 2 | 0 | 9 | E | 9 | 9 | E | 9 | 8.4 | E | 9 | 3.9 | E | 9 | 73 | A | 7 | 1004 | E | 9 | 0 | E | 9 | 0 | E | 9 | -9900 | ? | 0 | 4626 | E | 9 | 0.8 | E | 8 | 0.074 | F | 8 | 0.16 | F | 8 | -9900 | -9900 | ? | 0
2001-02-15 | 3:00 | 0 | 0 | 0 | 2 | 0 | 0 | 2 | 0 | 0 | 2 | 0 | 0 | 2 | 0 | 0 | 2 | 0 | 0 | 2 | 0 | 0 | 2 | 0 | 5 | E | 9 | 5 | E | 9 | 8.8 | E | 9 | 3.5 | E | 9 | 69 | A | 7 | 1004 | E | 9 | 270 | E | 9 | 0.5 | E | 9 | -9900 | ? | 0 | 10911 | E | 9 | 0.8 | E | 8 | 0.074 | F | 8 | 0.16 | F | 8 | -9900 | -9900 | ? | 0
2001-02-15 | 4:00 | 0 | 0 | 0 | 2 | 0 | 0 | 2 | 0 | 0 | 2 | 0 | 0 | 2 | 0 | 0 | 2 | 0 | 0 | 2 | 0 | 0 | 2 | 0 | 6 | E | 9 | 6 | E | 9 | 8.1 | E | 9 | 3.6 | E | 9 | 73 | A | 7 | 1004 | E | 9 | 160 | E | 9 | 1.4 | E | 9 | -9900 | ? | 0 | 9802 | E | 9 | 0.8 | E | 8 | 0.074 | F | 8 | 0.16 | F | 8 | -9900 | -9900 | ? | 0
2001-02-15 | 5:00 | 0 | 0 | 0 | 2 | 0 | 0 | 2 | 0 | 0 | 2 | 0 | 0 | 2 | 0 | 0 | 2 | 0 | 0 | 2 | 0 | 0 | 2 | 0 | 9 | E | 9 | 9 | E | 9 | 7.4 | E | 9 | 3.2 | E | 9 | 75 | A | 7 | 1004 | E | 9 | 270 | E | 9 | 0.6 | E | 9 | -9900 | ? | 0 | 770 | E | 9 | 0.7 | E | 8 | 0.074 | F | 8 | 0.16 | F | 8 | -9900 | -9900 | ? | 0
2001-02-15 | 6:00 | 0 | 0 | 0 | 2 | 0 | 0 | 2 | 0 | 0 | 2 | 0 | 0 | 2 | 0 | 0 | 2 | 0 | 0 | 2 | 0 | 0 | 2 | 0 | 9 | E | 9 | 9 | E | 9 | 7.2 | E | 9 | 3.3 | E | 9 | 76 | A | 7 | 1004 | E | 9 | 0 | E | 9 | 0 | E | 9 | -9900 | ? | 0 | 1084 | E | 9 | 0.7 | E | 8 | 0.074 | F | 8 | 0.16 | F | 8 | -9900 | -9900 | ? | 0
2001-02-15 | 7:00 | 0 | 0 | 0 | 2 | 0 | 0 | 2 | 0 | 0 | 2 | 0 | 0 | 2 | 0 | 0 | 2 | 0 | 0 | 2 | 0 | 0 | 2 | 0 | 10 | E | 9 | 10 | E | 9 | 7.1 | E | 9 | 3.4 | E | 9 | 77 | A | 7 | 1004 | E | 9 | 0 | E | 9 | 0 | E | 9 | -9900 | ? | 0 | 1728 | E | 9 | 0.7 | E | 8 | 0.074 | F | 8 | 0.16 | F | 8 | -9900 | -9900 | ? | 0
2001-02-15 | 8:00 | 66 | 1063 | 6 | 2 | 8 | 0 | 2 | 15 | 6 | 2 | 8 | 700 | 2 | 8 | 0 | 2 | 15 | 700 | 2 | 8 | 240 | 2 | 19 | 10 | E | 9 | 10 | E | 9 | 6.9 | E | 9 | 3.5 | E | 9 | 79 | A | 7 | 1004 | E | 9 | 0 | E | 9 | 0 | E | 9 | -9900 | ? | 0 | 273 | E | 9 | 0.7 | E | 8 | 0.074 | F | 8 | 0.16 | F | 8 | -9900 | -9900 | ? | 0
2001-02-15 | 9:00 | 286 | 1402 | 26 | 2 | 8 | 0 | 2 | 15 | 26 | 2 | 8 | 3100 | 2 | 8 | 0 | 2 | 15 | 3100 | 2 | 8 | 1080 | 2 | 19 | 10 | E | 9 | 10 | E | 9 | 6.8 | E | 9 | 3.7 | E | 9 | 81 | A | 7 | 1004 | E | 9 | 0 | E | 9 | 0 | E | 9 | -9900 | ? | 0 | 677 | E | 9 | 0.7 | E | 8 | 0.074 | F | 8 | 0.16 | F | 8 | -9900 | -9900 | ? | 0
2001-02-15 | 10:00 | 486 | 1402 | 63 | 2 | 8 | 0 | 2 | 15 | 63 | 2 | 8 | 7500 | 2 | 8 | 0 | 2 | 15 | 7500 | 2 | 8 | 2730 | 2 | 19 | 10 | E | 9 | 9 | E | 9 | 7.7 | E | 9 | 3.8 | E | 9 | 76 | A | 7 | 1004 | E | 9 | 0 | E | 9 | 0 | E | 9 | -9900 | ? | 0 | 721 | E | 9 | 0.7 | E | 8 | 0.074 | F | 8 | 0.16 | F | 8 | -9900 | -9900 | ? | 0
2001-02-15 | 11:00 | 638 | 1402 | 108 | 2 | 8 | 0 | 2 | 15 | 108 | 2 | 8 | 12700 | 2 | 8 | 0 | 2 | 15 | 12700 | 2 | 8 | 4760 | 2 | 19 | 10 | E | 9 | 10 | E | 9 | 8.7 | E | 9 | 3.9 | E | 9 | 72 | A | 7 | 1004 | E | 9 | 0 | E | 9 | 0 | E | 9 | -9900 | ? | 0 | 2039 | E | 9 | 0.8 | E | 8 | 0.074 | F | 8 | 0.16 | F | 8 | -9900 | -9900 | ? | 0
2001-02-15 | 12:00 | 733 | 1402 | 92 | 2 | 8 | 0 | 2 | 15 | 92 | 2 | 8 | 11200 | 2 | 8 | 0 | 2 | 15 | 11200 | 2 | 8 | 4390 | 2 | 19 | 10 | E | 9 | 10 | E | 9 | 8 | A | 7 | 4 | A | 7 | 76 | A | 7 | 1004 | E | 9 | 0 | A | 7 | 0 | A | 7 | 16100 | A | 7 | 930 | A | 7 | 0.9 | E | 8 | 0.074 | F | 8 | 0.16 | F | 8 | -9900 | -9900 | ? | 0
2001-02-15 | 13:00 | 763 | 1402 | 91 | 2 | 8 | 0 | 2 | 15 | 91 | 2 | 8 | 11100 | 2 | 8 | 0 | 2 | 15 | 11100 | 2 | 8 | 4410 | 2 | 19 | 9 | E | 9 | 9 | E | 9 | 10.7 | E | 9 | 2.7 | E | 9 | 58 | A | 7 | 1004 | E | 9 | 350 | E | 9 | 1.3 | E | 9 | -9900 | ? | 0 | 1247 | E | 9 | 1 | E | 8 | 0.074 | F | 8 | 0.16 | F | 8 | -9900 | -9900 | ? | 0
2001-02-15 | 14:00 | 727 | 1402 | 91 | 2 | 8 | 0 | 2 | 15 | 91 | 2 | 8 | 11100 | 2 | 8 | 0 | 2 | 15 | 11100 | 2 | 8 | 4330 | 2 | 19 | 10 | E | 9 | 9 | E | 9 | 12.2 | E | 9 | 3.2 | E | 9 | 54 | A | 7 | 1004 | E | 9 | 170 | E | 9 | 2.5 | E | 9 | -9900 | ? | 0 | 2404 | E | 9 | 1.1 | E | 8 | 0.074 | F | 8 | 0.16 | F | 8 | -9900 | -9900 | ? | 0
2001-02-15 | 15:00 | 627 | 1402 | 71 | 2 | 8 | 0 | 2 | 15 | 71 | 2 | 8 | 8600 | 2 | 8 | 0 | 2 | 15 | 8600 | 2 | 8 | 3310 | 2 | 19 | 9 | E | 9 | 9 | E | 9 | 13.2 | E | 9 | 3.6 | E | 9 | 52 | A | 7 | 1004 | E | 9 | 170 | E | 9 | 3.5 | E | 9 | -9900 | ? | 0 | 2541 | E | 9 | 1.2 | E | 8 | 0.074 | F | 8 | 0.16 | F | 8 | -9900 | -9900 | ? | 0
2001-02-15 | 16:00 | 471 | 1402 | 58 | 2 | 8 | 0 | 2 | 15 | 58 | 2 | 8 | 6900 | 2 | 8 | 0 | 2 | 15 | 6900 | 2 | 8 | 2520 | 2 | 19 | 10 | E | 9 | 10 | E | 9 | 14.8 | E | 9 | 3.5 | E | 9 | 47 | A | 7 | 1004 | E | 9 | 230 | E | 9 | 4 | E | 9 | -9900 | ? | 0 | 2678 | E | 9 | 1.3 | E | 8 | 0.074 | F | 8 | 0.16 | F | 8 | -9900 | -9900 | ? | 0
2001-02-15 | 17:00 | 268 | 1402 | 87 | 2 | 8 | 0 | 2 | 15 | 87 | 2 | 8 | 9500 | 2 | 8 | 0 | 2 | 15 | 9500 | 2 | 8 | 2680 | 2 | 19 | 10 | E | 9 | 9 | E | 9 | 14.2 | E | 9 | 3.4 | E | 9 | 48 | A | 7 | 1004 | E | 9 | 290 | E | 9 | 3.1 | E | 9 | -9900 | ? | 0 | 3415 | E | 9 | 1.4 | E | 8 | 0.074 | F | 8 | 0.16 | F | 8 | -9900 | -9900 | ? | 0
2001-02-15 | 18:00 | 52 | 946 | 4 | 2 | 8 | 0 | 2 | 15 | 4 | 2 | 8 | 500 | 2 | 8 | 0 | 2 | 15 | 500 | 2 | 8 | 160 | 2 | 19 | 9 | E | 9 | 8 | E | 9 | 11.8 | E | 9 | 4.4 | E | 9 | 60 | A | 7 | 1004 | E | 9 | 230 | E | 9 | 1.9 | E | 9 | -9900 | ? | 0 | 4302 | E | 9 | 1.5 | E | 8 | 0.074 | F | 8 | 0.16 | F | 8 | -9900 | -9900 | ? | 0
2001-02-15 | 19:00 | 0 | 0 | 0 | 2 | 0 | 0 | 2 | 0 | 0 | 2 | 0 | 0 | 2 | 0 | 0 | 2 | 0 | 0 | 2 | 0 | 0 | 2 | 0 | 10 | E | 9 | 8 | E | 9 | 7.8 | E | 9 | 2.5 | E | 9 | 69 | A | 7 | 1004 | E | 9 | 260 | E | 9 | 1.9 | E | 9 | -9900 | ? | 0 | 4889 | E | 9 | 1.6 | E | 8 | 0.074 | F | 8 | 0.16 | F | 8 | -9900 | -9900 | ? | 0
2001-02-15 | 20:00 | 0 | 0 | 0 | 2 | 0 | 0 | 2 | 0 | 0 | 2 | 0 | 0 | 2 | 0 | 0 | 2 | 0 | 0 | 2 | 0 | 0 | 2 | 0 | 10 | E | 9 | 6 | E | 9 | 6.6 | E | 9 | 2.4 | E | 9 | 75 | A | 7 | 1004 | E | 9 | 150 | E | 9 | 2.8 | E | 9 | -9900 | ? | 0 | 77777 | E | 9 | 1.7 | E | 8 | 0.074 | F | 8 | 0.16 | F | 8 | -9900 | -9900 | ? | 0
2001-02-15 | 21:00 | 0 | 0 | 0 | 2 | 0 | 0 | 2 | 0 | 0 | 2 | 0 | 0 | 2 | 0 | 0 | 2 | 0 | 0 | 2 | 0 | 0 | 2 | 0 | 10 | E | 9 | 7 | E | 9 | 6.1 | E | 9 | 1.7 | E | 9 | 73 | A | 7 | 1004 | E | 9 | 180 | E | 9 | 1.8 | E | 9 | -9900 | ? | 0 | 5884 | E | 9 | 1.8 | E | 8 | 0.074 | F | 8 | 0.16 | F | 8 | -9900 | -9900 | ? | 0
2001-02-15 | 22:00 | 0 | 0 | 0 | 2 | 0 | 0 | 2 | 0 | 0 | 2 | 0 | 0 | 2 | 0 | 0 | 2 | 0 | 0 | 2 | 0 | 0 | 2 | 0 | 10 | E | 9 | 9 | E | 9 | 4.9 | E | 9 | 1.1 | E | 9 | 76 | A | 7 | 1004 | E | 9 | 210 | E | 9 | 0.6 | E | 9 | -9900 | ? | 0 | 7131 | E | 9 | 1.9 | E | 8 | 0.074 | F | 8 | 0.16 | F | 8 | -9900 | -9900 | ? | 0
2001-02-15 | 23:00 | 0 | 0 | 0 | 2 | 0 | 0 | 2 | 0 | 0 | 2 | 0 | 0 | 2 | 0 | 0 | 2 | 0 | 0 | 2 | 0 | 0 | 2 | 0 | 10 | E | 9 | 9 | E | 9 | 4.2 | E | 9 | 0.3 | E | 9 | 76 | A | 7 | 1004 | E | 9 | 0 | E | 9 | 0 | E | 9 | -9900 | ? | 0 | 7448 | E | 9 | 1.9 | E | 8 | 0.074 | F | 8 | 0.16 | F | 8 | -9900 | -9900 | ? | 0
2001-02-15 | 24:00 | 0 | 0 | 0 | 2 | 0 | 0 | 2 | 0 | 0 | 2 | 0 | 0 | 2 | 0 | 0 | 2 | 0 | 0 | 2 | 0 | 0 | 2 | 0 | 10 | E | 9 | 7 | E | 9 | 3.6 | E | 9 | -0.3 | E | 9 | 75 | A | 7 | 1004 | E | 9 | 210 | E | 9 | 0.5 | E | 9 | -9900 | ? | 0 | 7945 | E | 9 | 1.8 | E | 8 | 0.074 | F | 8 | 0.16 | F | 8 | -9900 | -9900 | ? | 0
2001-02-16 | 1:00 | 0 | 0 | 0 | 2 | 0 | 0 | 2 | 0 | 0 | 2 | 0 | 0 | 2 | 0 | 0 | 2 | 0 | 0 | 2 | 0 | 0 | 2 | 0 | 10 | E | 9 | 8 | E | 9 | 4 | E | 9 | 0.1 | E | 9 | 76 | A | 7 | 1004 | E | 9 | 170 | E | 9 | 1.1 | E | 9 | -9900 | ? | 0 | 8562 | E | 9 | 1.7 | E | 8 | 0.074 | F | 8 | 0.16 | F | 8 | -9900 | -9900 | ? | 0
2001-02-16 | 2:00 | 0 | 0 | 0 | 2 | 0 | 0 | 2 | 0 | 0 | 2 | 0 | 0 | 2 | 0 | 0 | 2 | 0 | 0 | 2 | 0 | 0 | 2 | 0 | 9 | E | 9 | 8 | E | 9 | 2.8 | E | 9 | -0.5 | E | 9 | 78 | A | 7 | 1004 | E | 9 | 0 | E | 9 | 0 | E | 9 | -9900 | ? | 0 | 9209 | E | 9 | 1.6 | E | 8 | 0.074 | F | 8 | 0.16 | F | 8 | -9900 | -9900 | ? | 0
2001-02-16 | 3:00 | 0 | 0 | 0 | 2 | 0 | 0 | 2 | 0 | 0 | 2 | 0 | 0 | 2 | 0 | 0 | 2 | 0 | 0 | 2 | 0 | 0 | 2 | 0 | 8 | E | 9 | 7 | E | 9 | 2.7 | E | 9 | -1.3 | E | 9 | 74 | A | 7 | 1004 | E | 9 | 80 | E | 9 | 0.9 | E | 9 | -9900 | ? | 0 | 9826 | E | 9 | 1.5 | E | 8 | 0.074 | F | 8 | 0.16 | F | 8 | -9900 | -9900 | ? | 0
2001-02-16 | 4:00 | 0 | 0 | 0 | 2 | 0 | 0 | 2 | 0 | 0 | 2 | 0 | 0 | 2 | 0 | 0 | 2 | 0 | 0 | 2 | 0 | 0 | 2 | 0 | 8 | E | 9 | 5 | E | 9 | 2.6 | E | 9 | -0.8 | E | 9 | 78 | A | 7 | 1004 | E | 9 | 210 | E | 9 | 0.9 | E | 9 | -9900 | ? | 0 | 77777 | E | 9 | 1.5 | E | 8 | 0.074 | F | 8 | 0.16 | F | 8 | -9900 | -9900 | ? | 0
2001-02-16 | 5:00 | 0 | 0 | 0 | 2 | 0 | 0 | 2 | 0 | 0 | 2 | 0 | 0 | 2 | 0 | 0 | 2 | 0 | 0 | 2 | 0 | 0 | 2 | 0 | 8 | E | 9 | 6 | E | 9 | 3.1 | E | 9 | -0.9 | E | 9 | 74 | A | 7 | 1004 | E | 9 | 40 | E | 9 | 0.3 | E | 9 | -9900 | ? | 0 | 77777 | E | 9 | 1.4 | E | 8 | 0.074 | F | 8 | 0.16 | F | 8 | -9900 | -9900 | ? | 0
2001-02-16 | 6:00 | 0 | 0 | 0 | 2 | 0 | 0 | 2 | 0 | 0 | 2 | 0 | 0 | 2 | 0 | 0 | 2 | 0 | 0 | 2 | 0 | 0 | 2 | 0 | 8 | E | 9 | 6 | E | 9 | 3.5 | E | 9 | -0.5 | E | 9 | 75 | A | 7 | 1004 | E | 9 | 0 | E | 9 | 0 | E | 9 | -9900 | ? | 0 | 12247 | E | 9 | 1.3 | E | 8 | 0.074 | F | 8 | 0.16 | F | 8 | -9900 | -9900 | ? | 0
2001-02-16 | 7:00 | 0 | 0 | 0 | 2 | 0 | 0 | 2 | 0 | 0 | 2 | 0 | 0 | 2 | 0 | 0 | 2 | 0 | 0 | 2 | 0 | 0 | 2 | 0 | 4 | E | 9 | 2 | E | 9 | 4 | E | 9 | 0 | E | 9 | 75 | A | 7 | 1004 | E | 9 | 0 | E | 9 | 0 | E | 9 | -9900 | ? | 0 | 77777 | E | 9 | 1.2 | E | 8 | 0.074 | F | 8 | 0.16 | F | 8 | -9900 | -9900 | ? | 0
2001-02-16 | 8:00 | 70 | 1109 | 14 | 2 | 8 | 121 | 2 | 15 | 8 | 2 | 8 | 1800 | 2 | 8 | 6000 | 2 | 15 | 1400 | 2 | 8 | 160 | 2 | 19 | 7 | E | 9 | 5 | E | 9 | 4.4 | E | 9 | 0.3 | E | 9 | 75 | A | 7 | 1004 | E | 9 | 190 | E | 9 | 0.7 | E | 9 | -9900 | ? | 0 | 13121 | E | 9 | 1.1 | E | 8 | 0.074 | F | 8 | 0.16 | F | 8 | -9900 | -9900 | ? | 0
2001-02-16 | 9:00 | 293 | 1401 | 118 | 2 | 8 | 223 | 2 | 15 | 72 | 2 | 8 | 12600 | 2 | 8 | 17200 | 2 | 15 | 9000 | 2 | 8 | 1360 | 2 | 19 | 9 | E | 9 | 7 | E | 9 | 5.4 | E | 9 | 0.8 | E | 9 | 72 | A | 7 | 1004 | E | 9 | 240 | E | 9 | 0.7 | E | 9 | -9900 | ? | 0 | 13618 | E | 9 | 1.1 | E | 8 | 0.074 | F | 8 | 0.16 | F | 8 | -9900 | -9900 | ? | 0
2001-02-16 | 10:00 | 492 | 1401 | 184 | 2 | 8 | 91 | 2 | 15 | 152 | 2 | 8 | 20200 | 2 | 8 | 8600 | 2 | 15 | 17100 | 2 | 8 | 4060 | 2 | 19 | 9 | E | 9 | 7 | E | 9 | 7 | E | 9 | 1.8 | E | 9 | 69 | A | 7 | 1004 | E | 9 | 0 | E | 9 | 0 | E | 9 | -9900 | ? | 0 | 14055 | E | 9 | 1 | E | 8 | 0.074 | F | 8 | 0.16 | F | 8 | -9900 | -9900 | ? | 0
2001-02-16 | 11:00 | 645 | 1401 | 205 | 2 | 8 | 18 | 2 | 15 | 197 | 2 | 8 | 23100 | 2 | 8 | 1500 | 2 | 15 | 22400 | 2 | 8 | 7460 | 2 | 19 | 8 | E | 9 | 6 | E | 9 | 8 | E | 9 | 2.3 | E | 9 | 67 | A | 7 | 1004 | E | 9 | 280 | E | 9 | 0.5 | E | 9 | -9900 | ? | 0 | 14702 | E | 9 | 1 | E | 8 | 0.074 | F | 8 | 0.16 | F | 8 | -9900 | -9900 | ? | 0
2001-02-16 | 12:00 | 739 | 1401 | 271 | 2 | 8 | 59 | 2 | 15 | 239 | 2 | 8 | 29700 | 2 | 8 | 5900 | 2 | 15 | 26500 | 2 | 8 | 7220 | 2 | 19 | 8 | E | 9 | 5 | E | 9 | 9 | E | 9 | 2.6 | E | 9 | 64 | A | 7 | 1004 | E | 9 | 270 | E | 9 | 1 | E | 9 | -9900 | ? | 0 | 15299 | E | 9 | 1.1 | E | 8 | 0.074 | F | 8 | 0.16 | F | 8 | -9900 | -9900 | ? | 0
2001-02-16 | 13:00 | 770 | 1401 | 177 | 2 | 8 | 0 | 2 | 15 | 177 | 2 | 8 | 20600 | 2 | 8 | 0 | 2 | 15 | 20600 | 2 | 8 | 7680 | 2 | 19 | 8 | E | 9 | 5 | E | 9 | 10 | E | 9 | 3.1 | E | 9 | 62 | A | 7 | 1004 | E | 9 | 210 | E | 9 | 0.4 | E | 9 | -9900 | ? | 0 | 15896 | E | 9 | 1.1 | E | 8 | 0.074 | F | 8 | 0.16 | F | 8 | -9900 | -9900 | ? | 0
2001-02-16 | 14:00 | 734 | 1401 | 117 | 2 | 8 | 0 | 2 | 15 | 117 | 2 | 8 | 14000 | 2 | 8 | 0 | 2 | 15 | 14000 | 2 | 8 | 5390 | 2 | 19 | 7 | E | 9 | 5 | E | 9 | 11.7 | E | 9 | 3 | E | 9 | 55 | A | 7 | 1004 | E | 9 | 130 | E | 9 | 0.4 | E | 9 | -9900 | ? | 0 | 16494 | E | 9 | 1.2 | E | 8 | 0.074 | F | 8 | 0.16 | F | 8 | -9900 | -9900 | ? | 0
2001-02-16 | 15:00 | 634 | 1401 | 155 | 2 | 8 | 0 | 2 | 15 | 155 | 2 | 8 | 17800 | 2 | 8 | 0 | 2 | 15 | 17800 | 2 | 8 | 6290 | 2 | 19 | 7 | E | 9 | 4 | E | 9 | 11 | E | 9 | 3.4 | E | 9 | 59 | A | 7 | 1004 | E | 9 | 20 | E | 9 | 0.4 | E | 9 | -9900 | ? | 0 | 17091 | E | 9 | 1.2 | E | 8 | 0.074 | F | 8 | 0.16 | F | 8 | -9900 | -9900 | ? | 0
2001-02-16 | 16:00 | 477 | 1401 | 199 | 2 | 8 | 125 | 2 | 15 | 156 | 2 | 8 | 21400 | 2 | 8 | 11800 | 2 | 15 | 17400 | 2 | 8 | 3550 | 2 | 19 | 7 | E | 9 | 4 | E | 9 | 9.8 | E | 9 | 2.7 | E | 9 | 61 | A | 7 | 1004 | E | 9 | 20 | E | 9 | 0.3 | E | 9 | -9900 | ? | 0 | 17688 | E | 9 | 1.3 | E | 8 | 0.074 | F | 8 | 0.16 | F | 8 | -9900 | -9900 | ? | 0
2001-02-16 | 17:00 | 274 | 1401 | 84 | 2 | 8 | 0 | 2 | 15 | 84 | 2 | 8 | 9200 | 2 | 8 | 0 | 2 | 15 | 9200 | 2 | 8 | 2660 | 2 | 19 | 7 | E | 9 | 4 | E | 9 | 9.2 | E | 9 | 2.6 | E | 9 | 63 | A | 7 | 1004 | E | 9 | 0 | E | 9 | 0 | E | 9 | -9900 | ? | 0 | 18285 | E | 9 | 1.3 | E | 8 | 0.074 | F | 8 | 0.16 | F | 8 | -9900 | -9900 | ? | 0
2001-02-16 | 18:00 | 56 | 993 | 4 | 2 | 8 | 0 | 2 | 15 | 4 | 2 | 8 | 500 | 2 | 8 | 0 | 2 | 15 | 500 | 2 | 8 | 160 | 2 | 19 | 9 | E | 9 | 6 | E | 9 | 8 | E | 9 | 2.5 | E | 9 | 68 | A | 7 | 1004 | E | 9 | 0 | E | 9 | 0 | E | 9 | -9900 | ? | 0 | 18902 | E | 9 | 1.3 | E | 8 | 0.074 | F | 8 | 0.16 | F | 8 | -9900 | -9900 | ? | 0
2001-02-16 | 19:00 | 0 | 0 | 0 | 2 | 0 | 0 | 2 | 0 | 0 | 2 | 0 | 0 | 2 | 0 | 0 | 2 | 0 | 0 | 2 | 0 | 0 | 2 | 0 | 8 | E | 9 | 5 | E | 9 | 7.3 | E | 9 | 2.4 | E | 9 | 71 | A | 7 | 1004 | E | 9 | 0 | E | 9 | 0 | E | 9 | -9900 | ? | 0 | 19129 | E | 9 | 1.4 | E | 8 | 0.074 | F | 8 | 0.16 | F | 8 | -9900 | -9900 | ? | 0
2001-02-16 | 20:00 | 0 | 0 | 0 | 2 | 0 | 0 | 2 | 0 | 0 | 2 | 0 | 0 | 2 | 0 | 0 | 2 | 0 | 0 | 2 | 0 | 0 | 2 | 0 | 8 | E | 9 | 4 | E | 9 | 7.8 | E | 9 | 2.7 | E | 9 | 70 | A | 7 | 1004 | E | 9 | 0 | E | 9 | 0 | E | 9 | -9900 | ? | 0 | 20346 | E | 9 | 1.4 | E | 8 | 0.074 | F | 8 | 0.16 | F | 8 | -9900 | -9900 | ? | 0
2001-02-16 | 21:00 | 0 | 0 | 0 | 2 | 0 | 0 | 2 | 0 | 0 | 2 | 0 | 0 | 2 | 0 | 0 | 2 | 0 | 0 | 2 | 0 | 0 | 2 | 0 | 8 | E | 9 | 5 | E | 9 | 7.7 | E | 9 | 2.6 | E | 9 | 70 | A | 7 | 1004 | E | 9 | 0 | E | 9 | 0 | E | 9 | -9900 | ? | 0 | 21233 | E | 9 | 1.5 | E | 8 | 0.074 | F | 8 | 0.16 | F | 8 | -9900 | -9900 | ? | 0
2001-02-16 | 22:00 | 0 | 0 | 0 | 2 | 0 | 0 | 2 | 0 | 0 | 2 | 0 | 0 | 2 | 0 | 0 | 2 | 0 | 0 | 2 | 0 | 0 | 2 | 0 | 8 | E | 9 | 4 | E | 9 | 7 | A | 7 | 2 | A | 7 | 70 | A | 7 | 1004 | E | 9 | 0 | A | 7 | 0 | A | 7 | 16100 | A | 7 | 77777 | A | 7 | 1.5 | E | 8 | 0.074 | F | 8 | 0.16 | F | 8 | -9900 | -9900 | ? | 0
2001-02-16 | 23:00 | 0 | 0 | 0 | 2 | 0 | 0 | 2 | 0 | 0 | 2 | 0 | 0 | 2 | 0 | 0 | 2 | 0 | 0 | 2 | 0 | 0 | 2 | 0 | 9 | E | 9 | 5 | E | 9 | 5 | A | 7 | 2 | A | 7 | 81 | A | 7 | 1004 | E | 9 | 0 | A | 7 | 0 | A | 7 | 16100 | A | 7 | 77777 | A | 7 | 1.5 | E | 8 | 0.074 | F | 8 | 0.16 | F | 8 | -9900 | -9900 | ? | 0
2001-02-16 | 24:00 | 0 | 0 | 0 | 2 | 0 | 0 | 2 | 0 | 0 | 2 | 0 | 0 | 2 | 0 | 0 | 2 | 0 | 0 | 2 | 0 | 0 | 2 | 0 | 9 | B | 8 | 5 | B | 8 | 4.5 | B | 8 | 1.7 | B | 8 | 82 | A | 7 | 1004 | E | 9 | 340 | B | 8 | 0.3 | B | 8 | -9900 | ? | 0 | 77777 | B | 8 | 1.5 | E | 8 | 0.074 | F | 8 | 0.16 | F | 8 | -9900 | -9900 | ? | 0
2001-02-17 | 1:00 | 0 | 0 | 0 | 2 | 0 | 0 | 2 | 0 | 0 | 2 | 0 | 0 | 2 | 0 | 0 | 2 | 0 | 0 | 2 | 0 | 0 | 2 | 0 | 9 | B | 8 | 5 | B | 8 | 4 | B | 8 | 1.5 | B | 8 | 84 | A | 7 | 1004 | E | 9 | 330 | B | 8 | 0.5 | B | 8 | -9900 | ? | 0 | 77777 | B | 8 | 1.5 | E | 8 | 0.075 | F | 8 | 0.16 | F | 8 | -9900 | -9900 | ? | 0
2001-02-17 | 2:00 | 0 | 0 | 0 | 2 | 0 | 0 | 2 | 0 | 0 | 2 | 0 | 0 | 2 | 0 | 0 | 2 | 0 | 0 | 2 | 0 | 0 | 2 | 0 | 9 | B | 8 | 5 | B | 8 | 3.9 | B | 8 | 1.4 | B | 8 | 84 | A | 7 | 1004 | E | 9 | 310 | B | 8 | 0.8 | B | 8 | -9900 | ? | 0 | 77777 | B | 8 | 1.5 | E | 8 | 0.075 | F | 8 | 0.16 | F | 8 | -9900 | -9900 | ? | 0
2001-02-17 | 3:00 | 0 | 0 | 0 | 2 | 0 | 0 | 2 | 0 | 0 | 2 | 0 | 0 | 2 | 0 | 0 | 2 | 0 | 0 | 2 | 0 | 0 | 2 | 0 | 9 | B | 8 | 4 | B | 8 | 3.6 | B | 8 | 1.3 | B | 8 | 85 | A | 7 | 1004 | E | 9 | 290 | B | 8 | 1 | B | 8 | -9900 | ? | 0 | 77777 | B | 8 | 1.5 | E | 8 | 0.075 | F | 8 | 0.16 | F | 8 | -9900 | -9900 | ? | 0
2001-02-17 | 4:00 | 0 | 0 | 0 | 2 | 0 | 0 | 2 | 0 | 0 | 2 | 0 | 0 | 2 | 0 | 0 | 2 | 0 | 0 | 2 | 0 | 0 | 2 | 0 | 9 | B | 8 | 4 | B | 8 | 3.2 | B | 8 | 1.1 | B | 8 | 86 | A | 7 | 1004 | E | 9 | 280 | B | 8 | 1.3 | B | 8 | -9900 | ? | 0 | 77777 | B | 8 | 1.5 | E | 8 | 0.075 | F | 8 | 0.16 | F | 8 | -9900 | -9900 | ? | 0
2001-02-17 | 5:00 | 0 | 0 | 0 | 2 | 0 | 0 | 2 | 0 | 0 | 2 | 0 | 0 | 2 | 0 | 0 | 2 | 0 | 0 | 2 | 0 | 0 | 2 | 0 | 9 | E | 9 | 4 | E | 9 | 3 | A | 7 | 1 | A | 7 | 87 | A | 7 | 1004 | E | 9 | 260 | A | 7 | 1.5 | A | 7 | 16100 | A | 7 | 77777 | A | 7 | 1.5 | E | 8 | 0.075 | F | 8 | 0.16 | F | 8 | -9900 | -9900 | ? | 0
2001-02-17 | 6:00 | 0 | 0 | 0 | 2 | 0 | 0 | 2 | 0 | 0 | 2 | 0 | 0 | 2 | 0 | 0 | 2 | 0 | 0 | 2 | 0 | 0 | 2 | 0 | 10 | E | 9 | 5 | E | 9 | 2.6 | E | 9 | 0.7 | E | 9 | 87 | A | 7 | 1004 | E | 9 | 0 | E | 9 | 0 | E | 9 | -9900 | ? | 0 | 21679 | E | 9 | 1.5 | E | 8 | 0.075 | F | 8 | 0.16 | F | 8 | -9900 | -9900 | ? | 0
2001-02-17 | 7:00 | 0 | 0 | 0 | 2 | 0 | 0 | 2 | 0 | 0 | 2 | 0 | 0 | 2 | 0 | 0 | 2 | 0 | 0 | 2 | 0 | 0 | 2 | 0 | 10 | E | 9 | 5 | E | 9 | 1.5 | E | 9 | -0.8 | E | 9 | 84 | A | 7 | 1004 | E | 9 | 0 | E | 9 | 0 | E | 9 | -9900 | ? | 0 | 21778 | E | 9 | 1.5 | E | 8 | 0.075 | F | 8 | 0.16 | F | 8 | -9900 | -9900 | ? | 0
2001-02-17 | 8:00 | 75 | 1132 | 19 | 2 | 8 | 109 | 2 | 15 | 13 | 2 | 8 | 2200 | 2 | 8 | 5300 | 2 | 15 | 1800 | 2 | 8 | 250 | 2 | 19 | 10 | E | 9 | 5 | E | 9 | 2.2 | E | 9 | -0.6 | E | 9 | 81 | A | 7 | 1004 | E | 9 | 0 | E | 9 | 0 | E | 9 | -9900 | ? | 0 | 21547 | E | 9 | 1.4 | E | 8 | 0.075 | F | 8 | 0.16 | F | 8 | -9900 | -9900 | ? | 0
2001-02-17 | 9:00 | 300 | 1401 | 54 | 2 | 8 | 0 | 2 | 15 | 54 | 2 | 8 | 6200 | 2 | 8 | 0 | 2 | 15 | 6200 | 2 | 8 | 2040 | 2 | 19 | 9 | E | 9 | 5 | E | 9 | 3.4 | E | 9 | 0.2 | E | 9 | 80 | A | 7 | 1004 | E | 9 | 0 | E | 9 | 0 | E | 9 | -9900 | ? | 0 | 21616 | E | 9 | 1.4 | E | 8 | 0.075 | F | 8 | 0.16 | F | 8 | -9900 | -9900 | ? | 0
2001-02-17 | 10:00 | 499 | 1401 | 102 | 2 | 8 | 0 | 2 | 15 | 102 | 2 | 8 | 11700 | 2 | 8 | 0 | 2 | 15 | 11700 | 2 | 8 | 4100 | 2 | 19 | 9 | E | 9 | 5 | E | 9 | 4.2 | E | 9 | 0.5 | E | 9 | 77 | A | 7 | 1004 | E | 9 | 0 | E | 9 | 0 | E | 9 | -9900 | ? | 0 | 21985 | E | 9 | 1.4 | E | 8 | 0.075 | F | 8 | 0.16 | F | 8 | -9900 | -9900 | ? | 0
2001-02-17 | 11:00 | 652 | 1401 | 140 | 2 | 8 | 0 | 2 | 15 | 140 | 2 | 8 | 16200 | 2 | 8 | 0 | 2 | 15 | 16200 | 2 | 8 | 5910 | 2 | 19 | 9 | E | 9 | 5 | E | 9 | 5.9 | E | 9 | 0.6 | E | 9 | 69 | A | 7 | 1004 | E | 9 | 40 | E | 9 | 0.6 | E | 9 | -9900 | ? | 0 | 21874 | E | 9 | 1.4 | E | 8 | 0.075 | F | 8 | 0.16 | F | 8 | -9900 | -9900 | ? | 0
2001-02-17 | 12:00 | 746 | 1401 | 104 | 2 | 8 | 0 | 2 | 15 | 104 | 2 | 8 | 12500 | 2 | 8 | 0 | 2 | 15 | 12500 | 2 | 8 | 4910 | 2 | 19 | 9 | E | 9 | 4 | E | 9 | 6 | E | 9 | 0.3 | E | 9 | 67 | A | 7 | 1004 | E | 9 | 0 | E | 9 | 0 | E | 9 | -9900 | ? | 0 | 21883 | E | 9 | 1.4 | E | 8 | 0.075 | F | 8 | 0.16 | F | 8 | -9900 | -9900 | ? | 0
2001-02-17 | 13:00 | 777 | 1401 | 91 | 2 | 8 | 0 | 2 | 15 | 91 | 2 | 8 | 11100 | 2 | 8 | 0 | 2 | 15 | 11100 | 2 | 8 | 4440 | 2 | 19 | 8 | E | 9 | 3 | E | 9 | 7.2 | E | 9 | 0.6 | E | 9 | 63 | A | 7 | 1004 | E | 9 | 0 | E | 9 | 0 | E | 9 | -9900 | ? | 0 | 21922 | E | 9 | 1.5 | E | 8 | 0.075 | F | 8 | 0.16 | F | 8 | -9900 | -9900 | ? | 0
2001-02-17 | 14:00 | 740 | 1401 | 188 | 2 | 8 | 6 | 2 | 15 | 185 | 2 | 8 | 21700 | 2 | 8 | 500 | 2 | 15 | 21400 | 2 | 8 | 7770 | 2 | 19 | 8 | E | 9 | 4 | E | 9 | 7.9 | E | 9 | 0.8 | E | 9 | 61 | A | 7 | 1004 | E | 9 | 80 | E | 9 | 0.8 | E | 9 | -9900 | ? | 0 | 21811 | E | 9 | 1.5 | E | 8 | 0.075 | F | 8 | 0.16 | F | 8 | -9900 | -9900 | ? | 0
2001-02-17 | 15:00 | 640 | 1401 | 98 | 2 | 8 | 0 | 2 | 15 | 98 | 2 | 8 | 11700 | 2 | 8 | 0 | 2 | 15 | 11700 | 2 | 8 | 4400 | 2 | 19 | 9 | E | 9 | 4 | E | 9 | 8 | A | 7 | 1 | A | 7 | 61 | A | 7 | 1004 | E | 9 | 90 | A | 7 | 1.5 | A | 7 | 16100 | A | 7 | 77777 | A | 7 | 1.5 | E | 8 | 0.075 | F | 8 | 0.16 | F | 8 | -9900 | -9900 | ? | 0
2001-02-17 | 16:00 | 483 | 1401 | 123 | 2 | 8 | 0 | 2 | 15 | 123 | 2 | 8 | 13900 | 2 | 8 | 0 | 2 | 15 | 13900 | 2 | 8 | 4620 | 2 | 19 | 10 | E | 9 | 8 | E | 9 | 8 | A | 7 | 2 | A | 7 | 66 | A | 7 | 1004 | E | 9 | 140 | A | 7 | 1.5 | A | 7 | 16100 | A | 7 | 1440 | A | 7 | 1.5 | E | 8 | 0.075 | F | 8 | 0.16 | F | 8 | -9900 | -9900 | ? | 0
2001-02-17 | 17:00 | 281 | 1401 | 82 | 2 | 8 | 0 | 2 | 15 | 82 | 2 | 8 | 9000 | 2 | 8 | 0 | 2 | 15 | 9000 | 2 | 8 | 2660 | 2 | 19 | 10 | E | 9 | 9 | E | 9 | 7.5 | E | 9 | 2.3 | E | 9 | 70 | A | 7 | 1004 | E | 9 | 140 | E | 9 | 0.4 | E | 9 | -9900 | ? | 0 | 313 | E | 9 | 1.5 | E | 8 | 0.075 | F | 8 | 0.16 | F | 8 | -9900 | -9900 | ? | 0
2001-02-17 | 18:00 | 60 | 1016 | 5 | 2 | 8 | 0 | 2 | 15 | 5 | 2 | 8 | 600 | 2 | 8 | 0 | 2 | 15 | 600 | 2 | 8 | 200 | 2 | 19 | 10 | E | 9 | 10 | E | 9 | 7.1 | E | 9 | 2.5 | E | 9 | 73 | A | 7 | 1004 | E | 9 | 130 | E | 9 | 2.4 | E | 9 | -9900 | ? | 0 | 295 | E | 9 | 1.5 | E | 8 | 0.075 | F | 8 | 0.16 | F | 8 | -9900 | -9900 | ? | 0
2001-02-17 | 19:00 | 0 | 0 | 0 | 2 | 0 | 0 | 2 | 0 | 0 | 2 | 0 | 0 | 2 | 0 | 0 | 2 | 0 | 0 | 2 | 0 | 0 | 2 | 0 | 9 | E | 9 | 7 | E | 9 | 6.5 | E | 9 | 2.2 | E | 9 | 74 | A | 7 | 1004 | E | 9 | 130 | E | 9 | 2.8 | E | 9 | -9900 | ? | 0 | 77777 | E | 9 | 1.5 | E | 8 | 0.075 | F | 8 | 0.16 | F | 8 | -9900 | -9900 | ? | 0
2001-02-17 | 20:00 | 0 | 0 | 0 | 2 | 0 | 0 | 2 | 0 | 0 | 2 | 0 | 0 | 2 | 0 | 0 | 2 | 0 | 0 | 2 | 0 | 0 | 2 | 0 | 10 | E | 9 | 10 | E | 9 | 6.6 | E | 9 | 3 | E | 9 | 78 | A | 7 | 1004 | E | 9 | 140 | E | 9 | 2.2 | E | 9 | -9900 | ? | 0 | 1430 | E | 9 | 1.5 | E | 8 | 0.075 | F | 8 | 0.16 | F | 8 | -9900 | -9900 | ? | 0
2001-02-17 | 21:00 | 0 | 0 | 0 | 2 | 0 | 0 | 2 | 0 | 0 | 2 | 0 | 0 | 2 | 0 | 0 | 2 | 0 | 0 | 2 | 0 | 0 | 2 | 0 | 10 | E | 9 | 10 | E | 9 | 6.7 | E | 9 | 2.7 | E | 9 | 76 | A | 7 | 1004 | E | 9 | 150 | E | 9 | 4.2 | E | 9 | -9900 | ? | 0 | 1473 | E | 9 | 1.5 | E | 8 | 0.075 | F | 8 | 0.16 | F | 8 | -9900 | -9900 | ? | 0
2001-02-17 | 22:00 | 0 | 0 | 0 | 2 | 0 | 0 | 2 | 0 | 0 | 2 | 0 | 0 | 2 | 0 | 0 | 2 | 0 | 0 | 2 | 0 | 0 | 2 | 0 | 10 | E | 9 | 10 | E | 9 | 6.8 | E | 9 | 2.9 | E | 9 | 76 | A | 7 | 1004 | E | 9 | 150 | E | 9 | 5.1 | E | 9 | -9900 | ? | 0 | 1275 | E | 9 | 1.5 | E | 8 | 0.075 | F | 8 | 0.16 | F | 8 | -9900 | -9900 | ? | 0
2001-02-17 | 23:00 | 0 | 0 | 0 | 2 | 0 | 0 | 2 | 0 | 0 | 2 | 0 | 0 | 2 | 0 | 0 | 2 | 0 | 0 | 2 | 0 | 0 | 2 | 0 | 9 | E | 9 | 9 | E | 9 | 6.3 | E | 9 | 3.2 | E | 9 | 81 | A | 7 | 1004 | E | 9 | 160 | E | 9 | 3.5 | E | 9 | -9900 | ? | 0 | 1048 | E | 9 | 1.5 | E | 8 | 0.075 | F | 8 | 0.16 | F | 8 | -9900 | -9900 | ? | 0
2001-02-17 | 24:00 | 0 | 0 | 0 | 2 | 0 | 0 | 2 | 0 | 0 | 2 | 0 | 0 | 2 | 0 | 0 | 2 | 0 | 0 | 2 | 0 | 0 | 2 | 0 | 9 | E | 9 | 9 | E | 9 | 6.4 | E | 9 | 3.4 | E | 9 | 81 | A | 7 | 1004 | E | 9 | 190 | E | 9 | 1.9 | E | 9 | -9900 | ? | 0 | 1570 | E | 9 | 1.4 | E | 8 | 0.075 | F | 8 | 0.16 | F | 8 | -9900 | -9900 | ? | 0
2001-02-18 | 1:00 | 0 | 0 | 0 | 2 | 0 | 0 | 2 | 0 | 0 | 2 | 0 | 0 | 2 | 0 | 0 | 2 | 0 | 0 | 2 | 0 | 0 | 2 | 0 | 7 | E | 9 | 7 | E | 9 | 6.5 | E | 9 | 3.7 | E | 9 | 82 | A | 7 | 1004 | E | 9 | 190 | E | 9 | 2.3 | E | 9 | -9900 | ? | 0 | 1853 | E | 9 | 1.4 | E | 8 | 0.075 | F | 8 | 0.16 | F | 8 | -9900 | -9900 | ? | 0
2001-02-18 | 2:00 | 0 | 0 | 0 | 2 | 0 | 0 | 2 | 0 | 0 | 2 | 0 | 0 | 2 | 0 | 0 | 2 | 0 | 0 | 2 | 0 | 0 | 2 | 0 | 10 | E | 9 | 10 | E | 9 | 7.1 | E | 9 | 4.5 | E | 9 | 84 | A | 7 | 1004 | E | 9 | 160 | E | 9 | 2.8 | E | 9 | -9900 | ? | 0 | 1235 | E | 9 | 1.3 | E | 8 | 0.075 | F | 8 | 0.16 | F | 8 | -9900 | -9900 | ? | 0
2001-02-18 | 3:00 | 0 | 0 | 0 | 2 | 0 | 0 | 2 | 0 | 0 | 2 | 0 | 0 | 2 | 0 | 0 | 2 | 0 | 0 | 2 | 0 | 0 | 2 | 0 | 10 | E | 9 | 10 | E | 9 | 7.1 | E | 9 | 5.4 | E | 9 | 89 | A | 7 | 1004 | E | 9 | 180 | E | 9 | 3.2 | E | 9 | -9900 | ? | 0 | 1218 | E | 9 | 1.3 | E | 8 | 0.075 | F | 8 | 0.16 | F | 8 | -9900 | -9900 | ? | 0
2001-02-18 | 4:00 | 0 | 0 | 0 | 2 | 0 | 0 | 2 | 0 | 0 | 2 | 0 | 0 | 2 | 0 | 0 | 2 | 0 | 0 | 2 | 0 | 0 | 2 | 0 | 10 | E | 9 | 10 | E | 9 | 7.2 | E | 9 | 5.6 | E | 9 | 90 | A | 7 | 1004 | E | 9 | 190 | E | 9 | 1.5 | E | 9 | -9900 | ? | 0 | 1200 | E | 9 | 1.2 | E | 8 | 0.075 | F | 8 | 0.16 | F | 8 | -9900 | -9900 | ? | 0
2001-02-18 | 5:00 | 0 | 0 | 0 | 2 | 0 | 0 | 2 | 0 | 0 | 2 | 0 | 0 | 2 | 0 | 0 | 2 | 0 | 0 | 2 | 0 | 0 | 2 | 0 | 9 | E | 9 | 9 | E | 9 | 7.8 | E | 9 | 5.6 | E | 9 | 86 | A | 7 | 1004 | E | 9 | 180 | E | 9 | 2.5 | E | 9 | -9900 | ? | 0 | 1020 | E | 9 | 1.2 | E | 8 | 0.075 | F | 8 | 0.16 | F | 8 | -9900 | -9900 | ? | 0
2001-02-18 | 6:00 | 0 | 0 | 0 | 2 | 0 | 0 | 2 | 0 | 0 | 2 | 0 | 0 | 2 | 0 | 0 | 2 | 0 | 0 | 2 | 0 | 0 | 2 | 0 | 10 | E | 9 | 10 | E | 9 | 7.2 | E | 9 | 5.6 | E | 9 | 90 | A | 7 | 1004 | E | 9 | 160 | E | 9 | 3.6 | E | 9 | -9900 | ? | 0 | 840 | E | 9 | 1.1 | E | 8 | 0.075 | F | 8 | 0.16 | F | 8 | -9900 | -9900 | ? | 0
2001-02-18 | 7:00 | 0 | 0 | 0 | 2 | 0 | 0 | 2 | 0 | 0 | 2 | 0 | 0 | 2 | 0 | 0 | 2 | 0 | 0 | 2 | 0 | 0 | 2 | 0 | 10 | E | 9 | 10 | E | 9 | 7.8 | E | 9 | 5.6 | E | 9 | 86 | A | 7 | 1004 | E | 9 | 190 | E | 9 | 2.5 | E | 9 | -9900 | ? | 0 | 480 | E | 9 | 1.1 | E | 8 | 0.075 | F | 8 | 0.16 | F | 8 | -9900 | -9900 | ? | 0
2001-02-18 | 8:00 | 80 | 1178 | 18 | 2 | 8 | 97 | 2 | 15 | 13 | 2 | 8 | 2200 | 2 | 8 | 4200 | 2 | 15 | 1900 | 2 | 8 | 220 | 2 | 19 | 9 | E | 9 | 9 | E | 9 | 7.8 | E | 9 | 5.6 | E | 9 | 86 | A | 7 | 1004 | E | 9 | 200 | E | 9 | 2 | E | 9 | -9900 | ? | 0 | 77777 | E | 9 | 1.1 | E | 8 | 0.075 | F | 8 | 0.16 | F | 8 | -9900 | -9900 | ? | 0
2001-02-18 | 9:00 | 306 | 1400 | 86 | 2 | 8 | 47 | 2 | 15 | 75 | 2 | 8 | 9400 | 2 | 8 | 3900 | 2 | 15 | 8500 | 2 | 8 | 1920 | 2 | 19 | 9 | E | 9 | 9 | E | 9 | 8.3 | E | 9 | 6.7 | E | 9 | 90 | A | 7 | 1004 | E | 9 | 190 | E | 9 | 3.8 | E | 9 | -9900 | ? | 0 | 1050 | E | 9 | 1 | E | 8 | 0.075 | F | 8 | 0.16 | F | 8 | -9900 | -9900 | ? | 0
2001-02-18 | 10:00 | 506 | 1400 | 234 | 2 | 8 | 233 | 2 | 15 | 150 | 2 | 8 | 24800 | 2 | 8 | 22400 | 2 | 15 | 16700 | 2 | 8 | 3130 | 2 | 19 | 8 | E | 9 | 8 | E | 9 | 9.4 | E | 9 | 7.2 | E | 9 | 86 | A | 7 | 1004 | E | 9 | 170 | E | 9 | 5.6 | E | 9 | -9900 | ? | 0 | 1110 | E | 9 | 1 | E | 8 | 0.075 | F | 8 | 0.16 | F | 8 | -9900 | -9900 | ? | 0
2001-02-18 | 11:00 | 658 | 1400 | 227 | 2 | 8 | 59 | 2 | 15 | 199 | 2 | 8 | 24900 | 2 | 8 | 5800 | 2 | 15 | 22200 | 2 | 8 | 5830 | 2 | 19 | 8 | E | 9 | 8 | E | 9 | 10 | E | 9 | 7.8 | E | 9 | 86 | A | 7 | 1004 | E | 9 | 170 | E | 9 | 4.1 | E | 9 | -9900 | ? | 0 | 1170 | E | 9 | 1 | E | 8 | 0.075 | F | 8 | 0.16 | F | 8 | -9900 | -9900 | ? | 0
2001-02-18 | 12:00 | 753 | 1400 | 363 | 2 | 8 | 184 | 2 | 15 | 264 | 2 | 8 | 39300 | 2 | 8 | 19000 | 2 | 15 | 29100 | 2 | 8 | 6770 | 2 | 19 | 8 | E | 9 | 8 | E | 9 | 10.6 | E | 9 | 8.3 | E | 9 | 86 | A | 7 | 1004 | E | 9 | 180 | E | 9 | 5.1 | E | 9 | -9900 | ? | 0 | 1440 | E | 9 | 1.1 | E | 8 | 0.075 | F | 8 | 0.16 | F | 8 | -9900 | -9900 | ? | 0
2001-02-18 | 13:00 | 783 | 1400 | 463 | 2 | 8 | 397 | 2 | 15 | 240 | 2 | 8 | 49600 | 2 | 8 | 41800 | 2 | 15 | 26100 | 2 | 8 | 5770 | 2 | 19 | 8 | E | 9 | 8 | E | 9 | 11.1 | E | 9 | 8.3 | E | 9 | 83 | A | 7 | 1004 | E | 9 | 250 | E | 9 | 4.1 | E | 9 | -9900 | ? | 0 | 990 | E | 9 | 1.1 | E | 8 | 0.075 | F | 8 | 0.16 | F | 8 | -9900 | -9900 | ? | 0
2001-02-18 | 14:00 | 747 | 1400 | 408 | 2 | 8 | 348 | 2 | 15 | 221 | 2 | 8 | 43700 | 2 | 8 | 36400 | 2 | 15 | 24100 | 2 | 8 | 5150 | 2 | 19 | 4 | E | 9 | 4 | E | 9 | 11.1 | E | 9 | 8.9 | E | 9 | 86 | A | 7 | 1004 | E | 9 | 240 | E | 9 | 2.5 | E | 9 | -9900 | ? | 0 | 77777 | E | 9 | 1.2 | E | 8 | 0.075 | F | 8 | 0.16 | F | 8 | -9900 | -9900 | ? | 0
2001-02-18 | 15:00 | 647 | 1400 | 337 | 2 | 8 | 300 | 2 | 15 | 198 | 2 | 8 | 35800 | 2 | 8 | 30600 | 2 | 15 | 21600 | 2 | 8 | 4400 | 2 | 19 | 5 | E | 9 | 5 | E | 9 | 11.1 | E | 9 | 8.9 | E | 9 | 86 | A | 7 | 1004 | E | 9 | 0 | E | 9 | 0 | E | 9 | -9900 | ? | 0 | 77777 | E | 9 | 1.2 | E | 8 | 0.075 | F | 8 | 0.16 | F | 8 | -9900 | -9900 | ? | 0
2001-02-18 | 16:00 | 490 | 1400 | 205 | 2 | 8 | 118 | 2 | 15 | 163 | 2 | 8 | 22000 | 2 | 8 | 11200 | 2 | 15 | 18100 | 2 | 8 | 3730 | 2 | 19 | 5 | E | 9 | 5 | E | 9 | 11.7 | E | 9 | 8.9 | E | 9 | 83 | A | 7 | 1004 | E | 9 | 30 | E | 9 | 1.5 | E | 9 | -9900 | ? | 0 | 77777 | E | 9 | 1.3 | E | 8 | 0.075 | F | 8 | 0.16 | F | 8 | -9900 | -9900 | ? | 0
2001-02-18 | 17:00 | 287 | 1400 | 134 | 2 | 8 | 97 | 2 | 15 | 114 | 2 | 8 | 14200 | 2 | 8 | 7600 | 2 | 15 | 12700 | 2 | 8 | 2460 | 2 | 19 | 5 | E | 9 | 5 | E | 9 | 11.1 | E | 9 | 8.9 | E | 9 | 86 | A | 7 | 1004 | E | 9 | 0 | E | 9 | 0 | E | 9 | -9900 | ? | 0 | 77777 | E | 9 | 1.3 | E | 8 | 0.075 | F | 8 | 0.16 | F | 8 | -9900 | -9900 | ? | 0
2001-02-18 | 18:00 | 64 | 1062 | 9 | 2 | 8 | 34 | 2 | 15 | 8 | 2 | 8 | 1200 | 2 | 8 | 1200 | 2 | 15 | 1100 | 2 | 8 | 130 | 2 | 19 | 5 | E | 9 | 5 | E | 9 | 11.1 | E | 9 | 8.9 | E | 9 | 86 | A | 7 | 1004 | E | 9 | 300 | E | 9 | 4.1 | E | 9 | -9900 | ? | 0 | 77777 | E | 9 | 1.4 | E | 8 | 0.075 | F | 8 | 0.16 | F | 8 | -9900 | -9900 | ? | 0
2001-02-18 | 19:00 | 0 | 0 | 0 | 2 | 0 | 0 | 2 | 0 | 0 | 2 | 0 | 0 | 2 | 0 | 0 | 2 | 0 | 0 | 2 | 0 | 0 | 2 | 0 | 9 | E | 9 | 9 | E | 9 | 10.6 | E | 9 | 8.9 | E | 9 | 89 | A | 7 | 1004 | E | 9 | 250 | E | 9 | 3 | E | 9 | -9900 | ? | 0 | 810 | E | 9 | 1.4 | E | 8 | 0.075 | F | 8 | 0.16 | F | 8 | -9900 | -9900 | ? | 0
2001-02-18 | 20:00 | 0 | 0 | 0 | 2 | 0 | 0 | 2 | 0 | 0 | 2 | 0 | 0 | 2 | 0 | 0 | 2 | 0 | 0 | 2 | 0 | 0 | 2 | 0 | 9 | E | 9 | 9 | E | 9 | 10.6 | E | 9 | 8.9 | E | 9 | 89 | A | 7 | 1004 | E | 9 | 190 | E | 9 | 3 | E | 9 | -9900 | ? | 0 | 870 | E | 9 | 1.5 | E | 8 | 0.075 | F | 8 | 0.16 | F | 8 | -9900 | -9900 | ? | 0
2001-02-18 | 21:00 | 0 | 0 | 0 | 2 | 0 | 0 | 2 | 0 | 0 | 2 | 0 | 0 | 2 | 0 | 0 | 2 | 0 | 0 | 2 | 0 | 0 | 2 | 0 | 9 | E | 9 | 9 | E | 9 | 9.4 | E | 9 | 7.8 | E | 9 | 90 | A | 7 | 1004 | E | 9 | 160 | E | 9 | 4.1 | E | 9 | -9900 | ? | 0 | 1050 | E | 9 | 1.6 | E | 8 | 0.075 | F | 8 | 0.16 | F | 8 | -9900 | -9900 | ? | 0
2001-02-18 | 22:00 | 0 | 0 | 0 | 2 | 0 | 0 | 2 | 0 | 0 | 2 | 0 | 0 | 2 | 0 | 0 | 2 | 0 | 0 | 2 | 0 | 0 | 2 | 0 | 10 | E | 9 | 10 | E | 9 | 9.4 | E | 9 | 7.8 | E | 9 | 90 | A | 7 | 1004 | E | 9 | 180 | E | 9 | 5.1 | E | 9 | -9900 | ? | 0 | 720 | E | 9 | 1.6 | E | 8 | 0.075 | F | 8 | 0.16 | F | 8 | -9900 | -9900 | ? | 0
2001-02-18 | 23:00 | 0 | 0 | 0 | 2 | 0 | 0 | 2 | 0 | 0 | 2 | 0 | 0 | 2 | 0 | 0 | 2 | 0 | 0 | 2 | 0 | 0 | 2 | 0 | 9 | E | 9 | 9 | E | 9 | 10 | E | 9 | 8.3 | E | 9 | 89 | A | 7 | 1004 | E | 9 | 170 | E | 9 | 7.2 | E | 9 | -9900 | ? | 0 | 1500 | E | 9 | 1.6 | E | 8 | 0.075 | F | 8 | 0.16 | F | 8 | -9900 | -9900 | ? | 0
2001-02-18 | 24:00 | 0 | 0 | 0 | 2 | 0 | 0 | 2 | 0 | 0 | 2 | 0 | 0 | 2 | 0 | 0 | 2 | 0 | 0 | 2 | 0 | 0 | 2 | 0 | 10 | E | 9 | 10 | E | 9 | 10 | E | 9 | 8.3 | E | 9 | 89 | A | 7 | 1004 | E | 9 | 170 | E | 9 | 5.6 | E | 9 | -9900 | ? | 0 | 960 | E | 9 | 1.5 | E | 8 | 0.075 | F | 8 | 0.16 | F | 8 | -9900 | -9900 | ? | 0
2001-02-19 | 1:00 | 0 | 0 | 0 | 2 | 0 | 0 | 2 | 0 | 0 | 2 | 0 | 0 | 2 | 0 | 0 | 2 | 0 | 0 | 2 | 0 | 0 | 2 | 0 | 9 | E | 9 | 9 | E | 9 | 8.9 | E | 9 | 7.2 | E | 9 | 89 | A | 7 | 1004 | E | 9 | 170 | E | 9 | 5.1 | E | 9 | -9900 | ? | 0 | 1170 | E | 9 | 1.5 | E | 8 | 0.076 | F | 8 | 0.16 | F | 8 | -9900 | -9900 | ? | 0
2001-02-19 | 2:00 | 0 | 0 | 0 | 2 | 0 | 0 | 2 | 0 | 0 | 2 | 0 | 0 | 2 | 0 | 0 | 2 | 0 | 0 | 2 | 0 | 0 | 2 | 0 | 9 | E | 9 | 9 | E | 9 | 8.9 | E | 9 | 7.2 | E | 9 | 89 | A | 7 | 1004 | E | 9 | 180 | E | 9 | 6.1 | E | 9 | -9900 | ? | 0 | 1020 | E | 9 | 1.4 | E | 8 | 0.076 | F | 8 | 0.16 | F | 8 | -9900 | -9900 | ? | 0
2001-02-19 | 3:00 | 0 | 0 | 0 | 2 | 0 | 0 | 2 | 0 | 0 | 2 | 0 | 0 | 2 | 0 | 0 | 2 | 0 | 0 | 2 | 0 | 0 | 2 | 0 | 5 | E | 9 | 5 | E | 9 | 8.9 | E | 9 | 7.2 | E | 9 | 89 | A | 7 | 1004 | E | 9 | 190 | E | 9 | 2.5 | E | 9 | -9900 | ? | 0 | 77777 | E | 9 | 1.4 | E | 8 | 0.076 | F | 8 | 0.16 | F | 8 | -9900 | -9900 | ? | 0
2001-02-19 | 4:00 | 0 | 0 | 0 | 2 | 0 | 0 | 2 | 0 | 0 | 2 | 0 | 0 | 2 | 0 | 0 | 2 | 0 | 0 | 2 | 0 | 0 | 2 | 0 | 9 | E | 9 | 9 | E | 9 | 8.3 | E | 9 | 6.7 | E | 9 | 90 | A | 7 | 1004 | E | 9 | 160 | E | 9 | 4.6 | E | 9 | -9900 | ? | 0 | 1380 | E | 9 | 1.4 | E | 8 | 0.076 | F | 8 | 0.16 | F | 8 | -9900 | -9900 | ? | 0
2001-02-19 | 5:00 | 0 | 0 | 0 | 2 | 0 | 0 | 2 | 0 | 0 | 2 | 0 | 0 | 2 | 0 | 0 | 2 | 0 | 0 | 2 | 0 | 0 | 2 | 0 | 10 | E | 9 | 10 | E | 9 | 7.8 | E | 9 | 6.1 | E | 9 | 89 | A | 7 | 1004 | E | 9 | 170 | E | 9 | 4.6 | E | 9 | -9900 | ? | 0 | 1800 | E | 9 | 1.3 | E | 8 | 0.076 | F | 8 | 0.16 | F | 8 | -9900 | -9900 | ? | 0
2001-02-19 | 6:00 | 0 | 0 | 0 | 2 | 0 | 0 | 2 | 0 | 0 | 2 | 0 | 0 | 2 | 0 | 0 | 2 | 0 | 0 | 2 | 0 | 0 | 2 | 0 | 10 | E | 9 | 10 | E | 9 | 7.8 | E | 9 | 6.1 | E | 9 | 89 | A | 7 | 1004 | E | 9 | 170 | E | 9 | 5.1 | E | 9 | -9900 | ? | 0 | 1800 | E | 9 | 1.3 | E | 8 | 0.076 | F | 8 | 0.16 | F | 8 | -9900 | -9900 | ? | 0
2001-02-19 | 7:00 | 0 | 0 | 0 | 2 | 0 | 0 | 2 | 0 | 0 | 2 | 0 | 0 | 2 | 0 | 0 | 2 | 0 | 0 | 2 | 0 | 0 | 2 | 0 | 0 | E | 9 | 0 | E | 9 | 7.8 | E | 9 | 6.1 | E | 9 | 89 | A | 7 | 1004 | E | 9 | 180 | E | 9 | 4.6 | E | 9 | -9900 | ? | 0 | 77777 | E | 9 | 1.2 | E | 8 | 0.076 | F | 8 | 0.16 | F | 8 | -9900 | -9900 | ? | 0
2001-02-19 | 8:00 | 86 | 1201 | 25 | 2 | 8 | 134 | 2 | 15 | 17 | 2 | 8 | 2900 | 2 | 8 | 5800 | 2 | 15 | 2500 | 2 | 8 | 290 | 2 | 19 | 0 | E | 9 | 0 | E | 9 | 7.8 | E | 9 | 6.1 | E | 9 | 89 | A | 7 | 1004 | E | 9 | 180 | E | 9 | 5.1 | E | 9 | -9900 | ? | 0 | 77777 | E | 9 | 1.2 | E | 8 | 0.076 | F | 8 | 0.16 | F | 8 | -9900 | -9900 | ? | 0
2001-02-19 | 9:00 | 313 | 1400 | 90 | 2 | 8 | 47 | 2 | 15 | 80 | 2 | 8 | 9900 | 2 | 8 | 4000 | 2 | 15 | 9000 | 2 | 8 | 2040 | 2 | 19 | 5 | E | 9 | 5 | E | 9 | 7.8 | E | 9 | 6.1 | E | 9 | 89 | A | 7 | 1004 | E | 9 | 180 | E | 9 | 6.1 | E | 9 | -9900 | ? | 0 | 77777 | E | 9 | 1.2 | E | 8 | 0.076 | F | 8 | 0.16 | F | 8 | -9900 | -9900 | ? | 0
2001-02-19 | 10:00 | 513 | 1400 | 152 | 2 | 8 | 17 | 2 | 15 | 146 | 2 | 8 | 17100 | 2 | 8 | 1200 | 2 | 15 | 16600 | 2 | 8 | 5360 | 2 | 19 | 5 | E | 9 | 5 | E | 9 | 7.8 | E | 9 | 6.1 | E | 9 | 89 | A | 7 | 1004 | E | 9 | 180 | E | 9 | 5.6 | E | 9 | -9900 | ? | 0 | 77777 | E | 9 | 1.1 | E | 8 | 0.076 | F | 8 | 0.16 | F | 8 | -9900 | -9900 | ? | 0
2001-02-19 | 11:00 | 665 | 1400 | 222 | 2 | 8 | 23 | 2 | 15 | 211 | 2 | 8 | 25000 | 2 | 8 | 2000 | 2 | 15 | 24000 | 2 | 8 | 7960 | 2 | 19 | 9 | E | 9 | 9 | E | 9 | 8 | E | 9 | 6.4 | E | 9 | 90 | A | 7 | 1004 | E | 9 | 190 | E | 9 | 6.6 | E | 9 | -9900 | ? | 0 | 180 | E | 9 | 1.1 | E | 8 | 0.076 | F | 8 | 0.16 | F | 8 | -9900 | -9900 | ? | 0
2001-02-19 | 12:00 | 760 | 1400 | 277 | 2 | 8 | 48 | 2 | 15 | 251 | 2 | 8 | 30400 | 2 | 8 | 4800 | 2 | 15 | 27800 | 2 | 8 | 7640 | 2 | 19 | 9 | E | 9 | 9 | E | 9 | 7.8 | E | 9 | 6.1 | E | 9 | 89 | A | 7 | 1004 | E | 9 | 180 | E | 9 | 8.2 | E | 9 | -9900 | ? | 0 | 480 | E | 9 | 1.1 | E | 8 | 0.076 | F | 8 | 0.16 | F | 8 | -9900 | -9900 | ? | 0
2001-02-19 | 13:00 | 790 | 1400 | 152 | 2 | 8 | 0 | 2 | 15 | 152 | 2 | 8 | 17900 | 2 | 8 | 0 | 2 | 15 | 17900 | 2 | 8 | 6910 | 2 | 19 | 6 | E | 9 | 5 | E | 9 | 8.1 | E | 9 | 6.2 | E | 9 | 88 | A | 7 | 1004 | E | 9 | 170 | E | 9 | 5.9 | E | 9 | -9900 | ? | 0 | 77777 | E | 9 | 1.2 | E | 8 | 0.076 | F | 8 | 0.16 | F | 8 | -9900 | -9900 | ? | 0
2001-02-19 | 14:00 | 754 | 1400 | 103 | 2 | 8 | 0 | 2 | 15 | 103 | 2 | 8 | 12500 | 2 | 8 | 0 | 2 | 15 | 12500 | 2 | 8 | 4890 | 2 | 19 | 1 | E | 9 | 1 | E | 9 | 8.5 | E | 9 | 5.7 | E | 9 | 83 | A | 7 | 1004 | E | 9 | 160 | E | 9 | 4.2 | E | 9 | -9900 | ? | 0 | 77777 | E | 9 | 1.2 | E | 8 | 0.076 | F | 8 | 0.16 | F | 8 | -9900 | -9900 | ? | 0
2001-02-19 | 15:00 | 653 | 1400 | 91 | 2 | 8 | 0 | 2 | 15 | 91 | 2 | 8 | 10900 | 2 | 8 | 0 | 2 | 15 | 10900 | 2 | 8 | 4170 | 2 | 19 | 2 | E | 9 | 1 | E | 9 | 8.2 | E | 9 | 5.3 | E | 9 | 82 | A | 7 | 1004 | E | 9 | 140 | E | 9 | 2 | E | 9 | -9900 | ? | 0 | 77777 | E | 9 | 1.2 | E | 8 | 0.076 | F | 8 | 0.16 | F | 8 | -9900 | -9900 | ? | 0
2001-02-19 | 16:00 | 496 | 1400 | 179 | 2 | 8 | 66 | 2 | 15 | 156 | 2 | 8 | 19700 | 2 | 8 | 6300 | 2 | 15 | 17400 | 2 | 8 | 4150 | 2 | 19 | 2 | E | 9 | 2 | E | 9 | 8 | E | 9 | 5.3 | E | 9 | 83 | A | 7 | 1004 | E | 9 | 140 | E | 9 | 1.2 | E | 9 | -9900 | ? | 0 | 77777 | E | 9 | 1.2 | E | 8 | 0.076 | F | 8 | 0.16 | F | 8 | -9900 | -9900 | ? | 0
2001-02-19 | 17:00 | 293 | 1400 | 183 | 2 | 8 | 232 | 2 | 15 | 135 | 2 | 8 | 19300 | 2 | 8 | 18100 | 2 | 15 | 15500 | 2 | 8 | 2920 | 2 | 19 | 3 | E | 9 | 2 | E | 9 | 7.8 | E | 9 | 4.8 | E | 9 | 81 | A | 7 | 1004 | E | 9 | 0 | E | 9 | 0 | E | 9 | -9900 | ? | 0 | 77777 | E | 9 | 1.2 | E | 8 | 0.076 | F | 8 | 0.16 | F | 8 | -9900 | -9900 | ? | 0
2001-02-19 | 18:00 | 68 | 1085 | 14 | 2 | 8 | 85 | 2 | 15 | 10 | 2 | 8 | 1700 | 2 | 8 | 4200 | 2 | 15 | 1400 | 2 | 8 | 190 | 2 | 19 | 9 | E | 9 | 8 | E | 9 | 7 | E | 9 | 3.8 | E | 9 | 80 | A | 7 | 1004 | E | 9 | 0 | E | 9 | 0 | E | 9 | -9900 | ? | 0 | 77777 | E | 9 | 1.2 | E | 8 | 0.076 | F | 8 | 0.16 | F | 8 | -9900 | -9900 | ? | 0
2001-02-19 | 19:00 | 0 | 0 | 0 | 2 | 0 | 0 | 2 | 0 | 0 | 2 | 0 | 0 | 2 | 0 | 0 | 2 | 0 | 0 | 2 | 0 | 0 | 2 | 0 | 9 | E | 9 | 8 | E | 9 | 7.3 | E | 9 | 3.4 | E | 9 | 76 | A | 7 | 1004 | E | 9 | 0 | E | 9 | 0 | E | 9 | -9900 | ? | 0 | 77777 | E | 9 | 1.3 | E | 8 | 0.076 | F | 8 | 0.16 | F | 8 | -9900 | -9900 | ? | 0
2001-02-19 | 20:00 | 0 | 0 | 0 | 2 | 0 | 0 | 2 | 0 | 0 | 2 | 0 | 0 | 2 | 0 | 0 | 2 | 0 | 0 | 2 | 0 | 0 | 2 | 0 | 7 | E | 9 | 6 | E | 9 | 7.1 | E | 9 | 2.9 | E | 9 | 75 | A | 7 | 1004 | E | 9 | 0 | E | 9 | 0 | E | 9 | -9900 | ? | 0 | 77777 | E | 9 | 1.3 | E | 8 | 0.076 | F | 8 | 0.16 | F | 8 | -9900 | -9900 | ? | 0
2001-02-19 | 21:00 | 0 | 0 | 0 | 2 | 0 | 0 | 2 | 0 | 0 | 2 | 0 | 0 | 2 | 0 | 0 | 2 | 0 | 0 | 2 | 0 | 0 | 2 | 0 | 5 | E | 9 | 4 | E | 9 | 6.9 | E | 9 | 2.9 | E | 9 | 76 | A | 7 | 1004 | E | 9 | 0 | E | 9 | 0 | E | 9 | -9900 | ? | 0 | 77777 | E | 9 | 1.3 | E | 8 | 0.076 | F | 8 | 0.16 | F | 8 | -9900 | -9900 | ? | 0
2001-02-19 | 22:00 | 0 | 0 | 0 | 2 | 0 | 0 | 2 | 0 | 0 | 2 | 0 | 0 | 2 | 0 | 0 | 2 | 0 | 0 | 2 | 0 | 0 | 2 | 0 | 6 | E | 9 | 5 | E | 9 | 7.2 | E | 9 | 3 | E | 9 | 75 | A | 7 | 1004 | E | 9 | 0 | E | 9 | 0 | E | 9 | -9900 | ? | 0 | 77777 | E | 9 | 1.3 | E | 8 | 0.076 | F | 8 | 0.16 | F | 8 | -9900 | -9900 | ? | 0
2001-02-19 | 23:00 | 0 | 0 | 0 | 2 | 0 | 0 | 2 | 0 | 0 | 2 | 0 | 0 | 2 | 0 | 0 | 2 | 0 | 0 | 2 | 0 | 0 | 2 | 0 | 7 | E | 9 | 6 | E | 9 | 6.4 | E | 9 | 2 | E | 9 | 73 | A | 7 | 1004 | E | 9 | 0 | E | 9 | 0 | E | 9 | -9900 | ? | 0 | 77777 | E | 9 | 1.3 | E | 8 | 0.076 | F | 8 | 0.16 | F | 8 | -9900 | -9900 | ? | 0
2001-02-19 | 24:00 | 0 | 0 | 0 | 2 | 0 | 0 | 2 | 0 | 0 | 2 | 0 | 0 | 2 | 0 | 0 | 2 | 0 | 0 | 2 | 0 | 0 | 2 | 0 | 7 | E | 9 | 5 | E | 9 | 6.2 | E | 9 | 1.5 | E | 9 | 72 | A | 7 | 1004 | E | 9 | 120 | E | 9 | 0.1 | E | 9 | -9900 | ? | 0 | 77777 | E | 9 | 1.3 | E | 8 | 0.076 | F | 8 | 0.16 | F | 8 | -9900 | -9900 | ? | 0
2001-02-20 | 1:00 | 0 | 0 | 0 | 2 | 0 | 0 | 2 | 0 | 0 | 2 | 0 | 0 | 2 | 0 | 0 | 2 | 0 | 0 | 2 | 0 | 0 | 2 | 0 | 7 | E | 9 | 5 | E | 9 | 6 | A | 7 | 1 | A | 7 | 70 | A | 7 | 1004 | E | 9 | 70 | A | 7 | 1.5 | A | 7 | 16100 | A | 7 | 77777 | A | 7 | 1.3 | E | 8 | 0.076 | F | 8 | 0.16 | F | 8 | -9900 | -9900 | ? | 0
2001-02-20 | 2:00 | 0 | 0 | 0 | 2 | 0 | 0 | 2 | 0 | 0 | 2 | 0 | 0 | 2 | 0 | 0 | 2 | 0 | 0 | 2 | 0 | 0 | 2 | 0 | 6 | E | 9 | 5 | E | 9 | 5.6 | E | 9 | 0.9 | E | 9 | 72 | A | 7 | 1004 | E | 9 | 100 | E | 9 | 2.7 | E | 9 | -9900 | ? | 0 | 77777 | E | 9 | 1.3 | E | 8 | 0.076 | F | 8 | 0.16 | F | 8 | -9900 | -9900 | ? | 0
2001-02-20 | 3:00 | 0 | 0 | 0 | 2 | 0 | 0 | 2 | 0 | 0 | 2 | 0 | 0 | 2 | 0 | 0 | 2 | 0 | 0 | 2 | 0 | 0 | 2 | 0 | 6 | E | 9 | 4 | E | 9 | 5.9 | E | 9 | 1.3 | E | 9 | 72 | A | 7 | 1004 | E | 9 | 140 | E | 9 | 1.8 | E | 9 | -9900 | ? | 0 | 77777 | E | 9 | 1.3 | E | 8 | 0.076 | F | 8 | 0.16 | F | 8 | -9900 | -9900 | ? | 0
2001-02-20 | 4:00 | 0 | 0 | 0 | 2 | 0 | 0 | 2 | 0 | 0 | 2 | 0 | 0 | 2 | 0 | 0 | 2 | 0 | 0 | 2 | 0 | 0 | 2 | 0 | 5 | E | 9 | 4 | E | 9 | 6 | E | 9 | 1.7 | E | 9 | 74 | A | 7 | 1004 | E | 9 | 150 | E | 9 | 2.4 | E | 9 | -9900 | ? | 0 | 77777 | E | 9 | 1.3 | E | 8 | 0.076 | F | 8 | 0.16 | F | 8 | -9900 | -9900 | ? | 0
2001-02-20 | 5:00 | 0 | 0 | 0 | 2 | 0 | 0 | 2 | 0 | 0 | 2 | 0 | 0 | 2 | 0 | 0 | 2 | 0 | 0 | 2 | 0 | 0 | 2 | 0 | 5 | E | 9 | 4 | E | 9 | 5.6 | E | 9 | 2.2 | E | 9 | 79 | A | 7 | 1004 | E | 9 | 190 | E | 9 | 1.5 | E | 9 | -9900 | ? | 0 | 77777 | E | 9 | 1.3 | E | 8 | 0.076 | F | 8 | 0.16 | F | 8 | -9900 | -9900 | ? | 0
2001-02-20 | 6:00 | 0 | 0 | 0 | 2 | 0 | 0 | 2 | 0 | 0 | 2 | 0 | 0 | 2 | 0 | 0 | 2 | 0 | 0 | 2 | 0 | 0 | 2 | 0 | 4 | E | 9 | 3 | E | 9 | 6.4 | E | 9 | 2.5 | E | 9 | 76 | A | 7 | 1004 | E | 9 | 0 | E | 9 | 0 | E | 9 | -9900 | ? | 0 | 77777 | E | 9 | 1.3 | E | 8 | 0.076 | F | 8 | 0.16 | F | 8 | -9900 | -9900 | ? | 0
2001-02-20 | 7:00 | 0 | 0 | 0 | 2 | 0 | 0 | 2 | 0 | 0 | 2 | 0 | 0 | 2 | 0 | 0 | 2 | 0 | 0 | 2 | 0 | 0 | 2 | 0 | 3 | E | 9 | 3 | E | 9 | 6 | E | 9 | 2.4 | E | 9 | 78 | A | 7 | 1004 | E | 9 | 0 | E | 9 | 0 | E | 9 | -9900 | ? | 0 | 77777 | E | 9 | 1.2 | E | 8 | 0.076 | F | 8 | 0.16 | F | 8 | -9900 | -9900 | ? | 0
2001-02-20 | 8:00 | 91 | 1247 | 27 | 2 | 8 | 234 | 2 | 15 | 12 | 2 | 8 | 3200 | 2 | 8 | 13600 | 2 | 15 | 2100 | 2 | 8 | 270 | 2 | 19 | 3 | E | 9 | 2 | E | 9 | 6.2 | E | 9 | 2.9 | E | 9 | 79 | A | 7 | 1004 | E | 9 | 250 | E | 9 | 1 | E | 9 | -9900 | ? | 0 | 77777 | E | 9 | 1.2 | E | 8 | 0.076 | F | 8 | 0.16 | F | 8 | -9900 | -9900 | ? | 0
2001-02-20 | 9:00 | 320 | 1399 | 178 | 2 | 8 | 584 | 2 | 15 | 44 | 2 | 8 | 18200 | 2 | 8 | 48300 | 2 | 15 | 7100 | 2 | 8 | 850 | 2 | 19 | 10 | E | 9 | 9 | E | 9 | 6.5 | E | 9 | 2.7 | E | 9 | 77 | A | 7 | 1004 | E | 9 | 0 | E | 9 | 0 | E | 9 | -9900 | ? | 0 | 90 | E | 9 | 1.2 | E | 8 | 0.076 | F | 8 | 0.16 | F | 8 | -9900 | -9900 | ? | 0
2001-02-20 | 10:00 | 520 | 1399 | 339 | 2 | 8 | 734 | 2 | 15 | 65 | 2 | 8 | 35200 | 2 | 8 | 68800 | 2 | 15 | 9600 | 2 | 8 | 1320 | 2 | 19 | 10 | E | 9 | 10 | E | 9 | 8.8 | E | 9 | 4.2 | E | 9 | 73 | A | 7 | 1004 | E | 9 | 0 | E | 9 | 0 | E | 9 | -9900 | ? | 0 | 30 | E | 9 | 1.2 | E | 8 | 0.076 | F | 8 | 0.16 | F | 8 | -9900 | -9900 | ? | 0
2001-02-20 | 11:00 | 672 | 1399 | 471 | 2 | 8 | 639 | 2 | 15 | 163 | 2 | 8 | 49700 | 2 | 8 | 63600 | 2 | 15 | 19000 | 2 | 8 | 3390 | 2 | 19 | 1 | E | 9 | 1 | E | 9 | 9 | E | 9 | 4.1 | E | 9 | 71 | A | 7 | 1004 | E | 9 | 270 | E | 9 | 0.8 | E | 9 | -9900 | ? | 0 | 77777 | E | 9 | 1.2 | E | 8 | 0.076 | F | 8 | 0.16 | F | 8 | -9900 | -9900 | ? | 0
2001-02-20 | 12:00 | 767 | 1399 | 219 | 2 | 8 | 18 | 2 | 15 | 210 | 2 | 8 | 25200 | 2 | 8 | 1500 | 2 | 15 | 24400 | 2 | 8 | 8680 | 2 | 19 | 1 | E | 9 | 0 | E | 9 | 8.7 | E | 9 | 2.8 | E | 9 | 66 | A | 7 | 1004 | E | 9 | 280 | E | 9 | 0.5 | E | 9 | -9900 | ? | 0 | 77777 | E | 9 | 1.2 | E | 8 | 0.076 | F | 8 | 0.16 | F | 8 | -9900 | -9900 | ? | 0
2001-02-20 | 13:00 | 797 | 1399 | 250 | 2 | 8 | 18 | 2 | 15 | 240 | 2 | 8 | 28500 | 2 | 8 | 1600 | 2 | 15 | 27600 | 2 | 8 | 9720 | 2 | 19 | 0 | E | 9 | 0 | E | 9 | 7.7 | E | 9 | 4.4 | E | 9 | 80 | A | 7 | 1004 | E | 9 | 320 | E | 9 | 0.8 | E | 9 | -9900 | ? | 0 | 77777 | E | 9 | 1.1 | E | 8 | 0.076 | F | 8 | 0.16 | F | 8 | -9900 | -9900 | ? | 0
2001-02-20 | 14:00 | 761 | 1399 | 162 | 2 | 8 | 0 | 2 | 15 | 162 | 2 | 8 | 18900 | 2 | 8 | 0 | 2 | 15 | 18900 | 2 | 8 | 7140 | 2 | 19 | 1 | E | 9 | 1 | E | 9 | 8.3 | E | 9 | 3.3 | E | 9 | 71 | A | 7 | 1004 | E | 9 | 0 | E | 9 | 0 | E | 9 | -9900 | ? | 0 | 77777 | E | 9 | 1.1 | E | 8 | 0.076 | F | 8 | 0.16 | F | 8 | -9900 | -9900 | ? | 0
2001-02-20 | 15:00 | 660 | 1399 | 105 | 2 | 8 | 0 | 2 | 15 | 105 | 2 | 8 | 12500 | 2 | 8 | 0 | 2 | 15 | 12500 | 2 | 8 | 4720 | 2 | 19 | 0 | E | 9 | 0 | E | 9 | 8.3 | E | 9 | 3.3 | E | 9 | 71 | A | 7 | 1004 | E | 9 | 350 | E | 9 | 2.2 | E | 9 | -9900 | ? | 0 | 77777 | E | 9 | 1 | E | 8 | 0.076 | F | 8 | 0.16 | F | 8 | -9900 | -9900 | ? | 0
2001-02-20 | 16:00 | 502 | 1399 | 341 | 2 | 8 | 472 | 2 | 15 | 171 | 2 | 8 | 34400 | 2 | 8 | 43800 | 2 | 15 | 18700 | 2 | 8 | 3440 | 2 | 19 | 1 | E | 9 | 1 | E | 9 | 7.7 | E | 9 | 2.7 | E | 9 | 71 | A | 7 | 1004 | E | 9 | 360 | E | 9 | 1.3 | E | 9 | -9900 | ? | 0 | 77777 | E | 9 | 1 | E | 8 | 0.076 | F | 8 | 0.16 | F | 8 | -9900 | -9900 | ? | 0
2001-02-20 | 17:00 | 299 | 1399 | 205 | 2 | 8 | 530 | 2 | 15 | 91 | 2 | 8 | 20700 | 2 | 8 | 40800 | 2 | 15 | 12000 | 2 | 8 | 1720 | 2 | 19 | 0 | E | 9 | 0 | E | 9 | 6.1 | E | 9 | 2.2 | E | 9 | 76 | A | 7 | 1004 | E | 9 | 10 | E | 9 | 1 | E | 9 | -9900 | ? | 0 | 77777 | E | 9 | 1 | E | 8 | 0.076 | F | 8 | 0.16 | F | 8 | -9900 | -9900 | ? | 0
2001-02-20 | 18:00 | 73 | 1107 | 18 | 2 | 8 | 204 | 2 | 15 | 8 | 2 | 8 | 2400 | 2 | 8 | 12400 | 2 | 15 | 1500 | 2 | 8 | 250 | 2 | 19 | 1 | E | 9 | 1 | E | 9 | 5 | E | 9 | 1.6 | E | 9 | 79 | A | 7 | 1004 | E | 9 | 40 | E | 9 | 0.9 | E | 9 | -9900 | ? | 0 | 77777 | E | 9 | 0.9 | E | 8 | 0.076 | F | 8 | 0.16 | F | 8 | -9900 | -9900 | ? | 0
2001-02-20 | 19:00 | 0 | 0 | 0 | 2 | 0 | 0 | 2 | 0 | 0 | 2 | 0 | 0 | 2 | 0 | 0 | 2 | 0 | 0 | 2 | 0 | 0 | 2 | 0 | 0 | E | 9 | 0 | E | 9 | 5 | E | 9 | 1.6 | E | 9 | 79 | A | 7 | 1004 | E | 9 | 60 | E | 9 | 0.7 | E | 9 | -9900 | ? | 0 | 77777 | E | 9 | 0.9 | E | 8 | 0.076 | F | 8 | 0.16 | F | 8 | -9900 | -9900 | ? | 0
2001-02-20 | 20:00 | 0 | 0 | 0 | 2 | 0 | 0 | 2 | 0 | 0 | 2 | 0 | 0 | 2 | 0 | 0 | 2 | 0 | 0 | 2 | 0 | 0 | 2 | 0 | 1 | E | 9 | 1 | E | 9 | 5 | E | 9 | 1.6 | E | 9 | 79 | A | 7 | 1004 | E | 9 | 90 | E | 9 | 0.6 | E | 9 | -9900 | ? | 0 | 77777 | E | 9 | 0.9 | E | 8 | 0.076 | F | 8 | 0.16 | F | 8 | -9900 | -9900 | ? | 0
2001-02-20 | 21:00 | 0 | 0 | 0 | 2 | 0 | 0 | 2 | 0 | 0 | 2 | 0 | 0 | 2 | 0 | 0 | 2 | 0 | 0 | 2 | 0 | 0 | 2 | 0 | 2 | E | 9 | 2 | E | 9 | 5 | E | 9 | 2.2 | E | 9 | 82 | A | 7 | 1004 | E | 9 | 100 | E | 9 | 0.3 | E | 9 | -9900 | ? | 0 | 77777 | E | 9 | 0.8 | E | 8 | 0.076 | F | 8 | 0.16 | F | 8 | -9900 | -9900 | ? | 0
2001-02-20 | 22:00 | 0 | 0 | 0 | 2 | 0 | 0 | 2 | 0 | 0 | 2 | 0 | 0 | 2 | 0 | 0 | 2 | 0 | 0 | 2 | 0 | 0 | 2 | 0 | 10 | E | 9 | 9 | E | 9 | 5 | E | 9 | 1.6 | E | 9 | 79 | A | 7 | 1004 | E | 9 | 120 | E | 9 | 0.1 | E | 9 | -9900 | ? | 0 | 77777 | E | 9 | 0.8 | E | 8 | 0.076 | F | 8 | 0.16 | F | 8 | -9900 | -9900 | ? | 0
2001-02-20 | 23:00 | 0 | 0 | 0 | 2 | 0 | 0 | 2 | 0 | 0 | 2 | 0 | 0 | 2 | 0 | 0 | 2 | 0 | 0 | 2 | 0 | 0 | 2 | 0 | 9 | E | 9 | 8 | E | 9 | 5 | E | 9 | 2.2 | E | 9 | 82 | A | 7 | 1004 | E | 9 | 0 | E | 9 | 0 | E | 9 | -9900 | ? | 0 | 77777 | E | 9 | 0.9 | E | 8 | 0.076 | F | 8 | 0.16 | F | 8 | -9900 | -9900 | ? | 0
2001-02-20 | 24:00 | 0 | 0 | 0 | 2 | 0 | 0 | 2 | 0 | 0 | 2 | 0 | 0 | 2 | 0 | 0 | 2 | 0 | 0 | 2 | 0 | 0 | 2 | 0 | 4 | E | 9 | 3 | E | 9 | 4.4 | E | 9 | 1.6 | E | 9 | 82 | A | 7 | 1004 | E | 9 | 0 | E | 9 | 0 | E | 9 | -9900 | ? | 0 | 77777 | E | 9 | 0.9 | E | 8 | 0.076 | F | 8 | 0.16 | F | 8 | -9900 | -9900 | ? | 0
2001-02-21 | 1:00 | 0 | 0 | 0 | 2 | 0 | 0 | 2 | 0 | 0 | 2 | 0 | 0 | 2 | 0 | 0 | 2 | 0 | 0 | 2 | 0 | 0 | 2 | 0 | 7 | E | 9 | 7 | E | 9 | 5 | E | 9 | 1.6 | E | 9 | 79 | A | 7 | 1004 | E | 9 | 0 | E | 9 | 0 | E | 9 | -9900 | ? | 0 | 77777 | E | 9 | 1 | E | 8 | 0.077 | F | 8 | 0.16 | F | 8 | -9900 | -9900 | ? | 0
2001-02-21 | 2:00 | 0 | 0 | 0 | 2 | 0 | 0 | 2 | 0 | 0 | 2 | 0 | 0 | 2 | 0 | 0 | 2 | 0 | 0 | 2 | 0 | 0 | 2 | 0 | 8 | E | 9 | 7 | E | 9 | 4.4 | E | 9 | 1.6 | E | 9 | 82 | A | 7 | 1004 | E | 9 | 0 | E | 9 | 0 | E | 9 | -9900 | ? | 0 | 77777 | E | 9 | 1.1 | E | 8 | 0.077 | F | 8 | 0.16 | F | 8 | -9900 | -9900 | ? | 0
2001-02-21 | 3:00 | 0 | 0 | 0 | 2 | 0 | 0 | 2 | 0 | 0 | 2 | 0 | 0 | 2 | 0 | 0 | 2 | 0 | 0 | 2 | 0 | 0 | 2 | 0 | 3 | E | 9 | 3 | E | 9 | 3.8 | E | 9 | 1.1 | E | 9 | 83 | A | 7 | 1004 | E | 9 | 230 | E | 9 | 0.7 | E | 9 | -9900 | ? | 0 | 77777 | E | 9 | 1.1 | E | 8 | 0.077 | F | 8 | 0.16 | F | 8 | -9900 | -9900 | ? | 0
2001-02-21 | 4:00 | 0 | 0 | 0 | 2 | 0 | 0 | 2 | 0 | 0 | 2 | 0 | 0 | 2 | 0 | 0 | 2 | 0 | 0 | 2 | 0 | 0 | 2 | 0 | 4 | E | 9 | 4 | E | 9 | 2.7 | E | 9 | 0.5 | E | 9 | 85 | A | 7 | 1004 | E | 9 | 0 | E | 9 | 0 | E | 9 | -9900 | ? | 0 | 77777 | E | 9 | 1.2 | E | 8 | 0.077 | F | 8 | 0.16 | F | 8 | -9900 | -9900 | ? | 0
2001-02-21 | 5:00 | 0 | 0 | 0 | 2 | 0 | 0 | 2 | 0 | 0 | 2 | 0 | 0 | 2 | 0 | 0 | 2 | 0 | 0 | 2 | 0 | 0 | 2 | 0 | 4 | E | 9 | 3 | E | 9 | 2.7 | E | 9 | 0 | E | 9 | 82 | A | 7 | 1004 | E | 9 | 250 | E | 9 | 1.5 | E | 9 | -9900 | ? | 0 | 77777 | E | 9 | 1.3 | E | 8 | 0.077 | F | 8 | 0.16 | F | 8 | -9900 | -9900 | ? | 0
2001-02-21 | 6:00 | 0 | 0 | 0 | 2 | 0 | 0 | 2 | 0 | 0 | 2 | 0 | 0 | 2 | 0 | 0 | 2 | 0 | 0 | 2 | 0 | 0 | 2 | 0 | 9 | E | 9 | 9 | E | 9 | 2.7 | E | 9 | 0 | E | 9 | 82 | A | 7 | 1004 | E | 9 | 270 | E | 9 | 1.5 | E | 9 | -9900 | ? | 0 | 3000 | E | 9 | 1.3 | E | 8 | 0.077 | F | 8 | 0.16 | F | 8 | -9900 | -9900 | ? | 0
2001-02-21 | 7:00 | 0 | 0 | 0 | 2 | 0 | 0 | 2 | 0 | 0 | 2 | 0 | 0 | 2 | 0 | 0 | 2 | 0 | 0 | 2 | 0 | 0 | 2 | 0 | 10 | E | 9 | 10 | E | 9 | 2.7 | E | 9 | 0 | E | 9 | 82 | A | 7 | 1004 | E | 9 | 290 | E | 9 | 1.5 | E | 9 | -9900 | ? | 0 | 3300 | E | 9 | 1.4 | E | 8 | 0.077 | F | 8 | 0.16 | F | 8 | -9900 | -9900 | ? | 0
2001-02-21 | 8:00 | 97 | 1293 | 17 | 2 | 8 | 32 | 2 | 15 | 15 | 2 | 8 | 2000 | 2 | 8 | 1600 | 2 | 15 | 1900 | 2 | 8 | 310 | 2 | 19 | 10 | E | 9 | 10 | E | 9 | 2.7 | E | 9 | 0.5 | E | 9 | 85 | A | 7 | 1004 | E | 9 | 50 | E | 9 | 3.5 | E | 9 | -9900 | ? | 0 | 3300 | E | 9 | 1.5 | E | 8 | 0.077 | F | 8 | 0.16 | F | 8 | -9900 | -9900 | ? | 0
2001-02-21 | 9:00 | 327 | 1398 | 68 | 2 | 8 | 0 | 2 | 15 | 68 | 2 | 8 | 7700 | 2 | 8 | 0 | 2 | 15 | 7700 | 2 | 8 | 2520 | 2 | 19 | 10 | E | 9 | 8 | E | 9 | 3.3 | E | 9 | 0.5 | E | 9 | 82 | A | 7 | 1004 | E | 9 | 90 | E | 9 | 4.6 | E | 9 | -9900 | ? | 0 | 77777 | E | 9 | 1.5 | E | 8 | 0.077 | F | 8 | 0.16 | F | 8 | -9900 | -9900 | ? | 0
2001-02-21 | 10:00 | 527 | 1398 | 236 | 2 | 8 | 177 | 2 | 15 | 170 | 2 | 8 | 25600 | 2 | 8 | 17100 | 2 | 15 | 19100 | 2 | 8 | 3940 | 2 | 19 | 9 | E | 9 | 9 | E | 9 | 4.4 | E | 9 | 1.1 | E | 9 | 79 | A | 7 | 1004 | E | 9 | 90 | E | 9 | 5.7 | E | 9 | -9900 | ? | 0 | 77777 | E | 9 | 1.6 | E | 8 | 0.077 | F | 8 | 0.16 | F | 8 | -9900 | -9900 | ? | 0
2001-02-21 | 11:00 | 679 | 1398 | 352 | 2 | 8 | 276 | 2 | 15 | 218 | 2 | 8 | 37400 | 2 | 8 | 28400 | 2 | 15 | 23600 | 2 | 8 | 4980 | 2 | 19 | 9 | E | 9 | 9 | E | 9 | 3.8 | E | 9 | 0.5 | E | 9 | 79 | A | 7 | 1004 | E | 9 | 250 | E | 9 | 3.6 | E | 9 | -9900 | ? | 0 | 77777 | E | 9 | 1.5 | E | 8 | 0.077 | F | 8 | 0.16 | F | 8 | -9900 | -9900 | ? | 0
2001-02-21 | 12:00 | 774 | 1398 | 549 | 2 | 8 | 553 | 2 | 15 | 241 | 2 | 8 | 56600 | 2 | 8 | 55900 | 2 | 15 | 25500 | 2 | 8 | 5530 | 2 | 19 | 8 | E | 9 | 8 | E | 9 | 5.5 | E | 9 | 1.1 | E | 9 | 73 | A | 7 | 1004 | E | 9 | 60 | E | 9 | 5.6 | E | 9 | -9900 | ? | 0 | 77777 | E | 9 | 1.5 | E | 8 | 0.077 | F | 8 | 0.16 | F | 8 | -9900 | -9900 | ? | 0
2001-02-21 | 13:00 | 804 | 1398 | 134 | 2 | 8 | 0 | 2 | 15 | 134 | 2 | 8 | 16000 | 2 | 8 | 0 | 2 | 15 | 16000 | 2 | 8 | 6280 | 2 | 19 | 9 | E | 9 | 9 | E | 9 | 6.1 | E | 9 | 0 | E | 9 | 65 | A | 7 | 1004 | E | 9 | 230 | E | 9 | 4.6 | E | 9 | -9900 | ? | 0 | 77777 | E | 9 | 1.4 | E | 8 | 0.077 | F | 8 | 0.16 | F | 8 | -9900 | -9900 | ? | 0
2001-02-21 | 14:00 | 767 | 1398 | 491 | 2 | 8 | 372 | 2 | 15 | 286 | 2 | 8 | 51700 | 2 | 8 | 39000 | 2 | 15 | 30300 | 2 | 8 | 7110 | 2 | 19 | 8 | E | 9 | 8 | E | 9 | 7.2 | E | 9 | 2.2 | E | 9 | 70 | A | 7 | 1004 | E | 9 | 30 | E | 9 | 8.7 | E | 9 | -9900 | ? | 0 | 77777 | E | 9 | 1.3 | E | 8 | 0.077 | F | 8 | 0.16 | F | 8 | -9900 | -9900 | ? | 0
2001-02-21 | 15:00 | 666 | 1398 | 161 | 2 | 8 | 0 | 2 | 15 | 161 | 2 | 8 | 18500 | 2 | 8 | 0 | 2 | 15 | 18500 | 2 | 8 | 6640 | 2 | 19 | 10 | E | 9 | 10 | E | 9 | 7.7 | E | 9 | 1.6 | E | 9 | 65 | A | 7 | 1004 | E | 9 | 10 | E | 9 | 9.7 | E | 9 | -9900 | ? | 0 | 2400 | E | 9 | 1.3 | E | 8 | 0.077 | F | 8 | 0.16 | F | 8 | -9900 | -9900 | ? | 0
2001-02-21 | 16:00 | 509 | 1398 | 347 | 2 | 8 | 523 | 2 | 15 | 156 | 2 | 8 | 35400 | 2 | 8 | 48800 | 2 | 15 | 17600 | 2 | 8 | 3100 | 2 | 19 | 10 | E | 9 | 9 | E | 9 | 4.4 | E | 9 | 1.1 | E | 9 | 79 | A | 7 | 1004 | E | 9 | 70 | E | 9 | 8.3 | E | 9 | -9900 | ? | 0 | 77777 | E | 9 | 1.2 | E | 8 | 0.077 | F | 8 | 0.16 | F | 8 | -9900 | -9900 | ? | 0
2001-02-21 | 17:00 | 305 | 1398 | 201 | 2 | 8 | 494 | 2 | 15 | 93 | 2 | 8 | 20400 | 2 | 8 | 38300 | 2 | 15 | 12000 | 2 | 8 | 1760 | 2 | 19 | 10 | E | 9 | 10 | E | 9 | 5 | E | 9 | 1.6 | E | 9 | 79 | A | 7 | 1004 | E | 9 | 190 | E | 9 | 6.7 | E | 9 | -9900 | ? | 0 | 77777 | E | 9 | 1.1 | E | 8 | 0.077 | F | 8 | 0.16 | F | 8 | -9900 | -9900 | ? | 0
2001-02-21 | 18:00 | 77 | 1154 | 19 | 2 | 8 | 198 | 2 | 15 | 9 | 2 | 8 | 2500 | 2 | 8 | 11400 | 2 | 15 | 1700 | 2 | 8 | 220 | 2 | 19 | 10 | E | 9 | 9 | E | 9 | 4.4 | E | 9 | 0.5 | E | 9 | 76 | A | 7 | 1004 | E | 9 | 180 | E | 9 | 7.2 | E | 9 | -9900 | ? | 0 | 77777 | E | 9 | 1.1 | E | 8 | 0.077 | F | 8 | 0.16 | F | 8 | -9900 | -9900 | ? | 0
2001-02-21 | 19:00 | 0 | 0 | 0 | 2 | 0 | 0 | 2 | 0 | 0 | 2 | 0 | 0 | 2 | 0 | 0 | 2 | 0 | 0 | 2 | 0 | 0 | 2 | 0 | 10 | E | 9 | 10 | E | 9 | 3.8 | E | 9 | 0.5 | E | 9 | 79 | A | 7 | 1004 | E | 9 | 170 | E | 9 | 7.7 | E | 9 | -9900 | ? | 0 | 77777 | E | 9 | 1 | E | 8 | 0.077 | F | 8 | 0.16 | F | 8 | -9900 | -9900 | ? | 0
2001-02-21 | 20:00 | 0 | 0 | 0 | 2 | 0 | 0 | 2 | 0 | 0 | 2 | 0 | 0 | 2 | 0 | 0 | 2 | 0 | 0 | 2 | 0 | 0 | 2 | 0 | 10 | E | 9 | 10 | E | 9 | 3.8 | E | 9 | 0.5 | E | 9 | 79 | A | 7 | 1004 | E | 9 | 160 | E | 9 | 8.2 | E | 9 | -9900 | ? | 0 | 2100 | E | 9 | 0.9 | E | 8 | 0.077 | F | 8 | 0.16 | F | 8 | -9900 | -9900 | ? | 0
2001-02-21 | 21:00 | 0 | 0 | 0 | 2 | 0 | 0 | 2 | 0 | 0 | 2 | 0 | 0 | 2 | 0 | 0 | 2 | 0 | 0 | 2 | 0 | 0 | 2 | 0 | 10 | E | 9 | 9 | E | 9 | 3.3 | E | 9 | 0.5 | E | 9 | 82 | A | 7 | 1004 | E | 9 | 150 | E | 9 | 8.7 | E | 9 | -9900 | ? | 0 | 77777 | E | 9 | 0.9 | E | 8 | 0.077 | F | 8 | 0.16 | F | 8 | -9900 | -9900 | ? | 0
2001-02-21 | 22:00 | 0 | 0 | 0 | 2 | 0 | 0 | 2 | 0 | 0 | 2 | 0 | 0 | 2 | 0 | 0 | 2 | 0 | 0 | 2 | 0 | 0 | 2 | 0 | 10 | E | 9 | 10 | E | 9 | 3.3 | E | 9 | 0.5 | E | 9 | 82 | A | 7 | 1004 | E | 9 | 140 | E | 9 | 9.3 | E | 9 | -9900 | ? | 0 | 3000 | E | 9 | 0.8 | E | 8 | 0.077 | F | 8 | 0.16 | F | 8 | -9900 | -9900 | ? | 0
2001-02-21 | 23:00 | 0 | 0 | 0 | 2 | 0 | 0 | 2 | 0 | 0 | 2 | 0 | 0 | 2 | 0 | 0 | 2 | 0 | 0 | 2 | 0 | 0 | 2 | 0 | 10 | E | 9 | 9 | E | 9 | 3.3 | E | 9 | 0.5 | E | 9 | 82 | A | 7 | 1004 | E | 9 | 130 | E | 9 | 9.8 | E | 9 | -9900 | ? | 0 | 77777 | E | 9 | 0.8 | E | 8 | 0.077 | F | 8 | 0.16 | F | 8 | -9900 | -9900 | ? | 0
2001-02-21 | 24:00 | 0 | 0 | 0 | 2 | 0 | 0 | 2 | 0 | 0 | 2 | 0 | 0 | 2 | 0 | 0 | 2 | 0 | 0 | 2 | 0 | 0 | 2 | 0 | 10 | E | 9 | 10 | E | 9 | 3.3 | E | 9 | 0.5 | E | 9 | 82 | A | 7 | 1004 | E | 9 | 250 | E | 9 | 12.9 | E | 9 | -9900 | ? | 0 | 2700 | E | 9 | 0.8 | E | 8 | 0.077 | F | 8 | 0.16 | F | 8 | -9900 | -9900 | ? | 0
2001-02-22 | 1:00 | 0 | 0 | 0 | 2 | 0 | 0 | 2 | 0 | 0 | 2 | 0 | 0 | 2 | 0 | 0 | 2 | 0 | 0 | 2 | 0 | 0 | 2 | 0 | 10 | E | 9 | 10 | E | 9 | 3.3 | E | 9 | 1.1 | E | 9 | 85 | A | 7 | 1004 | E | 9 | 240 | E | 9 | 13.4 | E | 9 | -9900 | ? | 0 | 3600 | E | 9 | 0.8 | E | 8 | 0.077 | F | 8 | 0.16 | F | 8 | -9900 | -9900 | ? | 0
2001-02-22 | 2:00 | 0 | 0 | 0 | 2 | 0 | 0 | 2 | 0 | 0 | 2 | 0 | 0 | 2 | 0 | 0 | 2 | 0 | 0 | 2 | 0 | 0 | 2 | 0 | 9 | E | 9 | 9 | E | 9 | 3.3 | E | 9 | 0.5 | E | 9 | 82 | A | 7 | 1004 | E | 9 | 270 | E | 9 | 14.9 | E | 9 | -9900 | ? | 0 | 3300 | E | 9 | 0.8 | E | 8 | 0.077 | F | 8 | 0.16 | F | 8 | -9900 | -9900 | ? | 0
2001-02-22 | 3:00 | 0 | 0 | 0 | 2 | 0 | 0 | 2 | 0 | 0 | 2 | 0 | 0 | 2 | 0 | 0 | 2 | 0 | 0 | 2 | 0 | 0 | 2 | 0 | 2 | E | 9 | 2 | E | 9 | 3.3 | E | 9 | 1.1 | E | 9 | 85 | A | 7 | 1004 | E | 9 | 260 | E | 9 | 14.9 | E | 9 | -9900 | ? | 0 | 77777 | E | 9 | 0.9 | E | 8 | 0.077 | F | 8 | 0.16 | F | 8 | -9900 | -9900 | ? | 0
2001-02-22 | 4:00 | 0 | 0 | 0 | 2 | 0 | 0 | 2 | 0 | 0 | 2 | 0 | 0 | 2 | 0 | 0 | 2 | 0 | 0 | 2 | 0 | 0 | 2 | 0 | 5 | E | 9 | 5 | E | 9 | 3.3 | E | 9 | 0.5 | E | 9 | 82 | A | 7 | 1004 | E | 9 | 280 | E | 9 | 13.9 | E | 9 | -9900 | ? | 0 | 77777 | E | 9 | 0.9 | E | 8 | 0.077 | F | 8 | 0.16 | F | 8 | -9900 | -9900 | ? | 0
2001-02-22 | 5:00 | 0 | 0 | 0 | 2 | 0 | 0 | 2 | 0 | 0 | 2 | 0 | 0 | 2 | 0 | 0 | 2 | 0 | 0 | 2 | 0 | 0 | 2 | 0 | 9 | E | 9 | 9 | E | 9 | 3.3 | E | 9 | 0.5 | E | 9 | 82 | A | 7 | 1004 | E | 9 | 230 | E | 9 | 18.6 | E | 9 | -9900 | ? | 0 | 77777 | E | 9 | 0.9 | E | 8 | 0.077 | F | 8 | 0.16 | F | 8 | -9900 | -9900 | ? | 0
2001-02-22 | 6:00 | 0 | 0 | 0 | 2 | 0 | 0 | 2 | 0 | 0 | 2 | 0 | 0 | 2 | 0 | 0 | 2 | 0 | 0 | 2 | 0 | 0 | 2 | 0 | 10 | E | 9 | 9 | E | 9 | 3.3 | E | 9 | 0.5 | E | 9 | 82 | A | 7 | 1004 | E | 9 | 220 | E | 9 | 18 | E | 9 | -9900 | ? | 0 | 77777 | E | 9 | 0.9 | E | 8 | 0.077 | F | 8 | 0.16 | F | 8 | -9900 | -9900 | ? | 0
2001-02-22 | 7:00 | 0 | 0 | 0 | 2 | 0 | 0 | 2 | 0 | 0 | 2 | 0 | 0 | 2 | 0 | 0 | 2 | 0 | 0 | 2 | 0 | 0 | 2 | 0 | 10 | E | 9 | 10 | E | 9 | 2.7 | E | 9 | 0 | E | 9 | 82 | A | 7 | 1004 | E | 9 | 210 | E | 9 | 16.9 | E | 9 | -9900 | ? | 0 | 3000 | E | 9 | 0.9 | E | 8 | 0.077 | F | 8 | 0.16 | F | 8 | -9900 | -9900 | ? | 0
2001-02-22 | 8:00 | 103 | 1316 | 10 | 2 | 8 | 0 | 2 | 15 | 10 | 2 | 8 | 1200 | 2 | 8 | 0 | 2 | 15 | 1200 | 2 | 8 | 390 | 2 | 19 | 10 | E | 9 | 10 | E | 9 | 3.3 | E | 9 | 0.5 | E | 9 | 82 | A | 7 | 1004 | E | 9 | 200 | E | 9 | 15.8 | E | 9 | -9900 | ? | 0 | 77777 | E | 9 | 0.9 | E | 8 | 0.077 | F | 8 | 0.16 | F | 8 | -9900 | -9900 | ? | 0
2001-02-22 | 9:00 | 334 | 1398 | 32 | 2 | 8 | 0 | 2 | 15 | 32 | 2 | 8 | 3900 | 2 | 8 | 0 | 2 | 15 | 3900 | 2 | 8 | 1350 | 2 | 19 | 3 | E | 9 | 3 | E | 9 | 5.5 | E | 9 | 2.2 | E | 9 | 79 | A | 7 | 1004 | E | 9 | 190 | E | 9 | 14.7 | E | 9 | -9900 | ? | 0 | 77777 | E | 9 | 0.9 | E | 8 | 0.077 | F | 8 | 0.16 | F | 8 | -9900 | -9900 | ? | 0
2001-02-22 | 10:00 | 534 | 1398 | 64 | 2 | 8 | 0 | 2 | 15 | 64 | 2 | 8 | 7700 | 2 | 8 | 0 | 2 | 15 | 7700 | 2 | 8 | 2860 | 2 | 19 | 10 | E | 9 | 10 | E | 9 | 6.1 | E | 9 | 2.7 | E | 9 | 79 | A | 7 | 1004 | E | 9 | 180 | E | 9 | 13.6 | E | 9 | -9900 | ? | 0 | 1500 | E | 9 | 1 | E | 8 | 0.077 | F | 8 | 0.16 | F | 8 | -9900 | -9900 | ? | 0
2001-02-22 | 11:00 | 686 | 1398 | 87 | 2 | 8 | 0 | 2 | 15 | 87 | 2 | 8 | 10500 | 2 | 8 | 0 | 2 | 15 | 10500 | 2 | 8 | 4080 | 2 | 19 | 10 | E | 9 | 10 | E | 9 | 7.2 | E | 9 | 3.3 | E | 9 | 76 | A | 7 | 1004 | E | 9 | 230 | E | 9 | 16.6 | E | 9 | -9900 | ? | 0 | 1470 | E | 9 | 0.9 | E | 8 | 0.077 | F | 8 | 0.16 | F | 8 | -9900 | -9900 | ? | 0
2001-02-22 | 12:00 | 781 | 1398 | 225 | 2 | 8 | 18 | 2 | 15 | 215 | 2 | 8 | 25800 | 2 | 8 | 1500 | 2 | 15 | 25000 | 2 | 8 | 8920 | 2 | 19 | 6 | E | 9 | 6 | E | 9 | 7.2 | E | 9 | 3.3 | E | 9 | 76 | A | 7 | 1004 | E | 9 | 210 | E | 9 | 16 | E | 9 | -9900 | ? | 0 | 77777 | E | 9 | 0.9 | E | 8 | 0.077 | F | 8 | 0.16 | F | 8 | -9900 | -9900 | ? | 0
2001-02-22 | 13:00 | 811 | 1398 | 256 | 2 | 8 | 24 | 2 | 15 | 242 | 2 | 8 | 29200 | 2 | 8 | 2100 | 2 | 15 | 28000 | 2 | 8 | 9890 | 2 | 19 | 6 | E | 9 | 6 | E | 9 | 7.7 | E | 9 | 3.3 | E | 9 | 74 | A | 7 | 1004 | E | 9 | 180 | E | 9 | 16 | E | 9 | -9900 | ? | 0 | 77777 | E | 9 | 0.8 | E | 8 | 0.077 | F | 8 | 0.16 | F | 8 | -9900 | -9900 | ? | 0
2001-02-22 | 14:00 | 774 | 1398 | 245 | 2 | 8 | 18 | 2 | 15 | 235 | 2 | 8 | 27900 | 2 | 8 | 1600 | 2 | 15 | 27000 | 2 | 8 | 9420 | 2 | 19 | 1 | E | 9 | 1 | E | 9 | 7.7 | E | 9 | 3.8 | E | 9 | 76 | A | 7 | 1004 | E | 9 | 160 | E | 9 | 14.3 | E | 9 | -9900 | ? | 0 | 77777 | E | 9 | 0.8 | E | 8 | 0.077 | F | 8 | 0.16 | F | 8 | -9900 | -9900 | ? | 0
2001-02-22 | 15:00 | 673 | 1398 | 293 | 2 | 8 | 124 | 2 | 15 | 233 | 2 | 8 | 31700 | 2 | 8 | 12600 | 2 | 15 | 25600 | 2 | 8 | 5740 | 2 | 19 | 1 | E | 9 | 1 | E | 9 | 7.7 | E | 9 | 3.8 | E | 9 | 76 | A | 7 | 1004 | E | 9 | 140 | E | 9 | 12.8 | E | 9 | -9900 | ? | 0 | 77777 | E | 9 | 0.8 | E | 8 | 0.077 | F | 8 | 0.16 | F | 8 | -9900 | -9900 | ? | 0
2001-02-22 | 16:00 | 515 | 1398 | 290 | 2 | 8 | 333 | 2 | 15 | 166 | 2 | 8 | 30400 | 2 | 8 | 32100 | 2 | 15 | 18500 | 2 | 8 | 3540 | 2 | 19 | 7 | E | 9 | 6 | E | 9 | 7.7 | E | 9 | 3.8 | E | 9 | 76 | A | 7 | 1004 | E | 9 | 130 | E | 9 | 12.2 | E | 9 | -9900 | ? | 0 | 77777 | E | 9 | 0.7 | E | 8 | 0.077 | F | 8 | 0.16 | F | 8 | -9900 | -9900 | ? | 0
2001-02-22 | 17:00 | 311 | 1398 | 74 | 2 | 8 | 0 | 2 | 15 | 74 | 2 | 8 | 8300 | 2 | 8 | 0 | 2 | 15 | 8300 | 2 | 8 | 2620 | 2 | 19 | 8 | E | 9 | 8 | E | 9 | 7.2 | E | 9 | 3.8 | E | 9 | 79 | A | 7 | 1004 | E | 9 | 90 | E | 9 | 7.5 | E | 9 | -9900 | ? | 0 | 77777 | E | 9 | 0.7 | E | 8 | 0.077 | F | 8 | 0.16 | F | 8 | -9900 | -9900 | ? | 0
2001-02-22 | 18:00 | 82 | 1176 | 8 | 2 | 8 | 0 | 2 | 15 | 8 | 2 | 8 | 1000 | 2 | 8 | 0 | 2 | 15 | 1000 | 2 | 8 | 320 | 2 | 19 | 8 | E | 9 | 8 | E | 9 | 7.2 | E | 9 | 3.8 | E | 9 | 79 | A | 7 | 1004 | E | 9 | 80 | E | 9 | 7.5 | E | 9 | -9900 | ? | 0 | 2400 | E | 9 | 0.7 | E | 8 | 0.077 | F | 8 | 0.16 | F | 8 | -9900 | -9900 | ? | 0
2001-02-22 | 19:00 | 0 | 0 | 0 | 2 | 0 | 0 | 2 | 0 | 0 | 2 | 0 | 0 | 2 | 0 | 0 | 2 | 0 | 0 | 2 | 0 | 0 | 2 | 0 | 8 | E | 9 | 8 | E | 9 | 7.2 | E | 9 | 3.8 | E | 9 | 79 | A | 7 | 1004 | E | 9 | 10 | E | 9 | 5.9 | E | 9 | -9900 | ? | 0 | 2700 | E | 9 | 0.6 | E | 8 | 0.077 | F | 8 | 0.16 | F | 8 | -9900 | -9900 | ? | 0
2001-02-22 | 20:00 | 0 | 0 | 0 | 2 | 0 | 0 | 2 | 0 | 0 | 2 | 0 | 0 | 2 | 0 | 0 | 2 | 0 | 0 | 2 | 0 | 0 | 2 | 0 | 4 | E | 9 | 4 | E | 9 | 7.2 | E | 9 | 3.8 | E | 9 | 79 | A | 7 | 1004 | E | 9 | 60 | E | 9 | 2.7 | E | 9 | -9900 | ? | 0 | 77777 | E | 9 | 0.6 | E | 8 | 0.077 | F | 8 | 0.16 | F | 8 | -9900 | -9900 | ? | 0
2001-02-22 | 21:00 | 0 | 0 | 0 | 2 | 0 | 0 | 2 | 0 | 0 | 2 | 0 | 0 | 2 | 0 | 0 | 2 | 0 | 0 | 2 | 0 | 0 | 2 | 0 | 10 | E | 9 | 10 | E | 9 | 7.2 | E | 9 | 3.8 | E | 9 | 79 | A | 7 | 1004 | E | 9 | 350 | E | 9 | 3.7 | E | 9 | -9900 | ? | 0 | 1200 | E | 9 | 0.6 | E | 8 | 0.077 | F | 8 | 0.16 | F | 8 | -9900 | -9900 | ? | 0
2001-02-22 | 22:00 | 0 | 0 | 0 | 2 | 0 | 0 | 2 | 0 | 0 | 2 | 0 | 0 | 2 | 0 | 0 | 2 | 0 | 0 | 2 | 0 | 0 | 2 | 0 | 10 | E | 9 | 10 | E | 9 | 7.2 | E | 9 | 3.8 | E | 9 | 79 | A | 7 | 1004 | E | 9 | 40 | E | 9 | 0.5 | E | 9 | -9900 | ? | 0 | 960 | E | 9 | 0.5 | E | 8 | 0.077 | F | 8 | 0.16 | F | 8 | -9900 | -9900 | ? | 0
2001-02-22 | 23:00 | 0 | 0 | 0 | 2 | 0 | 0 | 2 | 0 | 0 | 2 | 0 | 0 | 2 | 0 | 0 | 2 | 0 | 0 | 2 | 0 | 0 | 2 | 0 | 10 | E | 9 | 10 | E | 9 | 6.6 | E | 9 | 3.8 | E | 9 | 82 | A | 7 | 1004 | E | 9 | 300 | E | 9 | 1.5 | E | 9 | -9900 | ? | 0 | 1140 | E | 9 | 0.6 | E | 8 | 0.077 | F | 8 | 0.16 | F | 8 | -9900 | -9900 | ? | 0
2001-02-22 | 24:00 | 0 | 0 | 0 | 2 | 0 | 0 | 2 | 0 | 0 | 2 | 0 | 0 | 2 | 0 | 0 | 2 | 0 | 0 | 2 | 0 | 0 | 2 | 0 | 9 | E | 9 | 9 | E | 9 | 6.6 | E | 9 | 3.8 | E | 9 | 82 | A | 7 | 1004 | E | 9 | 290 | E | 9 | 2.5 | E | 9 | -9900 | ? | 0 | 1290 | E | 9 | 0.6 | E | 8 | 0.077 | F | 8 | 0.16 | F | 8 | -9900 | -9900 | ? | 0
2001-02-23 | 1:00 | 0 | 0 | 0 | 2 | 0 | 0 | 2 | 0 | 0 | 2 | 0 | 0 | 2 | 0 | 0 | 2 | 0 | 0 | 2 | 0 | 0 | 2 | 0 | 8 | E | 9 | 7 | E | 9 | 6.6 | E | 9 | 3.8 | E | 9 | 82 | A | 7 | 1004 | E | 9 | 280 | E | 9 | 3.5 | E | 9 | -9900 | ? | 0 | 77777 | E | 9 | 0.6 | E | 8 | 0.078 | F | 8 | 0.16 | F | 8 | -9900 | -9900 | ? | 0
2001-02-23 | 2:00 | 0 | 0 | 0 | 2 | 0 | 0 | 2 | 0 | 0 | 2 | 0 | 0 | 2 | 0 | 0 | 2 | 0 | 0 | 2 | 0 | 0 | 2 | 0 | 8 | E | 9 | 8 | E | 9 | 6.6 | E | 9 | 3.8 | E | 9 | 82 | A | 7 | 1004 | E | 9 | 270 | E | 9 | 3.4 | E | 9 | -9900 | ? | 0 | 77777 | E | 9 | 0.7 | E | 8 | 0.078 | F | 8 | 0.16 | F | 8 | -9900 | -9900 | ? | 0
2001-02-23 | 3:00 | 0 | 0 | 0 | 2 | 0 | 0 | 2 | 0 | 0 | 2 | 0 | 0 | 2 | 0 | 0 | 2 | 0 | 0 | 2 | 0 | 0 | 2 | 0 | 9 | E | 9 | 8 | E | 9 | 6.6 | E | 9 | 3.8 | E | 9 | 82 | A | 7 | 1004 | E | 9 | 270 | E | 9 | 2.5 | E | 9 | -9900 | ? | 0 | 77777 | E | 9 | 0.7 | E | 8 | 0.078 | F | 8 | 0.16 | F | 8 | -9900 | -9900 | ? | 0
2001-02-23 | 4:00 | 0 | 0 | 0 | 2 | 0 | 0 | 2 | 0 | 0 | 2 | 0 | 0 | 2 | 0 | 0 | 2 | 0 | 0 | 2 | 0 | 0 | 2 | 0 | 10 | E | 9 | 10 | E | 9 | 6.6 | E | 9 | 3.8 | E | 9 | 82 | A | 7 | 1004 | E | 9 | 270 | E | 9 | 1.7 | E | 9 | -9900 | ? | 0 | 77777 | E | 9 | 0.8 | E | 8 | 0.078 | F | 8 | 0.16 | F | 8 | -9900 | -9900 | ? | 0
2001-02-23 | 5:00 | 0 | 0 | 0 | 2 | 0 | 0 | 2 | 0 | 0 | 2 | 0 | 0 | 2 | 0 | 0 | 2 | 0 | 0 | 2 | 0 | 0 | 2 | 0 | 10 | E | 9 | 10 | E | 9 | 6.6 | E | 9 | 4.4 | E | 9 | 86 | A | 7 | 1004 | E | 9 | 270 | E | 9 | 0.8 | E | 9 | -9900 | ? | 0 | 60 | E | 9 | 0.8 | E | 8 | 0.078 | F | 8 | 0.16 | F | 8 | -9900 | -9900 | ? | 0
2001-02-23 | 6:00 | 0 | 0 | 0 | 2 | 0 | 0 | 2 | 0 | 0 | 2 | 0 | 0 | 2 | 0 | 0 | 2 | 0 | 0 | 2 | 0 | 0 | 2 | 0 | 10 | E | 9 | 10 | E | 9 | 6.6 | E | 9 | 4.4 | E | 9 | 86 | A | 7 | 1004 | E | 9 | 220 | E | 9 | 0.5 | E | 9 | -9900 | ? | 0 | 30 | E | 9 | 0.9 | E | 8 | 0.078 | F | 8 | 0.16 | F | 8 | -9900 | -9900 | ? | 0
2001-02-23 | 7:00 | 0 | 0 | 0 | 2 | 0 | 0 | 2 | 0 | 0 | 2 | 0 | 0 | 2 | 0 | 0 | 2 | 0 | 0 | 2 | 0 | 0 | 2 | 0 | 10 | E | 9 | 10 | E | 9 | 7.2 | E | 9 | 4.4 | E | 9 | 82 | A | 7 | 1004 | E | 9 | 180 | E | 9 | 0.3 | E | 9 | -9900 | ? | 0 | 30 | E | 9 | 0.9 | E | 8 | 0.078 | F | 8 | 0.16 | F | 8 | -9900 | -9900 | ? | 0
2001-02-23 | 8:00 | 110 | 1362 | 32 | 2 | 8 | 97 | 2 | 15 | 25 | 2 | 8 | 3600 | 2 | 8 | 4100 | 2 | 15 | 3200 | 2 | 8 | 440 | 2 | 19 | 10 | E | 9 | 10 | E | 9 | 7.2 | E | 9 | 4.4 | E | 9 | 82 | A | 7 | 1004 | E | 9 | 130 | E | 9 | 0.1 | E | 9 | -9900 | ? | 0 | 30 | E | 9 | 0.9 | E | 8 | 0.078 | F | 8 | 0.16 | F | 8 | -9900 | -9900 | ? | 0
2001-02-23 | 9:00 | 341 | 1397 | 65 | 2 | 8 | 0 | 2 | 15 | 65 | 2 | 8 | 7400 | 2 | 8 | 0 | 2 | 15 | 7400 | 2 | 8 | 2480 | 2 | 19 | 10 | E | 9 | 10 | E | 9 | 7.7 | E | 9 | 5.5 | E | 9 | 86 | A | 7 | 1004 | E | 9 | 160 | E | 9 | 3.5 | E | 9 | -9900 | ? | 0 | 30 | E | 9 | 1 | E | 8 | 0.078 | F | 8 | 0.16 | F | 8 | -9900 | -9900 | ? | 0
2001-02-23 | 10:00 | 541 | 1397 | 154 | 2 | 8 | 17 | 2 | 15 | 147 | 2 | 8 | 17300 | 2 | 8 | 1200 | 2 | 15 | 16900 | 2 | 8 | 5560 | 2 | 19 | 10 | E | 9 | 10 | E | 9 | 8.3 | E | 9 | 5.5 | E | 9 | 83 | A | 7 | 1004 | E | 9 | 190 | E | 9 | 6.7 | E | 9 | -9900 | ? | 0 | 30 | E | 9 | 1 | E | 8 | 0.078 | F | 8 | 0.16 | F | 8 | -9900 | -9900 | ? | 0
2001-02-23 | 11:00 | 694 | 1397 | 169 | 2 | 8 | 6 | 2 | 15 | 166 | 2 | 8 | 19500 | 2 | 8 | 500 | 2 | 15 | 19300 | 2 | 8 | 6940 | 2 | 19 | 10 | E | 9 | 10 | E | 9 | 10.5 | E | 9 | 6.6 | E | 9 | 77 | A | 7 | 1004 | E | 9 | 180 | E | 9 | 8.7 | E | 9 | -9900 | ? | 0 | 270 | E | 9 | 1 | E | 8 | 0.078 | F | 8 | 0.16 | F | 8 | -9900 | -9900 | ? | 0
2001-02-23 | 12:00 | 788 | 1397 | 127 | 2 | 8 | 0 | 2 | 15 | 127 | 2 | 8 | 15200 | 2 | 8 | 0 | 2 | 15 | 15200 | 2 | 8 | 5960 | 2 | 19 | 8 | E | 9 | 8 | E | 9 | 10.5 | E | 9 | 6.6 | E | 9 | 77 | A | 7 | 1004 | E | 9 | 180 | E | 9 | 8.9 | E | 9 | -9900 | ? | 0 | 1500 | E | 9 | 1 | E | 8 | 0.078 | F | 8 | 0.16 | F | 8 | -9900 | -9900 | ? | 0
2001-02-23 | 13:00 | 818 | 1397 | 219 | 2 | 8 | 6 | 2 | 15 | 216 | 2 | 8 | 25300 | 2 | 8 | 500 | 2 | 15 | 25000 | 2 | 8 | 9190 | 2 | 19 | 8 | E | 9 | 8 | E | 9 | 11.1 | E | 9 | 6.6 | E | 9 | 74 | A | 7 | 1004 | E | 9 | 180 | E | 9 | 9.1 | E | 9 | -9900 | ? | 0 | 630 | E | 9 | 1 | E | 8 | 0.078 | F | 8 | 0.16 | F | 8 | -9900 | -9900 | ? | 0
2001-02-23 | 14:00 | 781 | 1397 | 213 | 2 | 8 | 12 | 2 | 15 | 206 | 2 | 8 | 24500 | 2 | 8 | 1000 | 2 | 15 | 23900 | 2 | 8 | 8660 | 2 | 19 | 4 | E | 9 | 4 | E | 9 | 11.1 | E | 9 | 5 | E | 9 | 66 | A | 7 | 1004 | E | 9 | 180 | E | 9 | 9.3 | E | 9 | -9900 | ? | 0 | 77777 | E | 9 | 1 | E | 8 | 0.078 | F | 8 | 0.16 | F | 8 | -9900 | -9900 | ? | 0
2001-02-23 | 15:00 | 679 | 1397 | 286 | 2 | 8 | 118 | 2 | 15 | 228 | 2 | 8 | 30900 | 2 | 8 | 12000 | 2 | 15 | 25100 | 2 | 8 | 5630 | 2 | 19 | 0 | E | 9 | 0 | E | 9 | 10.5 | E | 9 | 5 | E | 9 | 69 | A | 7 | 1004 | E | 9 | 180 | E | 9 | 8.6 | E | 9 | -9900 | ? | 0 | 77777 | E | 9 | 1 | E | 8 | 0.078 | F | 8 | 0.16 | F | 8 | -9900 | -9900 | ? | 0
2001-02-23 | 16:00 | 521 | 1397 | 128 | 2 | 8 | 0 | 2 | 15 | 128 | 2 | 8 | 14600 | 2 | 8 | 0 | 2 | 15 | 14600 | 2 | 8 | 4950 | 2 | 19 | 4 | E | 9 | 4 | E | 9 | 8.8 | E | 9 | 3.4 | E | 9 | 69 | A | 7 | 1004 | E | 9 | 170 | E | 9 | 7.8 | E | 9 | -9900 | ? | 0 | 77777 | E | 9 | 0.9 | E | 8 | 0.078 | F | 8 | 0.16 | F | 8 | -9900 | -9900 | ? | 0
2001-02-23 | 17:00 | 317 | 1397 | 121 | 2 | 8 | 54 | 2 | 15 | 109 | 2 | 8 | 13200 | 2 | 8 | 4600 | 2 | 15 | 12200 | 2 | 8 | 2580 | 2 | 19 | 0 | E | 9 | 0 | E | 9 | 7.7 | E | 9 | 3.5 | E | 9 | 75 | A | 7 | 1004 | E | 9 | 140 | E | 9 | 7.1 | E | 9 | -9900 | ? | 0 | 77777 | E | 9 | 0.9 | E | 8 | 0.078 | F | 8 | 0.16 | F | 8 | -9900 | -9900 | ? | 0
2001-02-23 | 18:00 | 86 | 1199 | 14 | 2 | 8 | 23 | 2 | 15 | 12 | 2 | 8 | 1600 | 2 | 8 | 1100 | 2 | 15 | 1500 | 2 | 8 | 250 | 2 | 19 | 4 | E | 9 | 4 | E | 9 | 6.6 | E | 9 | 3.7 | E | 9 | 82 | A | 7 | 1004 | E | 9 | 120 | E | 9 | 8.2 | E | 9 | -9900 | ? | 0 | 77777 | E | 9 | 0.9 | E | 8 | 0.078 | F | 8 | 0.16 | F | 8 | -9900 | -9900 | ? | 0
2001-02-23 | 19:00 | 0 | 0 | 0 | 2 | 0 | 0 | 2 | 0 | 0 | 2 | 0 | 0 | 2 | 0 | 0 | 2 | 0 | 0 | 2 | 0 | 0 | 2 | 0 | 6 | E | 9 | 5 | E | 9 | 6 | E | 9 | 3.8 | E | 9 | 86 | A | 7 | 1004 | E | 9 | 80 | E | 9 | 9.3 | E | 9 | -9900 | ? | 0 | 77777 | E | 9 | 0.9 | E | 8 | 0.078 | F | 8 | 0.16 | F | 8 | -9900 | -9900 | ? | 0
2001-02-23 | 20:00 | 0 | 0 | 0 | 2 | 0 | 0 | 2 | 0 | 0 | 2 | 0 | 0 | 2 | 0 | 0 | 2 | 0 | 0 | 2 | 0 | 0 | 2 | 0 | 6 | E | 9 | 4 | E | 9 | 5.5 | E | 9 | 3.9 | E | 9 | 89 | A | 7 | 1004 | E | 9 | 60 | E | 9 | 10.5 | E | 9 | -9900 | ? | 0 | 77777 | E | 9 | 0.9 | E | 8 | 0.078 | F | 8 | 0.16 | F | 8 | -9900 | -9900 | ? | 0
2001-02-23 | 21:00 | 0 | 0 | 0 | 2 | 0 | 0 | 2 | 0 | 0 | 2 | 0 | 0 | 2 | 0 | 0 | 2 | 0 | 0 | 2 | 0 | 0 | 2 | 0 | 6 | E | 9 | 3 | E | 9 | 4.9 | E | 9 | 3.5 | E | 9 | 91 | A | 7 | 1004 | E | 9 | 40 | E | 9 | 9.7 | E | 9 | -9900 | ? | 0 | 77777 | E | 9 | 0.9 | E | 8 | 0.078 | F | 8 | 0.16 | F | 8 | -9900 | -9900 | ? | 0
2001-02-23 | 22:00 | 0 | 0 | 0 | 2 | 0 | 0 | 2 | 0 | 0 | 2 | 0 | 0 | 2 | 0 | 0 | 2 | 0 | 0 | 2 | 0 | 0 | 2 | 0 | 5 | E | 9 | 3 | E | 9 | 4.3 | E | 9 | 3.1 | E | 9 | 92 | A | 7 | 1004 | E | 9 | 360 | E | 9 | 8.9 | E | 9 | -9900 | ? | 0 | 77777 | E | 9 | 0.9 | E | 8 | 0.078 | F | 8 | 0.16 | F | 8 | -9900 | -9900 | ? | 0
2001-02-23 | 23:00 | 0 | 0 | 0 | 2 | 0 | 0 | 2 | 0 | 0 | 2 | 0 | 0 | 2 | 0 | 0 | 2 | 0 | 0 | 2 | 0 | 0 | 2 | 0 | 4 | E | 9 | 3 | E | 9 | 4.2 | E | 9 | 2.7 | E | 9 | 90 | A | 7 | 1004 | E | 9 | 340 | E | 9 | 8.1 | E | 9 | -9900 | ? | 0 | 77777 | E | 9 | 0.8 | E | 8 | 0.078 | F | 8 | 0.16 | F | 8 | -9900 | -9900 | ? | 0
2001-02-23 | 24:00 | 0 | 0 | 0 | 2 | 0 | 0 | 2 | 0 | 0 | 2 | 0 | 0 | 2 | 0 | 0 | 2 | 0 | 0 | 2 | 0 | 0 | 2 | 0 | 3 | E | 9 | 2 | E | 9 | 3.7 | E | 9 | 2.2 | E | 9 | 90 | A | 7 | 1004 | E | 9 | 330 | E | 9 | 6.1 | E | 9 | -9900 | ? | 0 | 16853 | E | 9 | 0.8 | E | 8 | 0.078 | F | 8 | 0.16 | F | 8 | -9900 | -9900 | ? | 0
2001-02-24 | 1:00 | 0 | 0 | 0 | 2 | 0 | 0 | 2 | 0 | 0 | 2 | 0 | 0 | 2 | 0 | 0 | 2 | 0 | 0 | 2 | 0 | 0 | 2 | 0 | 3 | E | 9 | 1 | E | 9 | 3.1 | E | 9 | 2.3 | E | 9 | 94 | A | 7 | 1004 | E | 9 | 310 | E | 9 | 3.9 | E | 9 | -9900 | ? | 0 | 17112 | E | 9 | 0.8 | E | 8 | 0.079 | F | 8 | 0.16 | F | 8 | -9900 | -9900 | ? | 0
2001-02-24 | 2:00 | 0 | 0 | 0 | 2 | 0 | 0 | 2 | 0 | 0 | 2 | 0 | 0 | 2 | 0 | 0 | 2 | 0 | 0 | 2 | 0 | 0 | 2 | 0 | 2 | E | 9 | 2 | E | 9 | 2.5 | E | 9 | 1.9 | E | 9 | 96 | A | 7 | 1004 | E | 9 | 300 | E | 9 | 1.8 | E | 9 | -9900 | ? | 0 | 19322 | E | 9 | 0.7 | E | 8 | 0.079 | F | 8 | 0.16 | F | 8 | -9900 | -9900 | ? | 0
2001-02-24 | 3:00 | 0 | 0 | 0 | 2 | 0 | 0 | 2 | 0 | 0 | 2 | 0 | 0 | 2 | 0 | 0 | 2 | 0 | 0 | 2 | 0 | 0 | 2 | 0 | 0 | E | 9 | 0 | E | 9 | 2.6 | E | 9 | 1.4 | E | 9 | 92 | A | 7 | 1004 | E | 9 | 320 | E | 9 | 0.9 | E | 9 | -9900 | ? | 0 | 77777 | E | 9 | 0.7 | E | 8 | 0.079 | F | 8 | 0.16 | F | 8 | -9900 | -9900 | ? | 0
2001-02-24 | 4:00 | 0 | 0 | 0 | 2 | 0 | 0 | 2 | 0 | 0 | 2 | 0 | 0 | 2 | 0 | 0 | 2 | 0 | 0 | 2 | 0 | 0 | 2 | 0 | 0 | E | 9 | 0 | E | 9 | 2 | A | 7 | 1 | A | 7 | 93 | A | 7 | 1004 | E | 9 | 0 | A | 7 | 0 | A | 7 | 16100 | A | 7 | 77777 | A | 7 | 0.6 | E | 8 | 0.079 | F | 8 | 0.16 | F | 8 | 76 | 24 | A | 7
2001-02-24 | 5:00 | 0 | 0 | 0 | 2 | 0 | 0 | 2 | 0 | 0 | 2 | 0 | 0 | 2 | 0 | 0 | 2 | 0 | 0 | 2 | 0 | 0 | 2 | 0 | 1 | E | 9 | 1 | E | 9 | 2 | A | 7 | 1 | A | 7 | 93 | A | 7 | 1004 | E | 9 | 0 | A | 7 | 0 | A | 7 | 2800 | A | 7 | 77777 | A | 7 | 0.6 | E | 8 | 0.079 | F | 8 | 0.16 | F | 8 | -9900 | -9900 | ? | 0
2001-02-24 | 6:00 | 0 | 0 | 0 | 2 | 0 | 0 | 2 | 0 | 0 | 2 | 0 | 0 | 2 | 0 | 0 | 2 | 0 | 0 | 2 | 0 | 0 | 2 | 0 | 2 | E | 9 | 2 | E | 9 | 2.2 | E | 9 | 1 | E | 9 | 92 | A | 7 | 1004 | E | 9 | 0 | E | 9 | 0 | E | 9 | -9900 | ? | 0 | 19965 | E | 9 | 0.6 | E | 8 | 0.079 | F | 8 | 0.16 | F | 8 | -9900 | -9900 | ? | 0
2001-02-24 | 7:00 | 0 | 0 | 0 | 2 | 0 | 0 | 2 | 0 | 0 | 2 | 0 | 0 | 2 | 0 | 0 | 2 | 0 | 0 | 2 | 0 | 0 | 2 | 0 | 1 | E | 9 | 1 | E | 9 | 2.4 | E | 9 | 1.1 | E | 9 | 91 | A | 7 | 1004 | E | 9 | 0 | E | 9 | 0 | E | 9 | -9900 | ? | 0 | 18620 | E | 9 | 0.5 | E | 8 | 0.079 | F | 8 | 0.16 | F | 8 | -9900 | -9900 | ? | 0
2001-02-24 | 8:00 | 116 | 1385 | 41 | 2 | 8 | 302 | 2 | 15 | 16 | 2 | 8 | 4400 | 2 | 8 | 18100 | 2 | 15 | 2800 | 2 | 8 | 340 | 2 | 19 | 3 | E | 9 | 3 | E | 9 | 2.7 | E | 9 | 1.2 | E | 9 | 90 | A | 7 | 1004 | E | 9 | 230 | E | 9 | 3.3 | E | 9 | -9900 | ? | 0 | 17305 | E | 9 | 0.5 | E | 8 | 0.079 | F | 8 | 0.16 | F | 8 | -9900 | -9900 | ? | 0
2001-02-24 | 9:00 | 348 | 1396 | 201 | 2 | 8 | 619 | 2 | 15 | 46 | 2 | 8 | 20700 | 2 | 8 | 52600 | 2 | 15 | 7500 | 2 | 8 | 910 | 2 | 19 | 4 | E | 9 | 4 | E | 9 | 3.5 | E | 9 | 1.9 | E | 9 | 89 | A | 7 | 1004 | E | 9 | 230 | E | 9 | 4.1 | E | 9 | -9900 | ? | 0 | 16440 | E | 9 | 0.5 | E | 8 | 0.079 | F | 8 | 0.16 | F | 8 | -9900 | -9900 | ? | 0
2001-02-24 | 10:00 | 548 | 1396 | 363 | 2 | 8 | 749 | 2 | 15 | 67 | 2 | 8 | 37800 | 2 | 8 | 71000 | 2 | 15 | 9800 | 2 | 8 | 1380 | 2 | 19 | 4 | E | 9 | 4 | E | 9 | 3.8 | E | 9 | 2 | E | 9 | 88 | A | 7 | 1004 | E | 9 | 230 | E | 9 | 4.8 | E | 9 | -9900 | ? | 0 | 15215 | E | 9 | 0.4 | E | 8 | 0.079 | F | 8 | 0.16 | F | 8 | -9900 | -9900 | ? | 0
2001-02-24 | 11:00 | 701 | 1396 | 490 | 2 | 8 | 810 | 2 | 15 | 82 | 2 | 8 | 51600 | 2 | 8 | 79600 | 2 | 15 | 11500 | 2 | 8 | 1800 | 2 | 19 | 5 | E | 9 | 5 | E | 9 | 5.1 | E | 9 | 3.2 | E | 9 | 88 | A | 7 | 1004 | E | 9 | 230 | E | 9 | 5.6 | E | 9 | -9900 | ? | 0 | 13870 | E | 9 | 0.5 | E | 8 | 0.079 | F | 8 | 0.16 | F | 8 | -9900 | -9900 | ? | 0
2001-02-24 | 12:00 | 795 | 1396 | 579 | 2 | 8 | 857 | 2 | 15 | 89 | 2 | 8 | 61400 | 2 | 8 | 85500 | 2 | 15 | 12600 | 2 | 8 | 2080 | 2 | 19 | 6 | E | 9 | 5 | E | 9 | 5.9 | E | 9 | 3.8 | E | 9 | 86 | A | 7 | 1004 | E | 9 | 240 | E | 9 | 5.3 | E | 9 | -9900 | ? | 0 | 12375 | E | 9 | 0.5 | E | 8 | 0.079 | F | 8 | 0.16 | F | 8 | -9900 | -9900 | ? | 0
2001-02-24 | 13:00 | 825 | 1396 | 591 | 2 | 8 | 801 | 2 | 15 | 117 | 2 | 8 | 61300 | 2 | 8 | 79300 | 2 | 15 | 14300 | 2 | 8 | 2550 | 2 | 19 | 5 | E | 9 | 5 | E | 9 | 6.2 | E | 9 | 3.4 | E | 9 | 82 | A | 7 | 1004 | E | 9 | 250 | E | 9 | 5.1 | E | 9 | -9900 | ? | 0 | 10880 | E | 9 | 0.6 | E | 8 | 0.079 | F | 8 | 0.16 | F | 8 | -9900 | -9900 | ? | 0
2001-02-24 | 14:00 | 787 | 1396 | 542 | 2 | 8 | 640 | 2 | 15 | 179 | 2 | 8 | 55700 | 2 | 8 | 63000 | 2 | 15 | 20100 | 2 | 8 | 3860 | 2 | 19 | 5 | E | 9 | 5 | E | 9 | 7 | E | 9 | 2.9 | E | 9 | 75 | A | 7 | 1004 | E | 9 | 250 | E | 9 | 4.8 | E | 9 | -9900 | ? | 0 | 10345 | E | 9 | 0.7 | E | 8 | 0.079 | F | 8 | 0.16 | F | 8 | -9900 | -9900 | ? | 0
2001-02-24 | 15:00 | 686 | 1396 | 327 | 2 | 8 | 199 | 2 | 15 | 229 | 2 | 8 | 35500 | 2 | 8 | 20300 | 2 | 15 | 25500 | 2 | 8 | 5670 | 2 | 19 | 0 | E | 9 | 0 | E | 9 | 7.3 | E | 9 | 3 | E | 9 | 74 | A | 7 | 1004 | E | 9 | 280 | E | 9 | 4.3 | E | 9 | -9900 | ? | 0 | 77777 | E | 9 | 0.7 | E | 8 | 0.079 | F | 8 | 0.16 | F | 8 | -9900 | -9900 | ? | 0
2001-02-24 | 16:00 | 527 | 1396 | 311 | 2 | 8 | 442 | 2 | 15 | 143 | 2 | 8 | 32200 | 2 | 8 | 41700 | 2 | 15 | 16300 | 2 | 8 | 2810 | 2 | 19 | 0 | E | 9 | 0 | E | 9 | 6.9 | E | 9 | 3.1 | E | 9 | 77 | A | 7 | 1004 | E | 9 | 320 | E | 9 | 3.9 | E | 9 | -9900 | ? | 0 | 77777 | E | 9 | 0.8 | E | 8 | 0.079 | F | 8 | 0.16 | F | 8 | -9900 | -9900 | ? | 0
2001-02-24 | 17:00 | 323 | 1396 | 202 | 2 | 8 | 428 | 2 | 15 | 102 | 2 | 8 | 20300 | 2 | 8 | 34000 | 2 | 15 | 12400 | 2 | 8 | 1950 | 2 | 19 | 7 | E | 9 | 7 | E | 9 | 6.1 | E | 9 | 3.2 | E | 9 | 82 | A | 7 | 1004 | E | 9 | 340 | E | 9 | 3.4 | E | 9 | -9900 | ? | 0 | 6430 | E | 9 | 0.8 | E | 8 | 0.079 | F | 8 | 0.16 | F | 8 | -9900 | -9900 | ? | 0
2001-02-24 | 18:00 | 91 | 1245 | 25 | 2 | 8 | 192 | 2 | 15 | 13 | 2 | 8 | 3000 | 2 | 8 | 10000 | 2 | 15 | 2200 | 2 | 8 | 250 | 2 | 19 | 0 | E | 9 | 0 | E | 9 | 6.3 | E | 9 | 3.3 | E | 9 | 81 | A | 7 | 1004 | E | 9 | 320 | E | 9 | 2.3 | E | 9 | -9900 | ? | 0 | 77777 | E | 9 | 0.9 | E | 8 | 0.079 | F | 8 | 0.16 | F | 8 | -9900 | -9900 | ? | 0
2001-02-24 | 19:00 | 0 | 0 | 0 | 2 | 0 | 0 | 2 | 0 | 0 | 2 | 0 | 0 | 2 | 0 | 0 | 2 | 0 | 0 | 2 | 0 | 0 | 2 | 0 | 1 | E | 9 | 1 | E | 9 | 6.1 | E | 9 | 2.9 | E | 9 | 80 | A | 7 | 1004 | E | 9 | 310 | E | 9 | 1.1 | E | 9 | -9900 | ? | 0 | 77777 | E | 9 | 0.9 | E | 8 | 0.079 | F | 8 | 0.16 | F | 8 | -9900 | -9900 | ? | 0
2001-02-24 | 20:00 | 0 | 0 | 0 | 2 | 0 | 0 | 2 | 0 | 0 | 2 | 0 | 0 | 2 | 0 | 0 | 2 | 0 | 0 | 2 | 0 | 0 | 2 | 0 | 2 | E | 9 | 1 | E | 9 | 5.7 | E | 9 | 2.4 | E | 9 | 79 | A | 7 | 1004 | E | 9 | 0 | E | 9 | 0 | E | 9 | -9900 | ? | 0 | 77777 | E | 9 | 1 | E | 8 | 0.079 | F | 8 | 0.16 | F | 8 | -9900 | -9900 | ? | 0
2001-02-24 | 21:00 | 0 | 0 | 0 | 2 | 0 | 0 | 2 | 0 | 0 | 2 | 0 | 0 | 2 | 0 | 0 | 2 | 0 | 0 | 2 | 0 | 0 | 2 | 0 | 6 | E | 9 | 6 | E | 9 | 6 | A | 7 | 2 | A | 7 | 75 | A | 7 | 1004 | E | 9 | 280 | A | 7 | 1.5 | A | 7 | 16100 | A | 7 | 77777 | A | 7 | 1.1 | E | 8 | 0.079 | F | 8 | 0.16 | F | 8 | -9900 | -9900 | ? | 0
2001-02-24 | 22:00 | 0 | 0 | 0 | 2 | 0 | 0 | 2 | 0 | 0 | 2 | 0 | 0 | 2 | 0 | 0 | 2 | 0 | 0 | 2 | 0 | 0 | 2 | 0 | 6 | E | 9 | 5 | E | 9 | 5.2 | E | 9 | 1.3 | E | 9 | 76 | A | 7 | 1004 | E | 9 | 270 | E | 9 | 3.6 | E | 9 | -9900 | ? | 0 | 77777 | E | 9 | 1.1 | E | 8 | 0.079 | F | 8 | 0.16 | F | 8 | -9900 | -9900 | ? | 0
2001-02-24 | 23:00 | 0 | 0 | 0 | 2 | 0 | 0 | 2 | 0 | 0 | 2 | 0 | 0 | 2 | 0 | 0 | 2 | 0 | 0 | 2 | 0 | 0 | 2 | 0 | 5 | E | 9 | 4 | E | 9 | 3.9 | E | 9 | 0.1 | E | 9 | 76 | A | 7 | 1004 | E | 9 | 300 | E | 9 | 4.2 | E | 9 | -9900 | ? | 0 | 77777 | E | 9 | 1.1 | E | 8 | 0.079 | F | 8 | 0.16 | F | 8 | -9900 | -9900 | ? | 0
2001-02-24 | 24:00 | 0 | 0 | 0 | 2 | 0 | 0 | 2 | 0 | 0 | 2 | 0 | 0 | 2 | 0 | 0 | 2 | 0 | 0 | 2 | 0 | 0 | 2 | 0 | 10 | E | 9 | 10 | E | 9 | 3.7 | E | 9 | -0.6 | E | 9 | 73 | A | 7 | 1004 | E | 9 | 260 | E | 9 | 4.3 | E | 9 | -9900 | ? | 0 | 3903 | E | 9 | 1 | E | 8 | 0.079 | F | 8 | 0.16 | F | 8 | -9900 | -9900 | ? | 0
2001-02-25 | 1:00 | 0 | 0 | 0 | 2 | 0 | 0 | 2 | 0 | 0 | 2 | 0 | 0 | 2 | 0 | 0 | 2 | 0 | 0 | 2 | 0 | 0 | 2 | 0 | 10 | E | 9 | 10 | E | 9 | 3.4 | E | 9 | -0.7 | E | 9 | 74 | A | 7 | 1004 | E | 9 | 240 | E | 9 | 3.8 | E | 9 | -9900 | ? | 0 | 4974 | E | 9 | 1 | E | 8 | 0.079 | F | 8 | 0.16 | F | 8 | -9900 | -9900 | ? | 0
2001-02-25 | 2:00 | 0 | 0 | 0 | 2 | 0 | 0 | 2 | 0 | 0 | 2 | 0 | 0 | 2 | 0 | 0 | 2 | 0 | 0 | 2 | 0 | 0 | 2 | 0 | 10 | E | 9 | 10 | E | 9 | 3.8 | E | 9 | -1.4 | E | 9 | 68 | A | 7 | 1004 | E | 9 | 210 | E | 9 | 4.9 | E | 9 | -9900 | ? | 0 | 6045 | E | 9 | 0.9 | E | 8 | 0.079 | F | 8 | 0.16 | F | 8 | -9900 | -9900 | ? | 0
2001-02-25 | 3:00 | 0 | 0 | 0 | 2 | 0 | 0 | 2 | 0 | 0 | 2 | 0 | 0 | 2 | 0 | 0 | 2 | 0 | 0 | 2 | 0 | 0 | 2 | 0 | 10 | E | 9 | 10 | E | 9 | 4.1 | E | 9 | -1.5 | E | 9 | 66 | A | 7 | 1004 | E | 9 | 130 | E | 9 | 2 | E | 9 | -9900 | ? | 0 | 7176 | E | 9 | 0.9 | E | 8 | 0.079 | F | 8 | 0.16 | F | 8 | -9900 | -9900 | ? | 0
2001-02-25 | 4:00 | 0 | 0 | 0 | 2 | 0 | 0 | 2 | 0 | 0 | 2 | 0 | 0 | 2 | 0 | 0 | 2 | 0 | 0 | 2 | 0 | 0 | 2 | 0 | 10 | E | 9 | 10 | E | 9 | 4.4 | E | 9 | -1.1 | E | 9 | 67 | A | 7 | 1004 | E | 9 | 110 | E | 9 | 2.1 | E | 9 | -9900 | ? | 0 | 8307 | E | 9 | 0.9 | E | 8 | 0.079 | F | 8 | 0.16 | F | 8 | -9900 | -9900 | ? | 0
2001-02-25 | 5:00 | 0 | 0 | 0 | 2 | 0 | 0 | 2 | 0 | 0 | 2 | 0 | 0 | 2 | 0 | 0 | 2 | 0 | 0 | 2 | 0 | 0 | 2 | 0 | 10 | E | 9 | 9 | E | 9 | 7.6 | E | 9 | 0.5 | E | 9 | 61 | A | 7 | 1004 | E | 9 | 260 | E | 9 | 6.8 | E | 9 | -9900 | ? | 0 | 9438 | E | 9 | 0.8 | E | 8 | 0.079 | F | 8 | 0.16 | F | 8 | -9900 | -9900 | ? | 0
2001-02-25 | 6:00 | 0 | 0 | 0 | 2 | 0 | 0 | 2 | 0 | 0 | 2 | 0 | 0 | 2 | 0 | 0 | 2 | 0 | 0 | 2 | 0 | 0 | 2 | 0 | 9 | E | 9 | 8 | E | 9 | 8.4 | E | 9 | 0.4 | E | 9 | 57 | A | 7 | 1004 | E | 9 | 240 | E | 9 | 8.4 | E | 9 | -9900 | ? | 0 | 10569 | E | 9 | 0.8 | E | 8 | 0.079 | F | 8 | 0.16 | F | 8 | -9900 | -9900 | ? | 0
2001-02-25 | 7:00 | 0 | 35 | 0 | 2 | 8 | 0 | 2 | 15 | 0 | 2 | 8 | 0 | 2 | 8 | 0 | 2 | 15 | 0 | 2 | 8 | 0 | 2 | 19 | 8 | E | 9 | 7 | E | 9 | 8.2 | E | 9 | 0.3 | E | 9 | 57 | A | 7 | 1004 | E | 9 | 190 | E | 9 | 5.9 | E | 9 | -9900 | ? | 0 | 11761 | E | 9 | 0.7 | E | 8 | 0.079 | F | 8 | 0.16 | F | 8 | -9900 | -9900 | ? | 0
2001-02-25 | 8:00 | 123 | 1396 | 44 | 2 | 8 | 297 | 2 | 15 | 17 | 2 | 8 | 4400 | 2 | 8 | 17800 | 2 | 15 | 2900 | 2 | 8 | 350 | 2 | 19 | 7 | E | 9 | 7 | E | 9 | 9 | E | 9 | 0.2 | E | 9 | 54 | A | 7 | 1004 | E | 9 | 140 | E | 9 | 5.4 | E | 9 | -9900 | ? | 0 | 12892 | E | 9 | 0.7 | E | 8 | 0.079 | F | 8 | 0.16 | F | 8 | -9900 | -9900 | ? | 0
2001-02-25 | 9:00 | 355 | 1396 | 207 | 2 | 8 | 627 | 2 | 15 | 47 | 2 | 8 | 21300 | 2 | 8 | 53600 | 2 | 15 | 7600 | 2 | 8 | 920 | 2 | 19 | 6 | E | 9 | 6 | E | 9 | 9.4 | E | 9 | -0.4 | E | 9 | 50 | A | 7 | 1004 | E | 9 | 170 | E | 9 | 5 | E | 9 | -9900 | ? | 0 | 14023 | E | 9 | 0.7 | E | 8 | 0.079 | F | 8 | 0.16 | F | 8 | -9900 | -9900 | ? | 0
2001-02-25 | 10:00 | 555 | 1396 | 369 | 2 | 8 | 756 | 2 | 15 | 67 | 2 | 8 | 38600 | 2 | 8 | 71800 | 2 | 15 | 9900 | 2 | 8 | 1390 | 2 | 19 | 5 | E | 9 | 5 | E | 9 | 10.3 | E | 9 | 0 | E | 9 | 49 | A | 7 | 1004 | E | 9 | 160 | E | 9 | 4.6 | E | 9 | -9900 | ? | 0 | 15214 | E | 9 | 0.6 | E | 8 | 0.079 | F | 8 | 0.16 | F | 8 | -9900 | -9900 | ? | 0
2001-02-25 | 11:00 | 708 | 1396 | 501 | 2 | 8 | 828 | 2 | 15 | 80 | 2 | 8 | 53000 | 2 | 8 | 81600 | 2 | 15 | 11500 | 2 | 8 | 1780 | 2 | 19 | 4 | E | 9 | 4 | E | 9 | 12.3 | E | 9 | 0.5 | E | 9 | 44 | A | 7 | 1004 | E | 9 | 120 | E | 9 | 7.3 | E | 9 | -9900 | ? | 0 | 16345 | E | 9 | 0.6 | E | 8 | 0.079 | F | 8 | 0.16 | F | 8 | -9900 | -9900 | ? | 0
2001-02-25 | 12:00 | 802 | 1396 | 585 | 2 | 8 | 863 | 2 | 15 | 87 | 2 | 8 | 62300 | 2 | 8 | 86200 | 2 | 15 | 12600 | 2 | 8 | 2070 | 2 | 19 | 4 | E | 9 | 3 | E | 9 | 13.2 | E | 9 | 0.8 | E | 9 | 43 | A | 7 | 1004 | E | 9 | 90 | E | 9 | 6.9 | E | 9 | -9900 | ? | 0 | 17536 | E | 9 | 0.6 | E | 8 | 0.079 | F | 8 | 0.16 | F | 8 | -9900 | -9900 | ? | 0
2001-02-25 | 13:00 | 831 | 1396 | 597 | 2 | 8 | 801 | 2 | 15 | 119 | 2 | 8 | 61900 | 2 | 8 | 79300 | 2 | 15 | 14500 | 2 | 8 | 2600 | 2 | 19 | 3 | E | 9 | 3 | E | 9 | 14.1 | E | 9 | 0.7 | E | 9 | 40 | A | 7 | 1004 | E | 9 | 100 | E | 9 | 5.3 | E | 9 | -9900 | ? | 0 | 18667 | E | 9 | 0.6 | E | 8 | 0.079 | F | 8 | 0.16 | F | 8 | -9900 | -9900 | ? | 0
2001-02-25 | 14:00 | 794 | 1396 | 554 | 2 | 8 | 750 | 2 | 15 | 126 | 2 | 8 | 58600 | 2 | 8 | 75300 | 2 | 15 | 15600 | 2 | 8 | 2900 | 2 | 19 | 2 | E | 9 | 2 | E | 9 | 13.8 | E | 9 | 0.6 | E | 9 | 40 | A | 7 | 1004 | E | 9 | 220 | E | 9 | 2.9 | E | 9 | -9900 | ? | 0 | 19798 | E | 9 | 0.6 | E | 8 | 0.079 | F | 8 | 0.16 | F | 8 | -9900 | -9900 | ? | 0
2001-02-25 | 15:00 | 692 | 1396 | 493 | 2 | 8 | 783 | 2 | 15 | 103 | 2 | 8 | 52100 | 2 | 8 | 77500 | 2 | 15 | 13500 | 2 | 8 | 2220 | 2 | 19 | 1 | E | 9 | 1 | E | 9 | 13.7 | E | 9 | 1.1 | E | 9 | 42 | A | 7 | 1004 | E | 9 | 70 | E | 9 | 5 | E | 9 | -9900 | ? | 0 | 20869 | E | 9 | 0.5 | E | 8 | 0.079 | F | 8 | 0.16 | F | 8 | -9900 | -9900 | ? | 0
2001-02-25 | 16:00 | 534 | 1396 | 365 | 2 | 8 | 714 | 2 | 15 | 91 | 2 | 8 | 38000 | 2 | 8 | 67100 | 2 | 15 | 12200 | 2 | 8 | 1770 | 2 | 19 | 0 | E | 9 | 0 | E | 9 | 14 | A | 7 | 1 | A | 7 | 41 | A | 7 | 1004 | E | 9 | 60 | A | 7 | 4.6 | A | 7 | 16100 | A | 7 | 77777 | A | 7 | 0.5 | E | 8 | 0.079 | F | 8 | 0.16 | F | 8 | -9900 | -9900 | ? | 0
2001-02-25 | 17:00 | 329 | 1396 | 222 | 2 | 8 | 539 | 2 | 15 | 94 | 2 | 8 | 22600 | 2 | 8 | 43300 | 2 | 15 | 12400 | 2 | 8 | 1770 | 2 | 19 | 0 | E | 9 | 0 | E | 9 | 14.3 | E | 9 | 1 | E | 9 | 40 | A | 7 | 1004 | E | 9 | 90 | E | 9 | 3 | E | 9 | -9900 | ? | 0 | 77777 | E | 9 | 0.5 | E | 8 | 0.079 | F | 8 | 0.16 | F | 8 | -9900 | -9900 | ? | 0
2001-02-25 | 18:00 | 96 | 1268 | 29 | 2 | 8 | 249 | 2 | 15 | 13 | 2 | 8 | 3500 | 2 | 8 | 14600 | 2 | 15 | 2300 | 2 | 8 | 290 | 2 | 19 | 0 | E | 9 | 0 | E | 9 | 13.5 | E | 9 | 1 | E | 9 | 42 | A | 7 | 1004 | E | 9 | 80 | E | 9 | 2.8 | E | 9 | -9900 | ? | 0 | 77777 | E | 9 | 0.5 | E | 8 | 0.079 | F | 8 | 0.16 | F | 8 | -9900 | -9900 | ? | 0
2001-02-25 | 19:00 | 0 | 0 | 0 | 2 | 0 | 0 | 2 | 0 | 0 | 2 | 0 | 0 | 2 | 0 | 0 | 2 | 0 | 0 | 2 | 0 | 0 | 2 | 0 | 0 | E | 9 | 0 | E | 9 | 12.7 | E | 9 | 0.9 | E | 9 | 44 | A | 7 | 1004 | E | 9 | 80 | E | 9 | 2.7 | E | 9 | -9900 | ? | 0 | 77777 | E | 9 | 0.5 | E | 8 | 0.079 | F | 8 | 0.16 | F | 8 | -9900 | -9900 | ? | 0
2001-02-25 | 20:00 | 0 | 0 | 0 | 2 | 0 | 0 | 2 | 0 | 0 | 2 | 0 | 0 | 2 | 0 | 0 | 2 | 0 | 0 | 2 | 0 | 0 | 2 | 0 | 0 | E | 9 | 0 | E | 9 | 12.4 | E | 9 | 0.9 | E | 9 | 45 | A | 7 | 1004 | E | 9 | 70 | E | 9 | 2.6 | E | 9 | -9900 | ? | 0 | 77777 | E | 9 | 0.5 | E | 8 | 0.079 | F | 8 | 0.16 | F | 8 | -9900 | -9900 | ? | 0
2001-02-25 | 21:00 | 0 | 0 | 0 | 2 | 0 | 0 | 2 | 0 | 0 | 2 | 0 | 0 | 2 | 0 | 0 | 2 | 0 | 0 | 2 | 0 | 0 | 2 | 0 | 0 | E | 9 | 0 | E | 9 | 11.7 | E | 9 | 0.9 | E | 9 | 47 | A | 7 | 1004 | E | 9 | 100 | E | 9 | 2.4 | E | 9 | -9900 | ? | 0 | 77777 | E | 9 | 0.5 | E | 8 | 0.079 | F | 8 | 0.16 | F | 8 | -9900 | -9900 | ? | 0
2001-02-25 | 22:00 | 0 | 0 | 0 | 2 | 0 | 0 | 2 | 0 | 0 | 2 | 0 | 0 | 2 | 0 | 0 | 2 | 0 | 0 | 2 | 0 | 0 | 2 | 0 | 0 | E | 9 | 0 | E | 9 | 11.5 | E | 9 | 0.9 | E | 9 | 48 | A | 7 | 1004 | E | 9 | 40 | E | 9 | 2 | E | 9 | -9900 | ? | 0 | 77777 | E | 9 | 0.4 | E | 8 | 0.079 | F | 8 | 0.16 | F | 8 | -9900 | -9900 | ? | 0
2001-02-25 | 23:00 | 0 | 0 | 0 | 2 | 0 | 0 | 2 | 0 | 0 | 2 | 0 | 0 | 2 | 0 | 0 | 2 | 0 | 0 | 2 | 0 | 0 | 2 | 0 | 0 | E | 9 | 0 | E | 9 | 11.2 | E | 9 | 0.8 | E | 9 | 49 | A | 7 | 1004 | E | 9 | 350 | E | 9 | 1.5 | E | 9 | -9900 | ? | 0 | 77777 | E | 9 | 0.5 | E | 8 | 0.079 | F | 8 | 0.16 | F | 8 | -9900 | -9900 | ? | 0
2001-02-25 | 24:00 | 0 | 0 | 0 | 2 | 0 | 0 | 2 | 0 | 0 | 2 | 0 | 0 | 2 | 0 | 0 | 2 | 0 | 0 | 2 | 0 | 0 | 2 | 0 | 0 | E | 9 | 0 | E | 9 | 11 | E | 9 | 0.2 | E | 9 | 47 | A | 7 | 1004 | E | 9 | 330 | E | 9 | 1.4 | E | 9 | -9900 | ? | 0 | 77777 | E | 9 | 0.5 | E | 8 | 0.079 | F | 8 | 0.16 | F | 8 | -9900 | -9900 | ? | 0
2001-02-26 | 1:00 | 0 | 0 | 0 | 2 | 0 | 0 | 2 | 0 | 0 | 2 | 0 | 0 | 2 | 0 | 0 | 2 | 0 | 0 | 2 | 0 | 0 | 2 | 0 | 0 | E | 9 | 0 | E | 9 | 10.7 | E | 9 | 0.8 | E | 9 | 50 | A | 7 | 1004 | E | 9 | 320 | E | 9 | 1.3 | E | 9 | -9900 | ? | 0 | 77777 | E | 9 | 0.5 | E | 8 | 0.08 | F | 8 | 0.16 | F | 8 | -9900 | -9900 | ? | 0
2001-02-26 | 2:00 | 0 | 0 | 0 | 2 | 0 | 0 | 2 | 0 | 0 | 2 | 0 | 0 | 2 | 0 | 0 | 2 | 0 | 0 | 2 | 0 | 0 | 2 | 0 | 0 | E | 9 | 0 | E | 9 | 9.9 | E | 9 | 0.8 | E | 9 | 53 | A | 7 | 1004 | E | 9 | 300 | E | 9 | 1.1 | E | 9 | -9900 | ? | 0 | 77777 | E | 9 | 0.5 | E | 8 | 0.08 | F | 8 | 0.16 | F | 8 | -9900 | -9900 | ? | 0
2001-02-26 | 3:00 | 0 | 0 | 0 | 2 | 0 | 0 | 2 | 0 | 0 | 2 | 0 | 0 | 2 | 0 | 0 | 2 | 0 | 0 | 2 | 0 | 0 | 2 | 0 | 2 | E | 9 | 2 | E | 9 | 9.6 | E | 9 | 0.8 | E | 9 | 54 | A | 7 | 1004 | E | 9 | 250 | E | 9 | 0.5 | E | 9 | -9900 | ? | 0 | 17588 | E | 9 | 0.6 | E | 8 | 0.08 | F | 8 | 0.16 | F | 8 | -9900 | -9900 | ? | 0
2001-02-26 | 4:00 | 0 | 0 | 0 | 2 | 0 | 0 | 2 | 0 | 0 | 2 | 0 | 0 | 2 | 0 | 0 | 2 | 0 | 0 | 2 | 0 | 0 | 2 | 0 | 3 | E | 9 | 2 | E | 9 | 9.4 | E | 9 | 0.1 | E | 9 | 52 | A | 7 | 1004 | E | 9 | 0 | E | 9 | 0 | E | 9 | -9900 | ? | 0 | 14729 | E | 9 | 0.6 | E | 8 | 0.08 | F | 8 | 0.16 | F | 8 | -9900 | -9900 | ? | 0
2001-02-26 | 5:00 | 0 | 0 | 0 | 2 | 0 | 0 | 2 | 0 | 0 | 2 | 0 | 0 | 2 | 0 | 0 | 2 | 0 | 0 | 2 | 0 | 0 | 2 | 0 | 3 | E | 9 | 3 | E | 9 | 9.2 | E | 9 | -0.4 | E | 9 | 51 | A | 7 | 1004 | E | 9 | 0 | E | 9 | 0 | E | 9 | -9900 | ? | 0 | 12196 | E | 9 | 0.6 | E | 8 | 0.08 | F | 8 | 0.16 | F | 8 | -9900 | -9900 | ? | 0
2001-02-26 | 6:00 | 0 | 0 | 0 | 2 | 0 | 0 | 2 | 0 | 0 | 2 | 0 | 0 | 2 | 0 | 0 | 2 | 0 | 0 | 2 | 0 | 0 | 2 | 0 | 1 | E | 9 | 1 | E | 9 | 8.9 | E | 9 | 0.1 | E | 9 | 54 | A | 7 | 1004 | E | 9 | 0 | E | 9 | 0 | E | 9 | -9900 | ? | 0 | 17566 | E | 9 | 0.6 | E | 8 | 0.08 | F | 8 | 0.16 | F | 8 | -9900 | -9900 | ? | 0
2001-02-26 | 7:00 | 0 | 81 | 0 | 2 | 8 | 0 | 2 | 15 | 0 | 2 | 8 | 0 | 2 | 8 | 0 | 2 | 15 | 0 | 2 | 8 | 0 | 2 | 19 | 2 | E | 9 | 2 | E | 9 | 8.1 | E | 9 | -0.4 | E | 9 | 55 | A | 7 | 1004 | E | 9 | 0 | E | 9 | 0 | E | 9 | -9900 | ? | 0 | 14318 | E | 9 | 0.7 | E | 8 | 0.08 | F | 8 | 0.16 | F | 8 | -9900 | -9900 | ? | 0
2001-02-26 | 8:00 | 130 | 1395 | 48 | 2 | 8 | 319 | 2 | 15 | 18 | 2 | 8 | 4900 | 2 | 8 | 19500 | 2 | 15 | 3100 | 2 | 8 | 370 | 2 | 19 | 3 | E | 9 | 3 | E | 9 | 8.4 | E | 9 | 0 | E | 9 | 55 | A | 7 | 1004 | E | 9 | 0 | E | 9 | 0 | E | 9 | -9900 | ? | 0 | 11159 | E | 9 | 0.7 | E | 8 | 0.08 | F | 8 | 0.16 | F | 8 | -9900 | -9900 | ? | 0
2001-02-26 | 9:00 | 362 | 1395 | 212 | 2 | 8 | 634 | 2 | 15 | 47 | 2 | 8 | 21900 | 2 | 8 | 54600 | 2 | 15 | 7700 | 2 | 8 | 930 | 2 | 19 | 4 | E | 9 | 4 | E | 9 | 8.8 | E | 9 | 0.6 | E | 9 | 56 | A | 7 | 1004 | E | 9 | 0 | E | 9 | 0 | E | 9 | -9900 | ? | 0 | 10723 | E | 9 | 0.7 | E | 8 | 0.08 | F | 8 | 0.16 | F | 8 | -9900 | -9900 | ? | 0
2001-02-26 | 10:00 | 563 | 1395 | 375 | 2 | 8 | 756 | 2 | 15 | 68 | 2 | 8 | 39100 | 2 | 8 | 72000 | 2 | 15 | 10000 | 2 | 8 | 1410 | 2 | 19 | 3 | E | 9 | 3 | E | 9 | 9.1 | E | 9 | 0 | E | 9 | 53 | A | 7 | 1004 | E | 9 | 0 | E | 9 | 0 | E | 9 | -9900 | ? | 0 | 10258 | E | 9 | 0.7 | E | 8 | 0.08 | F | 8 | 0.16 | F | 8 | -9900 | -9900 | ? | 0
2001-02-26 | 11:00 | 715 | 1395 | 507 | 2 | 8 | 828 | 2 | 15 | 81 | 2 | 8 | 53600 | 2 | 8 | 81700 | 2 | 15 | 11600 | 2 | 8 | 1810 | 2 | 19 | 0 | E | 9 | 0 | E | 9 | 10.5 | E | 9 | 0.6 | E | 9 | 50 | A | 7 | 1004 | E | 9 | 340 | E | 9 | 0.5 | E | 9 | -9900 | ? | 0 | 77777 | E | 9 | 0.7 | E | 8 | 0.08 | F | 8 | 0.16 | F | 8 | -9900 | -9900 | ? | 0
2001-02-26 | 12:00 | 809 | 1395 | 585 | 2 | 8 | 846 | 2 | 15 | 93 | 2 | 8 | 62000 | 2 | 8 | 84400 | 2 | 15 | 12900 | 2 | 8 | 2180 | 2 | 19 | 0 | E | 9 | 0 | E | 9 | 10.3 | E | 9 | 0.6 | E | 9 | 51 | A | 7 | 1004 | E | 9 | 330 | E | 9 | 1.4 | E | 9 | -9900 | ? | 0 | 77777 | E | 9 | 0.7 | E | 8 | 0.08 | F | 8 | 0.16 | F | 8 | -9900 | -9900 | ? | 0
2001-02-26 | 13:00 | 838 | 1395 | 610 | 2 | 8 | 849 | 2 | 15 | 98 | 2 | 8 | 64600 | 2 | 8 | 84900 | 2 | 15 | 13400 | 2 | 8 | 2330 | 2 | 19 | 0 | E | 9 | 0 | E | 9 | 11.1 | E | 9 | -1.2 | E | 9 | 42 | A | 7 | 1004 | E | 9 | 330 | E | 9 | 2.2 | E | 9 | -9900 | ? | 0 | 77777 | E | 9 | 0.7 | E | 8 | 0.08 | F | 8 | 0.16 | F | 8 | -9900 | -9900 | ? | 0
2001-02-26 | 14:00 | 801 | 1395 | 580 | 2 | 8 | 835 | 2 | 15 | 99 | 2 | 8 | 60900 | 2 | 8 | 83000 | 2 | 15 | 13100 | 2 | 8 | 2250 | 2 | 19 | 0 | E | 9 | 0 | E | 9 | 10.9 | E | 9 | -1.7 | E | 9 | 41 | A | 7 | 1004 | E | 9 | 320 | E | 9 | 3.1 | E | 9 | -9900 | ? | 0 | 77777 | E | 9 | 0.7 | E | 8 | 0.08 | F | 8 | 0.16 | F | 8 | -9900 | -9900 | ? | 0
2001-02-26 | 15:00 | 699 | 1395 | 499 | 2 | 8 | 807 | 2 | 15 | 93 | 2 | 8 | 51800 | 2 | 8 | 78900 | 2 | 15 | 12200 | 2 | 8 | 1930 | 2 | 19 | 0 | E | 9 | 0 | E | 9 | 10.6 | E | 9 | -1.7 | E | 9 | 42 | A | 7 | 1004 | E | 9 | 330 | E | 9 | 2.5 | E | 9 | -9900 | ? | 0 | 77777 | E | 9 | 0.6 | E | 8 | 0.08 | F | 8 | 0.16 | F | 8 | -9900 | -9900 | ? | 0
2001-02-26 | 16:00 | 540 | 1395 | 372 | 2 | 8 | 726 | 2 | 15 | 90 | 2 | 8 | 38800 | 2 | 8 | 68500 | 2 | 15 | 12200 | 2 | 8 | 1770 | 2 | 19 | 0 | E | 9 | 0 | E | 9 | 9.8 | E | 9 | -2.3 | E | 9 | 42 | A | 7 | 1004 | E | 9 | 330 | E | 9 | 1.8 | E | 9 | -9900 | ? | 0 | 77777 | E | 9 | 0.6 | E | 8 | 0.08 | F | 8 | 0.16 | F | 8 | -9900 | -9900 | ? | 0
2001-02-26 | 17:00 | 335 | 1395 | 230 | 2 | 8 | 565 | 2 | 15 | 94 | 2 | 8 | 23500 | 2 | 8 | 45800 | 2 | 15 | 12500 | 2 | 8 | 1770 | 2 | 19 | 4 | E | 9 | 4 | E | 9 | 8.5 | E | 9 | -2.9 | E | 9 | 43 | A | 7 | 1004 | E | 9 | 340 | E | 9 | 0.7 | E | 9 | -9900 | ? | 0 | 8259 | E | 9 | 0.6 | E | 8 | 0.08 | F | 8 | 0.16 | F | 8 | -9900 | -9900 | ? | 0
2001-02-26 | 18:00 | 101 | 1290 | 33 | 2 | 8 | 270 | 2 | 15 | 13 | 2 | 8 | 3700 | 2 | 8 | 16000 | 2 | 15 | 2400 | 2 | 8 | 290 | 2 | 19 | 0 | E | 9 | 0 | E | 9 | 7.7 | E | 9 | -2.4 | E | 9 | 48 | A | 7 | 1004 | E | 9 | 340 | E | 9 | 0.5 | E | 9 | -9900 | ? | 0 | 77777 | E | 9 | 0.6 | E | 8 | 0.08 | F | 8 | 0.16 | F | 8 | -9900 | -9900 | ? | 0
2001-02-26 | 19:00 | 0 | 0 | 0 | 2 | 0 | 0 | 2 | 0 | 0 | 2 | 0 | 0 | 2 | 0 | 0 | 2 | 0 | 0 | 2 | 0 | 0 | 2 | 0 | 0 | E | 9 | 0 | E | 9 | 6.9 | E | 9 | -2.4 | E | 9 | 50 | A | 7 | 1004 | E | 9 | 330 | E | 9 | 0.4 | E | 9 | -9900 | ? | 0 | 21665 | E | 9 | 0.6 | E | 8 | 0.08 | F | 8 | 0.16 | F | 8 | -9900 | -9900 | ? | 0
2001-02-26 | 20:00 | 0 | 0 | 0 | 2 | 0 | 0 | 2 | 0 | 0 | 2 | 0 | 0 | 2 | 0 | 0 | 2 | 0 | 0 | 2 | 0 | 0 | 2 | 0 | 2 | E | 9 | 2 | E | 9 | 5.5 | E | 9 | -1.8 | E | 9 | 58 | A | 7 | 1004 | E | 9 | 350 | E | 9 | 0.3 | E | 9 | -9900 | ? | 0 | 14795 | E | 9 | 0.6 | E | 8 | 0.08 | F | 8 | 0.16 | F | 8 | -9900 | -9900 | ? | 0
2001-02-26 | 21:00 | 0 | 0 | 0 | 2 | 0 | 0 | 2 | 0 | 0 | 2 | 0 | 0 | 2 | 0 | 0 | 2 | 0 | 0 | 2 | 0 | 0 | 2 | 0 | 5 | E | 9 | 5 | E | 9 | 4.7 | E | 9 | -1.8 | E | 9 | 62 | A | 7 | 1004 | E | 9 | 340 | E | 9 | 0.6 | E | 9 | -9900 | ? | 0 | 7927 | E | 9 | 0.5 | E | 8 | 0.08 | F | 8 | 0.16 | F | 8 | -9900 | -9900 | ? | 0
2001-02-26 | 22:00 | 0 | 0 | 0 | 2 | 0 | 0 | 2 | 0 | 0 | 2 | 0 | 0 | 2 | 0 | 0 | 2 | 0 | 0 | 2 | 0 | 0 | 2 | 0 | 0 | E | 9 | 0 | E | 9 | 4.5 | E | 9 | -1.9 | E | 9 | 62 | A | 7 | 1004 | E | 9 | 330 | E | 9 | 1 | E | 9 | -9900 | ? | 0 | 77777 | E | 9 | 0.5 | E | 8 | 0.08 | F | 8 | 0.16 | F | 8 | -9900 | -9900 | ? | 0
2001-02-26 | 23:00 | 0 | 0 | 0 | 2 | 0 | 0 | 2 | 0 | 0 | 2 | 0 | 0 | 2 | 0 | 0 | 2 | 0 | 0 | 2 | 0 | 0 | 2 | 0 | 0 | E | 9 | 0 | E | 9 | 3.7 | E | 9 | -2.5 | E | 9 | 62 | A | 7 | 1004 | E | 9 | 320 | E | 9 | 1.4 | E | 9 | -9900 | ? | 0 | 77777 | E | 9 | 0.5 | E | 8 | 0.08 | F | 8 | 0.16 | F | 8 | -9900 | -9900 | ? | 0
2001-02-26 | 24:00 | 0 | 0 | 0 | 2 | 0 | 0 | 2 | 0 | 0 | 2 | 0 | 0 | 2 | 0 | 0 | 2 | 0 | 0 | 2 | 0 | 0 | 2 | 0 | 5 | E | 9 | 5 | E | 9 | 3.5 | E | 9 | -2.5 | E | 9 | 63 | A | 7 | 1004 | E | 9 | 340 | E | 9 | 1.7 | E | 9 | -9900 | ? | 0 | 6620 | E | 9 | 0.5 | E | 8 | 0.08 | F | 8 | 0.16 | F | 8 | -9900 | -9900 | ? | 0
2001-02-27 | 1:00 | 0 | 0 | 0 | 2 | 0 | 0 | 2 | 0 | 0 | 2 | 0 | 0 | 2 | 0 | 0 | 2 | 0 | 0 | 2 | 0 | 0 | 2 | 0 | 0 | E | 9 | 0 | E | 9 | 3.2 | E | 9 | -1.9 | E | 9 | 68 | A | 7 | 1004 | E | 9 | 340 | E | 9 | 2.1 | E | 9 | -9900 | ? | 0 | 77777 | E | 9 | 0.5 | E | 8 | 0.081 | F | 8 | 0.16 | F | 8 | -9900 | -9900 | ? | 0
2001-02-27 | 2:00 | 0 | 0 | 0 | 2 | 0 | 0 | 2 | 0 | 0 | 2 | 0 | 0 | 2 | 0 | 0 | 2 | 0 | 0 | 2 | 0 | 0 | 2 | 0 | 0 | E | 9 | 0 | E | 9 | 3 | E | 9 | -1.9 | E | 9 | 69 | A | 7 | 1004 | E | 9 | 340 | E | 9 | 2.6 | E | 9 | -9900 | ? | 0 | 77777 | E | 9 | 0.5 | E | 8 | 0.081 | F | 8 | 0.16 | F | 8 | -9900 | -9900 | ? | 0
2001-02-27 | 3:00 | 0 | 0 | 0 | 2 | 0 | 0 | 2 | 0 | 0 | 2 | 0 | 0 | 2 | 0 | 0 | 2 | 0 | 0 | 2 | 0 | 0 | 2 | 0 | 7 | E | 9 | 7 | E | 9 | 2.1 | E | 9 | -2 | E | 9 | 73 | A | 7 | 1004 | E | 9 | 340 | E | 9 | 2.2 | E | 9 | -9900 | ? | 0 | 5013 | E | 9 | 0.5 | E | 8 | 0.081 | F | 8 | 0.16 | F | 8 | -9900 | -9900 | ? | 0
2001-02-27 | 4:00 | 0 | 0 | 0 | 2 | 0 | 0 | 2 | 0 | 0 | 2 | 0 | 0 | 2 | 0 | 0 | 2 | 0 | 0 | 2 | 0 | 0 | 2 | 0 | 7 | E | 9 | 6 | E | 9 | 1.9 | E | 9 | -2 | E | 9 | 74 | A | 7 | 1004 | E | 9 | 340 | E | 9 | 2 | E | 9 | -9900 | ? | 0 | 4878 | E | 9 | 0.5 | E | 8 | 0.081 | F | 8 | 0.16 | F | 8 | -9900 | -9900 | ? | 0
2001-02-27 | 5:00 | 0 | 0 | 0 | 2 | 0 | 0 | 2 | 0 | 0 | 2 | 0 | 0 | 2 | 0 | 0 | 2 | 0 | 0 | 2 | 0 | 0 | 2 | 0 | 7 | E | 9 | 6 | E | 9 | 1.7 | E | 9 | -2 | E | 9 | 75 | A | 7 | 1004 | E | 9 | 330 | E | 9 | 1.6 | E | 9 | -9900 | ? | 0 | 4442 | E | 9 | 0.5 | E | 8 | 0.081 | F | 8 | 0.16 | F | 8 | -9900 | -9900 | ? | 0
2001-02-27 | 6:00 | 0 | 0 | 0 | 2 | 0 | 0 | 2 | 0 | 0 | 2 | 0 | 0 | 2 | 0 | 0 | 2 | 0 | 0 | 2 | 0 | 0 | 2 | 0 | 0 | E | 9 | 0 | E | 9 | 1.4 | E | 9 | -2 | E | 9 | 77 | A | 7 | 1004 | E | 9 | 340 | E | 9 | 1.2 | E | 9 | -9900 | ? | 0 | 77777 | E | 9 | 0.5 | E | 8 | 0.081 | F | 8 | 0.16 | F | 8 | -9900 | -9900 | ? | 0
2001-02-27 | 7:00 | 1 | 128 | 0 | 2 | 8 | 0 | 2 | 15 | 0 | 2 | 8 | 0 | 2 | 8 | 0 | 2 | 15 | 0 | 2 | 8 | 0 | 2 | 19 | 0 | E | 9 | 0 | E | 9 | 1.2 | E | 9 | -2.1 | E | 9 | 77 | A | 7 | 1004 | E | 9 | 350 | E | 9 | 0.9 | E | 9 | -9900 | ? | 0 | 77777 | E | 9 | 0.5 | E | 8 | 0.081 | F | 8 | 0.16 | F | 8 | -9900 | -9900 | ? | 0
2001-02-27 | 8:00 | 137 | 1394 | 52 | 2 | 8 | 338 | 2 | 15 | 19 | 2 | 8 | 5300 | 2 | 8 | 21000 | 2 | 15 | 3300 | 2 | 8 | 390 | 2 | 19 | 0 | E | 9 | 0 | E | 9 | 2 | E | 9 | -1.6 | E | 9 | 76 | A | 7 | 1004 | E | 9 | 360 | E | 9 | 0.4 | E | 9 | -9900 | ? | 0 | 77777 | E | 9 | 0.5 | E | 8 | 0.081 | F | 8 | 0.16 | F | 8 | -9900 | -9900 | ? | 0
2001-02-27 | 9:00 | 370 | 1394 | 218 | 2 | 8 | 641 | 2 | 15 | 48 | 2 | 8 | 22500 | 2 | 8 | 55500 | 2 | 15 | 7800 | 2 | 8 | 950 | 2 | 19 | 0 | E | 9 | 0 | E | 9 | 3 | A | 7 | -1 | A | 7 | 74 | A | 7 | 1004 | E | 9 | 0 | A | 7 | 0 | A | 7 | 16100 | A | 7 | 77777 | A | 7 | 0.5 | E | 8 | 0.081 | F | 8 | 0.16 | F | 8 | -9900 | -9900 | ? | 0
2001-02-27 | 10:00 | 570 | 1394 | 381 | 2 | 8 | 763 | 2 | 15 | 68 | 2 | 8 | 39900 | 2 | 8 | 72900 | 2 | 15 | 10000 | 2 | 8 | 1420 | 2 | 19 | 0 | B | 8 | 0 | B | 8 | 6.9 | B | 8 | -0.9 | B | 8 | 57 | A | 7 | 1004 | E | 9 | 30 | B | 8 | 2.1 | B | 8 | -9900 | ? | 0 | 77777 | B | 8 | 0.5 | E | 8 | 0.081 | F | 8 | 0.16 | F | 8 | -9900 | -9900 | ? | 0
2001-02-27 | 11:00 | 722 | 1394 | 503 | 2 | 8 | 793 | 2 | 15 | 90 | 2 | 8 | 52600 | 2 | 8 | 78000 | 2 | 15 | 12000 | 2 | 8 | 1950 | 2 | 19 | 0 | E | 9 | 0 | E | 9 | 11 | A | 7 | -1 | A | 7 | 43 | A | 7 | 1004 | E | 9 | 50 | A | 7 | 4.1 | A | 7 | 16100 | A | 7 | 77777 | A | 7 | 0.5 | E | 8 | 0.081 | F | 8 | 0.16 | F | 8 | -9900 | -9900 | ? | 0
2001-02-27 | 12:00 | 816 | 1394 | 597 | 2 | 8 | 834 | 2 | 15 | 107 | 2 | 8 | 62300 | 2 | 8 | 82800 | 2 | 15 | 13700 | 2 | 8 | 2400 | 2 | 19 | 0 | E | 9 | 0 | E | 9 | 10.3 | E | 9 | -1 | E | 9 | 45 | A | 7 | 1004 | E | 9 | 40 | E | 9 | 3.9 | E | 9 | -9900 | ? | 0 | 77777 | E | 9 | 0.5 | E | 8 | 0.081 | F | 8 | 0.16 | F | 8 | -9900 | -9900 | ? | 0
2001-02-27 | 13:00 | 845 | 1394 | 604 | 2 | 8 | 789 | 2 | 15 | 124 | 2 | 8 | 62400 | 2 | 8 | 78100 | 2 | 15 | 14900 | 2 | 8 | 2710 | 2 | 19 | 2 | E | 9 | 2 | E | 9 | 11.7 | E | 9 | 1 | E | 9 | 48 | A | 7 | 1004 | E | 9 | 30 | E | 9 | 3.6 | E | 9 | -9900 | ? | 0 | 20480 | E | 9 | 0.5 | E | 8 | 0.081 | F | 8 | 0.16 | F | 8 | -9900 | -9900 | ? | 0
2001-02-27 | 14:00 | 807 | 1394 | 579 | 2 | 8 | 816 | 2 | 15 | 105 | 2 | 8 | 60500 | 2 | 8 | 81000 | 2 | 15 | 13500 | 2 | 8 | 2350 | 2 | 19 | 0 | E | 9 | 0 | E | 9 | 11 | E | 9 | 0 | E | 9 | 47 | A | 7 | 1004 | E | 9 | 20 | E | 9 | 3.5 | E | 9 | -9900 | ? | 0 | 77777 | E | 9 | 0.5 | E | 8 | 0.081 | F | 8 | 0.16 | F | 8 | -9900 | -9900 | ? | 0
2001-02-27 | 15:00 | 705 | 1394 | 506 | 2 | 8 | 813 | 2 | 15 | 93 | 2 | 8 | 52600 | 2 | 8 | 79600 | 2 | 15 | 12200 | 2 | 8 | 1950 | 2 | 19 | 0 | E | 9 | 0 | E | 9 | 10.3 | E | 9 | 0 | E | 9 | 49 | A | 7 | 1004 | E | 9 | 20 | E | 9 | 2.9 | E | 9 | -9900 | ? | 0 | 77777 | E | 9 | 0.5 | E | 8 | 0.081 | F | 8 | 0.16 | F | 8 | -9900 | -9900 | ? | 0
2001-02-27 | 16:00 | 546 | 1394 | 378 | 2 | 8 | 738 | 2 | 15 | 88 | 2 | 8 | 39500 | 2 | 8 | 69900 | 2 | 15 | 12000 | 2 | 8 | 1740 | 2 | 19 | 0 | E | 9 | 0 | E | 9 | 9.7 | E | 9 | 0 | E | 9 | 51 | A | 7 | 1004 | E | 9 | 10 | E | 9 | 2.4 | E | 9 | -9900 | ? | 0 | 77777 | E | 9 | 0.5 | E | 8 | 0.081 | F | 8 | 0.16 | F | 8 | -9900 | -9900 | ? | 0
2001-02-27 | 17:00 | 341 | 1394 | 226 | 2 | 8 | 531 | 2 | 15 | 96 | 2 | 8 | 23100 | 2 | 8 | 43300 | 2 | 15 | 12500 | 2 | 8 | 1810 | 2 | 19 | 0 | E | 9 | 0 | E | 9 | 9 | E | 9 | -1 | E | 9 | 49 | A | 7 | 1004 | E | 9 | 10 | E | 9 | 1.8 | E | 9 | -9900 | ? | 0 | 77777 | E | 9 | 0.4 | E | 8 | 0.081 | F | 8 | 0.16 | F | 8 | -9900 | -9900 | ? | 0
2001-02-27 | 18:00 | 107 | 1336 | 34 | 2 | 8 | 261 | 2 | 15 | 15 | 2 | 8 | 3900 | 2 | 8 | 15500 | 2 | 15 | 2500 | 2 | 8 | 320 | 2 | 19 | 0 | E | 9 | 0 | E | 9 | 7.3 | E | 9 | -2 | E | 9 | 51 | A | 7 | 1004 | E | 9 | 10 | E | 9 | 1.7 | E | 9 | -9900 | ? | 0 | 77777 | E | 9 | 0.4 | E | 8 | 0.081 | F | 8 | 0.16 | F | 8 | -9900 | -9900 | ? | 0
2001-02-27 | 19:00 | 0 | 0 | 0 | 2 | 0 | 0 | 2 | 0 | 0 | 2 | 0 | 0 | 2 | 0 | 0 | 2 | 0 | 0 | 2 | 0 | 0 | 2 | 0 | 0 | E | 9 | 0 | E | 9 | 5.7 | E | 9 | -1 | E | 9 | 61 | A | 7 | 1004 | E | 9 | 20 | E | 9 | 1.8 | E | 9 | -9900 | ? | 0 | 77777 | E | 9 | 0.4 | E | 8 | 0.081 | F | 8 | 0.16 | F | 8 | -9900 | -9900 | ? | 0
2001-02-27 | 20:00 | 0 | 0 | 0 | 2 | 0 | 0 | 2 | 0 | 0 | 2 | 0 | 0 | 2 | 0 | 0 | 2 | 0 | 0 | 2 | 0 | 0 | 2 | 0 | 0 | E | 9 | 0 | E | 9 | 5 | E | 9 | -2 | E | 9 | 59 | A | 7 | 1004 | E | 9 | 20 | E | 9 | 1.7 | E | 9 | -9900 | ? | 0 | 77777 | E | 9 | 0.4 | E | 8 | 0.081 | F | 8 | 0.16 | F | 8 | -9900 | -9900 | ? | 0
2001-02-27 | 21:00 | 0 | 0 | 0 | 2 | 0 | 0 | 2 | 0 | 0 | 2 | 0 | 0 | 2 | 0 | 0 | 2 | 0 | 0 | 2 | 0 | 0 | 2 | 0 | 0 | E | 9 | 0 | E | 9 | 4.3 | E | 9 | -2 | E | 9 | 62 | A | 7 | 1004 | E | 9 | 20 | E | 9 | 0.3 | E | 9 | -9900 | ? | 0 | 77777 | E | 9 | 0.4 | E | 8 | 0.081 | F | 8 | 0.16 | F | 8 | -9900 | -9900 | ? | 0
2001-02-27 | 22:00 | 0 | 0 | 0 | 2 | 0 | 0 | 2 | 0 | 0 | 2 | 0 | 0 | 2 | 0 | 0 | 2 | 0 | 0 | 2 | 0 | 0 | 2 | 0 | 0 | E | 9 | 0 | E | 9 | 3.7 | E | 9 | -2 | E | 9 | 65 | A | 7 | 1004 | E | 9 | 0 | E | 9 | 0 | E | 9 | -9900 | ? | 0 | 77777 | E | 9 | 0.4 | E | 8 | 0.081 | F | 8 | 0.16 | F | 8 | -9900 | -9900 | ? | 0
2001-02-27 | 23:00 | 0 | 0 | 0 | 2 | 0 | 0 | 2 | 0 | 0 | 2 | 0 | 0 | 2 | 0 | 0 | 2 | 0 | 0 | 2 | 0 | 0 | 2 | 0 | 0 | E | 9 | 0 | E | 9 | 3 | E | 9 | -2 | E | 9 | 68 | A | 7 | 1004 | E | 9 | 0 | E | 9 | 0 | E | 9 | -9900 | ? | 0 | 77777 | E | 9 | 0.4 | E | 8 | 0.081 | F | 8 | 0.16 | F | 8 | -9900 | -9900 | ? | 0
2001-02-27 | 24:00 | 0 | 0 | 0 | 2 | 0 | 0 | 2 | 0 | 0 | 2 | 0 | 0 | 2 | 0 | 0 | 2 | 0 | 0 | 2 | 0 | 0 | 2 | 0 | 0 | E | 9 | 0 | E | 9 | 2.3 | E | 9 | -3 | E | 9 | 66 | A | 7 | 1004 | E | 9 | 0 | E | 9 | 0 | E | 9 | -9900 | ? | 0 | 77777 | E | 9 | 0.4 | E | 8 | 0.081 | F | 8 | 0.16 | F | 8 | -9900 | -9900 | ? | 0
2001-02-28 | 1:00 | 0 | 0 | 0 | 2 | 0 | 0 | 2 | 0 | 0 | 2 | 0 | 0 | 2 | 0 | 0 | 2 | 0 | 0 | 2 | 0 | 0 | 2 | 0 | 0 | E | 9 | 0 | E | 9 | -0.3 | E | 9 | -3 | E | 9 | 80 | A | 7 | 1004 | E | 9 | 0 | E | 9 | 0 | E | 9 | -9900 | ? | 0 | 77777 | E | 9 | 0.5 | E | 8 | 0.081 | F | 8 | 0.16 | F | 8 | -9900 | -9900 | ? | 0
2001-02-28 | 2:00 | 0 | 0 | 0 | 2 | 0 | 0 | 2 | 0 | 0 | 2 | 0 | 0 | 2 | 0 | 0 | 2 | 0 | 0 | 2 | 0 | 0 | 2 | 0 | 0 | E | 9 | 0 | A | 7 | -1 | A | 7 | -3 | A | 7 | 85 | A | 7 | 1004 | E | 9 | 0 | A | 7 | 0 | A | 7 | 16100 | A | 7 | 77777 | A | 7 | 0.5 | E | 8 | 0.081 | F | 8 | 0.16 | F | 8 | -9900 | -9900 | ? | 0
2001-02-28 | 3:00 | 0 | 0 | 0 | 2 | 0 | 0 | 2 | 0 | 0 | 2 | 0 | 0 | 2 | 0 | 0 | 2 | 0 | 0 | 2 | 0 | 0 | 2 | 0 | 1 | E | 9 | 1 | E | 9 | -0.8 | E | 9 | -1.8 | E | 9 | 92 | A | 7 | 1004 | E | 9 | 0 | E | 9 | 0 | E | 9 | -9900 | ? | 0 | 19919 | E | 9 | 0.5 | E | 8 | 0.081 | F | 8 | 0.16 | F | 8 | -9900 | -9900 | ? | 0
2001-02-28 | 4:00 | 0 | 0 | 0 | 2 | 0 | 0 | 2 | 0 | 0 | 2 | 0 | 0 | 2 | 0 | 0 | 2 | 0 | 0 | 2 | 0 | 0 | 2 | 0 | 2 | E | 9 | 2 | E | 9 | 0.5 | E | 9 | -0.5 | E | 9 | 93 | A | 7 | 1004 | E | 9 | 0 | E | 9 | 0 | E | 9 | -9900 | ? | 0 | 18108 | E | 9 | 0.5 | E | 8 | 0.081 | F | 8 | 0.16 | F | 8 | -9900 | -9900 | ? | 0
2001-02-28 | 5:00 | 0 | 0 | 0 | 2 | 0 | 0 | 2 | 0 | 0 | 2 | 0 | 0 | 2 | 0 | 0 | 2 | 0 | 0 | 2 | 0 | 0 | 2 | 0 | 3 | E | 9 | 3 | E | 9 | 0.8 | E | 9 | -0.3 | E | 9 | 92 | A | 7 | 1004 | E | 9 | 0 | E | 9 | 0 | E | 9 | -9900 | ? | 0 | 16298 | E | 9 | 0.5 | E | 8 | 0.081 | F | 8 | 0.16 | F | 8 | -9900 | -9900 | ? | 0
2001-02-28 | 6:00 | 0 | 0 | 0 | 2 | 0 | 0 | 2 | 0 | 0 | 2 | 0 | 0 | 2 | 0 | 0 | 2 | 0 | 0 | 2 | 0 | 0 | 2 | 0 | 3 | E | 9 | 3 | E | 9 | 1 | E | 9 | -1 | E | 9 | 86 | A | 7 | 1004 | E | 9 | 0 | E | 9 | 0 | E | 9 | -9900 | ? | 0 | 14487 | E | 9 | 0.6 | E | 8 | 0.081 | F | 8 | 0.16 | F | 8 | -9900 | -9900 | ? | 0
2001-02-28 | 7:00 | 1 | 151 | 0 | 2 | 8 | 0 | 2 | 15 | 0 | 2 | 8 | 0 | 2 | 8 | 0 | 2 | 15 | 0 | 2 | 8 | 0 | 2 | 19 | 4 | E | 9 | 4 | E | 9 | 1.3 | E | 9 | 0.3 | E | 9 | 93 | A | 7 | 1004 | E | 9 | 0 | E | 9 | 0 | E | 9 | -9900 | ? | 0 | 12676 | E | 9 | 0.6 | E | 8 | 0.081 | F | 8 | 0.16 | F | 8 | -9900 | -9900 | ? | 0
2001-02-28 | 8:00 | 144 | 1394 | 57 | 2 | 8 | 352 | 2 | 15 | 20 | 2 | 8 | 5800 | 2 | 8 | 22300 | 2 | 15 | 3500 | 2 | 8 | 400 | 2 | 19 | 5 | E | 9 | 5 | E | 9 | 3.5 | E | 9 | 1.5 | E | 9 | 87 | A | 7 | 1004 | E | 9 | 0 | E | 9 | 0 | E | 9 | -9900 | ? | 0 | 10865 | E | 9 | 0.6 | E | 8 | 0.081 | F | 8 | 0.16 | F | 8 | -9900 | -9900 | ? | 0
2001-02-28 | 9:00 | 377 | 1394 | 220 | 2 | 8 | 519 | 2 | 15 | 79 | 2 | 8 | 22400 | 2 | 8 | 43900 | 2 | 15 | 10500 | 2 | 8 | 1410 | 2 | 19 | 6 | E | 9 | 6 | E | 9 | 4.2 | E | 9 | 1.8 | E | 9 | 84 | A | 7 | 1004 | E | 9 | 0 | E | 9 | 0 | E | 9 | -9900 | ? | 0 | 9054 | E | 9 | 0.6 | E | 8 | 0.081 | F | 8 | 0.16 | F | 8 | -9900 | -9900 | ? | 0
2001-02-28 | 10:00 | 577 | 1394 | 306 | 2 | 8 | 333 | 2 | 15 | 168 | 2 | 8 | 32600 | 2 | 8 | 33200 | 2 | 15 | 18800 | 2 | 8 | 3580 | 2 | 19 | 7 | E | 9 | 7 | E | 9 | 5 | E | 9 | 2 | E | 9 | 81 | A | 7 | 1004 | E | 9 | 0 | E | 9 | 0 | E | 9 | -9900 | ? | 0 | 7243 | E | 9 | 0.6 | E | 8 | 0.081 | F | 8 | 0.16 | F | 8 | -9900 | -9900 | ? | 0
2001-02-28 | 11:00 | 729 | 1394 | 416 | 2 | 8 | 364 | 2 | 15 | 224 | 2 | 8 | 44300 | 2 | 8 | 38000 | 2 | 15 | 24400 | 2 | 8 | 5210 | 2 | 19 | 8 | E | 9 | 8 | E | 9 | 6.3 | E | 9 | 3.3 | E | 9 | 81 | A | 7 | 1004 | E | 9 | 110 | E | 9 | 1.5 | E | 9 | -9900 | ? | 0 | 5612 | E | 9 | 0.7 | E | 8 | 0.081 | F | 8 | 0.16 | F | 8 | -9900 | -9900 | ? | 0
2001-02-28 | 12:00 | 823 | 1394 | 278 | 2 | 8 | 60 | 2 | 15 | 243 | 2 | 8 | 30700 | 2 | 8 | 6100 | 2 | 15 | 27100 | 2 | 8 | 7890 | 2 | 19 | 8 | E | 9 | 8 | E | 9 | 6.5 | E | 9 | 3.5 | E | 9 | 81 | A | 7 | 1004 | E | 9 | 110 | E | 9 | 2.6 | E | 9 | -9900 | ? | 0 | 3937 | E | 9 | 0.7 | E | 8 | 0.081 | F | 8 | 0.16 | F | 8 | -9900 | -9900 | ? | 0
2001-02-28 | 13:00 | 852 | 1394 | 116 | 2 | 8 | 0 | 2 | 15 | 116 | 2 | 8 | 14100 | 2 | 8 | 0 | 2 | 15 | 14100 | 2 | 8 | 5690 | 2 | 19 | 9 | E | 9 | 9 | E | 9 | 7.8 | E | 9 | 4.8 | E | 9 | 81 | A | 7 | 1004 | E | 9 | 60 | E | 9 | 1.3 | E | 9 | -9900 | ? | 0 | 2261 | E | 9 | 0.8 | E | 8 | 0.081 | F | 8 | 0.16 | F | 8 | -9900 | -9900 | ? | 0
2001-02-28 | 14:00 | 814 | 1394 | 277 | 2 | 8 | 110 | 2 | 15 | 212 | 2 | 8 | 30600 | 2 | 8 | 11500 | 2 | 15 | 23800 | 2 | 8 | 5650 | 2 | 19 | 10 | E | 9 | 10 | E | 9 | 8 | E | 9 | 5 | E | 9 | 81 | A | 7 | 1004 | E | 9 | 0 | E | 9 | 0 | E | 9 | -9900 | ? | 0 | 522 | E | 9 | 0.8 | E | 8 | 0.081 | F | 8 | 0.16 | F | 8 | -9900 | -9900 | ? | 0
2001-02-28 | 15:00 | 712 | 1394 | 498 | 2 | 8 | 596 | 2 | 15 | 193 | 2 | 8 | 52100 | 2 | 8 | 59800 | 2 | 15 | 21400 | 2 | 8 | 4170 | 2 | 19 | 10 | E | 9 | 10 | E | 9 | 8 | E | 9 | 6 | E | 9 | 87 | A | 7 | 1004 | E | 9 | 0 | E | 9 | 0 | E | 9 | -9900 | ? | 0 | 594 | E | 9 | 0.8 | E | 8 | 0.081 | F | 8 | 0.16 | F | 8 | -9900 | -9900 | ? | 0
2001-02-28 | 16:00 | 552 | 1394 | 377 | 2 | 8 | 692 | 2 | 15 | 102 | 2 | 8 | 39000 | 2 | 8 | 65300 | 2 | 15 | 13100 | 2 | 8 | 1980 | 2 | 19 | 10 | E | 9 | 10 | E | 9 | 8 | E | 9 | 6 | E | 9 | 87 | A | 7 | 1004 | E | 9 | 0 | E | 9 | 0 | E | 9 | -9900 | ? | 0 | 666 | E | 9 | 0.9 | E | 8 | 0.081 | F | 8 | 0.16 | F | 8 | -9900 | -9900 | ? | 0
2001-02-28 | 17:00 | 347 | 1394 | 234 | 2 | 8 | 535 | 2 | 15 | 100 | 2 | 8 | 23800 | 2 | 8 | 44000 | 2 | 15 | 12900 | 2 | 8 | 1890 | 2 | 19 | 10 | E | 9 | 10 | E | 9 | 9 | E | 9 | 6 | E | 9 | 81 | A | 7 | 1004 | E | 9 | 0 | E | 9 | 0 | E | 9 | -9900 | ? | 0 | 738 | E | 9 | 0.9 | E | 8 | 0.081 | F | 8 | 0.16 | F | 8 | -9900 | -9900 | ? | 0
2001-02-28 | 18:00 | 112 | 1359 | 38 | 2 | 8 | 270 | 2 | 15 | 16 | 2 | 8 | 4100 | 2 | 8 | 16100 | 2 | 15 | 2700 | 2 | 8 | 330 | 2 | 19 | 10 | E | 9 | 10 | E | 9 | 8 | E | 9 | 6 | E | 9 | 87 | A | 7 | 1004 | E | 9 | 0 | E | 9 | 0 | E | 9 | -9900 | ? | 0 | 810 | E | 9 | 1 | E | 8 | 0.081 | F | 8 | 0.16 | F | 8 | -9900 | -9900 | ? | 0
2001-02-28 | 19:00 | 0 | 0 | 0 | 2 | 0 | 0 | 2 | 0 | 0 | 2 | 0 | 0 | 2 | 0 | 0 | 2 | 0 | 0 | 2 | 0 | 0 | 2 | 0 | 10 | E | 9 | 10 | E | 9 | 8 | E | 9 | 6 | E | 9 | 87 | A | 7 | 1004 | E | 9 | 0 | E | 9 | 0 | E | 9 | -9900 | ? | 0 | 819 | E | 9 | 1 | E | 8 | 0.081 | F | 8 | 0.16 | F | 8 | -9900 | -9900 | ? | 0
2001-02-28 | 20:00 | 0 | 0 | 0 | 2 | 0 | 0 | 2 | 0 | 0 | 2 | 0 | 0 | 2 | 0 | 0 | 2 | 0 | 0 | 2 | 0 | 0 | 2 | 0 | 10 | E | 9 | 10 | E | 9 | 8 | E | 9 | 5 | E | 9 | 81 | A | 7 | 1004 | E | 9 | 0 | E | 9 | 0 | E | 9 | -9900 | ? | 0 | 828 | E | 9 | 1.1 | E | 8 | 0.081 | F | 8 | 0.16 | F | 8 | -9900 | -9900 | ? | 0
2001-02-28 | 21:00 | 0 | 0 | 0 | 2 | 0 | 0 | 2 | 0 | 0 | 2 | 0 | 0 | 2 | 0 | 0 | 2 | 0 | 0 | 2 | 0 | 0 | 2 | 0 | 10 | E | 9 | 10 | E | 9 | 7 | E | 9 | 6 | E | 9 | 93 | A | 7 | 1004 | E | 9 | 0 | E | 9 | 0 | E | 9 | -9900 | ? | 0 | 838 | E | 9 | 1.1 | E | 8 | 0.081 | F | 8 | 0.16 | F | 8 | -9900 | -9900 | ? | 0
2001-02-28 | 22:00 | 0 | 0 | 0 | 2 | 0 | 0 | 2 | 0 | 0 | 2 | 0 | 0 | 2 | 0 | 0 | 2 | 0 | 0 | 2 | 0 | 0 | 2 | 0 | 10 | E | 9 | 10 | E | 9 | 7 | E | 9 | 5.7 | E | 9 | 87 | A | 7 | 1004 | E | 9 | 0 | E | 9 | 0.3 | E | 9 | -9900 | ? | 0 | 847 | E | 9 | 1.1 | E | 8 | 0.081 | F | 8 | 0.16 | F | 8 | -9900 | -9900 | ? | 0
2001-02-28 | 23:00 | 0 | 0 | 0 | 2 | 0 | 0 | 2 | 0 | 0 | 2 | 0 | 0 | 2 | 0 | 0 | 2 | 0 | 0 | 2 | 0 | 0 | 2 | 0 | 10 | E | 9 | 10 | E | 9 | 7 | E | 9 | 5.4 | E | 9 | 87 | A | 7 | 1004 | E | 9 | 0 | E | 9 | 0.6 | E | 9 | -9900 | ? | 0 | 856 | E | 9 | 1.3 | E | 8 | 0.081 | F | 8 | 0.16 | F | 8 | -9900 | -9900 | ? | 0
2001-02-28 | 24:00 | 0 | 0 | 0 | 2 | 0 | 0 | 2 | 0 | 0 | 2 | 0 | 0 | 2 | 0 | 0 | 2 | 0 | 0 | 2 | 0 | 0 | 2 | 0 | 10 | E | 9 | 10 | E | 9 | 7 | E | 9 | 5.1 | E | 9 | 81 | A | 7 | 1004 | E | 9 | 0 | E | 9 | 0.9 | E | 9 | -9900 | ? | 0 | 865 | E | 9 | 1.4 | E | 8 | 0.081 | F | 8 | 0.16 | F | 8 | -9900 | -9900 | ? | 0
2003-03-01 | 1:00 | 0 | 0 | 0 | 2 | 0 | 0 | 2 | 0 | 0 | 2 | 0 | 0 | 2 | 0 | 0 | 2 | 0 | 0 | 2 | 0 | 0 | 2 | 0 | 10 | E | 9 | 10 | E | 9 | 7 | A | 7 | 4.9 | A | 7 | 81 | A | 7 | 1004 | E | 9 | 150 | A | 7 | 1.2 | A | 7 | 9700 | A | 7 | 360 | A | 7 | 1.7 | E | 8 | 0.082 | F | 8 | 0.13 | F | 8 | 0 | 1 | A | 7
2003-03-01 | 2:00 | 0 | 0 | 0 | 2 | 0 | 0 | 2 | 0 | 0 | 2 | 0 | 0 | 2 | 0 | 0 | 2 | 0 | 0 | 2 | 0 | 0 | 2 | 0 | 10 | E | 9 | 10 | A | 7 | 7 | A | 7 | 4.6 | A | 7 | 81 | A | 7 | 1004 | E | 9 | 170 | A | 7 | 1.5 | A | 7 | 4800 | A | 7 | 120 | A | 7 | 1.5 | E | 8 | 0.082 | F | 8 | 0.13 | F | 8 | -9900 | -9900 | ? | 0
2003-03-01 | 3:00 | 0 | 0 | 0 | 2 | 0 | 0 | 2 | 0 | 0 | 2 | 0 | 0 | 2 | 0 | 0 | 2 | 0 | 0 | 2 | 0 | 0 | 2 | 0 | 10 | E | 9 | 10 | E | 9 | 7 | A | 7 | 4.3 | A | 7 | 81 | A | 7 | 1004 | E | 9 | 180 | A | 7 | 1.8 | A | 7 | 9700 | A | 7 | 930 | A | 7 | 1.4 | E | 8 | 0.082 | F | 8 | 0.13 | F | 8 | -9900 | -9900 | ? | 0
2003-03-01 | 4:00 | 0 | 0 | 0 | 2 | 0 | 0 | 2 | 0 | 0 | 2 | 0 | 0 | 2 | 0 | 0 | 2 | 0 | 0 | 2 | 0 | 0 | 2 | 0 | 10 | E | 9 | 10 | E | 9 | 7 | A | 7 | 4 | A | 7 | 81 | A | 7 | 1004 | E | 9 | 120 | A | 7 | 2.1 | A | 7 | 11300 | A | 7 | 930 | A | 7 | 1.2 | E | 8 | 0.082 | F | 8 | 0.13 | F | 8 | 0 | 6 | A | 7
2003-03-01 | 5:00 | 0 | 0 | 0 | 2 | 0 | 0 | 2 | 0 | 0 | 2 | 0 | 0 | 2 | 0 | 0 | 2 | 0 | 0 | 2 | 0 | 0 | 2 | 0 | 10 | E | 9 | 10 | E | 9 | 7 | A | 7 | 4 | A | 7 | 81 | A | 7 | 1004 | E | 9 | 90 | A | 7 | 2.1 | A | 7 | 12900 | A | 7 | 450 | A | 7 | 1.2 | E | 8 | 0.082 | F | 8 | 0.13 | F | 8 | -9900 | -9900 | ? | 0
2003-03-01 | 6:00 | 0 | 0 | 0 | 2 | 0 | 0 | 2 | 0 | 0 | 2 | 0 | 0 | 2 | 0 | 0 | 2 | 0 | 0 | 2 | 0 | 0 | 2 | 0 | 10 | E | 9 | 10 | E | 9 | 7 | A | 7 | 4 | A | 7 | 81 | A | 7 | 1004 | E | 9 | 60 | A | 7 | 2.1 | A | 7 | 11300 | A | 7 | 510 | A | 7 | 1.3 | E | 8 | 0.082 | F | 8 | 0.13 | F | 8 | -9900 | -9900 | ? | 0
2003-03-01 | 7:00 | 2 | 174 | 0 | 2 | 8 | 0 | 2 | 15 | 0 | 2 | 8 | 0 | 2 | 8 | 0 | 2 | 15 | 0 | 2 | 8 | 0 | 2 | 19 | 10 | B | 8 | 10 | B | 8 | 6.5 | B | 8 | 3.6 | B | 8 | 82 | A | 7 | 1004 | E | 9 | 60 | A | 7 | 2.6 | A | 7 | -9900 | ? | 0 | 77777 | A | 7 | 1.3 | E | 8 | 0.082 | F | 8 | 0.13 | F | 8 | -9900 | -9900 | ? | 0
2003-03-01 | 8:00 | 148 | 1393 | 51 | 2 | 8 | 213 | 2 | 15 | 28 | 2 | 8 | 5400 | 2 | 8 | 11400 | 2 | 15 | 4200 | 2 | 8 | 490 | 2 | 19 | 10 | E | 9 | 10 | E | 9 | 7 | A | 7 | 4 | A | 7 | 81 | A | 7 | 1004 | E | 9 | 0 | A | 7 | 0 | A | 7 | 8000 | A | 7 | 150 | A | 7 | 1.3 | E | 8 | 0.082 | F | 8 | 0.13 | F | 8 | -9900 | -9900 | ? | 0
2003-03-01 | 9:00 | 381 | 1393 | 157 | 2 | 8 | 162 | 2 | 15 | 112 | 2 | 8 | 17000 | 2 | 8 | 14300 | 2 | 15 | 13000 | 2 | 8 | 2480 | 2 | 19 | 10 | E | 9 | 10 | E | 9 | 7 | A | 7 | 4 | A | 7 | 81 | A | 7 | 1004 | E | 9 | 0 | A | 7 | 0 | A | 7 | 16100 | A | 7 | 570 | A | 7 | 1.4 | E | 8 | 0.082 | F | 8 | 0.13 | F | 8 | -9900 | -9900 | ? | 0
2003-03-01 | 10:00 | 581 | 1393 | 231 | 2 | 8 | 115 | 2 | 15 | 183 | 2 | 8 | 25100 | 2 | 8 | 11400 | 2 | 15 | 20300 | 2 | 8 | 4330 | 2 | 19 | 10 | E | 9 | 10 | E | 9 | 8 | A | 7 | 4 | A | 7 | 76 | A | 7 | 1004 | E | 9 | 0 | A | 7 | 0 | A | 7 | 12900 | A | 7 | 630 | A | 7 | 1.4 | E | 8 | 0.082 | F | 8 | 0.13 | F | 8 | -9900 | -9900 | ? | 0
2003-03-01 | 11:00 | 733 | 1393 | 498 | 2 | 8 | 588 | 2 | 15 | 188 | 2 | 8 | 52400 | 2 | 8 | 59300 | 2 | 15 | 21100 | 2 | 8 | 4090 | 2 | 19 | 10 | E | 9 | 10 | E | 9 | 11 | A | 7 | 6 | A | 7 | 71 | A | 7 | 1004 | E | 9 | 10 | A | 7 | 2.1 | A | 7 | 12900 | A | 7 | 420 | A | 7 | 1.4 | E | 8 | 0.082 | F | 8 | 0.13 | F | 8 | -9900 | -9900 | ? | 0
2003-03-01 | 12:00 | 827 | 1393 | 348 | 2 | 8 | 119 | 2 | 15 | 277 | 2 | 8 | 37900 | 2 | 8 | 12400 | 2 | 15 | 30500 | 2 | 8 | 7450 | 2 | 19 | 3 | E | 9 | 3 | E | 9 | 11 | A | 7 | 4 | A | 7 | 62 | A | 7 | 1004 | E | 9 | 0 | A | 7 | 0 | A | 7 | 11300 | A | 7 | 77777 | A | 7 | 1.4 | E | 8 | 0.082 | F | 8 | 0.13 | F | 8 | -9900 | -9900 | ? | 0
2003-03-01 | 13:00 | 855 | 1393 | 567 | 2 | 8 | 560 | 2 | 15 | 222 | 2 | 8 | 59900 | 2 | 8 | 57500 | 2 | 15 | 24500 | 2 | 8 | 5390 | 2 | 19 | 8 | E | 9 | 8 | E | 9 | 11 | A | 7 | 4 | A | 7 | 62 | A | 7 | 1004 | E | 9 | 0 | A | 7 | 0 | A | 7 | 11300 | A | 7 | 690 | A | 7 | 1.4 | E | 8 | 0.082 | F | 8 | 0.13 | F | 8 | -9900 | -9900 | ? | 0
2003-03-01 | 14:00 | 817 | 1393 | 560 | 2 | 8 | 694 | 2 | 15 | 151 | 2 | 8 | 58500 | 2 | 8 | 69400 | 2 | 15 | 17700 | 2 | 8 | 3480 | 2 | 19 | 4 | E | 9 | 4 | E | 9 | 13 | A | 7 | 5 | A | 7 | 58 | A | 7 | 1004 | E | 9 | 0 | A | 7 | 0 | A | 7 | 12900 | A | 7 | 77777 | A | 7 | 1.3 | E | 8 | 0.082 | F | 8 | 0.13 | F | 8 | -9900 | -9900 | ? | 0
2003-03-01 | 15:00 | 715 | 1393 | 477 | 2 | 8 | 658 | 2 | 15 | 138 | 2 | 8 | 49500 | 2 | 8 | 64600 | 2 | 15 | 16200 | 2 | 8 | 2900 | 2 | 19 | 3 | B | 8 | 3 | B | 8 | 13.7 | B | 8 | 5.3 | B | 8 | 57 | A | 7 | 1004 | E | 9 | 0 | B | 8 | 0 | B | 8 | -9900 | ? | 0 | 77777 | B | 8 | 1.3 | E | 8 | 0.082 | F | 8 | 0.13 | F | 8 | -9900 | -9900 | ? | 0
2003-03-01 | 16:00 | 555 | 1393 | 361 | 2 | 8 | 614 | 2 | 15 | 115 | 2 | 8 | 37000 | 2 | 8 | 57600 | 2 | 15 | 14000 | 2 | 8 | 2180 | 2 | 19 | 2 | B | 8 | 2 | B | 8 | 13.7 | B | 8 | 5.2 | B | 8 | 56 | A | 7 | 1004 | E | 9 | 0 | B | 8 | 0 | B | 8 | -9900 | ? | 0 | 77777 | B | 8 | 1.2 | E | 8 | 0.082 | F | 8 | 0.13 | F | 8 | -9900 | -9900 | ? | 0
2003-03-01 | 17:00 | 349 | 1393 | 232 | 2 | 8 | 489 | 2 | 15 | 109 | 2 | 8 | 23500 | 2 | 8 | 40300 | 2 | 15 | 13400 | 2 | 8 | 2080 | 2 | 19 | 0 | E | 9 | 0 | E | 9 | 13 | A | 7 | 5 | A | 7 | 58 | A | 7 | 1004 | E | 9 | 0 | A | 7 | 0 | A | 7 | 11300 | A | 7 | 77777 | A | 7 | 1.2 | E | 8 | 0.082 | F | 8 | 0.13 | F | 8 | -9900 | -9900 | ? | 0
2003-03-01 | 18:00 | 115 | 1381 | 39 | 2 | 8 | 250 | 2 | 15 | 18 | 2 | 8 | 4200 | 2 | 8 | 13500 | 2 | 15 | 3000 | 2 | 8 | 340 | 2 | 19 | 0 | E | 9 | 0 | E | 9 | 12 | A | 7 | 5 | A | 7 | 62 | A | 7 | 1004 | E | 9 | 0 | A | 7 | 0 | A | 7 | 11300 | A | 7 | 77777 | A | 7 | 1.2 | E | 8 | 0.082 | F | 8 | 0.13 | F | 8 | -9900 | -9900 | ? | 0
2003-03-01 | 19:00 | 0 | 0 | 0 | 2 | 0 | 0 | 2 | 0 | 0 | 2 | 0 | 0 | 2 | 0 | 0 | 2 | 0 | 0 | 2 | 0 | 0 | 2 | 0 | 0 | E | 9 | 0 | E | 9 | 9 | A | 7 | 4 | A | 7 | 71 | A | 7 | 1004 | E | 9 | 300 | A | 7 | 2.6 | A | 7 | 16100 | A | 7 | 77777 | A | 7 | 1.2 | E | 8 | 0.082 | F | 8 | 0.13 | F | 8 | -9900 | -9900 | ? | 0
2003-03-01 | 20:00 | 0 | 0 | 0 | 2 | 0 | 0 | 2 | 0 | 0 | 2 | 0 | 0 | 2 | 0 | 0 | 2 | 0 | 0 | 2 | 0 | 0 | 2 | 0 | 0 | E | 9 | 0 | E | 9 | 7 | A | 7 | 4 | A | 7 | 81 | A | 7 | 1004 | E | 9 | 290 | A | 7 | 2.1 | A | 7 | 16100 | A | 7 | 77777 | A | 7 | 1.3 | E | 8 | 0.082 | F | 8 | 0.13 | F | 8 | -9900 | -9900 | ? | 0
2003-03-01 | 21:00 | 0 | 0 | 0 | 2 | 0 | 0 | 2 | 0 | 0 | 2 | 0 | 0 | 2 | 0 | 0 | 2 | 0 | 0 | 2 | 0 | 0 | 2 | 0 | 0 | E | 9 | 0 | E | 9 | 6 | A | 7 | 3 | A | 7 | 81 | A | 7 | 1004 | E | 9 | 290 | A | 7 | 2.1 | A | 7 | 16100 | A | 7 | 77777 | A | 7 | 1.3 | E | 8 | 0.082 | F | 8 | 0.13 | F | 8 | -9900 | -9900 | ? | 0
2003-03-01 | 22:00 | 0 | 0 | 0 | 2 | 0 | 0 | 2 | 0 | 0 | 2 | 0 | 0 | 2 | 0 | 0 | 2 | 0 | 0 | 2 | 0 | 0 | 2 | 0 | 0 | E | 9 | 0 | E | 9 | 5 | A | 7 | 3 | A | 7 | 87 | A | 7 | 1004 | E | 9 | 290 | A | 7 | 2.1 | A | 7 | 16100 | A | 7 | 77777 | A | 7 | 1.4 | E | 8 | 0.082 | F | 8 | 0.13 | F | 8 | -9900 | -9900 | ? | 0
2003-03-01 | 23:00 | 0 | 0 | 0 | 2 | 0 | 0 | 2 | 0 | 0 | 2 | 0 | 0 | 2 | 0 | 0 | 2 | 0 | 0 | 2 | 0 | 0 | 2 | 0 | 0 | E | 9 | 0 | E | 9 | 4 | A | 7 | 2 | A | 7 | 87 | A | 7 | 1004 | E | 9 | 0 | A | 7 | 0 | A | 7 | 16100 | A | 7 | 77777 | A | 7 | 1.4 | E | 8 | 0.082 | F | 8 | 0.13 | F | 8 | -9900 | -9900 | ? | 0
2003-03-01 | 24:00 | 0 | 0 | 0 | 2 | 0 | 0 | 2 | 0 | 0 | 2 | 0 | 0 | 2 | 0 | 0 | 2 | 0 | 0 | 2 | 0 | 0 | 2 | 0 | 0 | E | 9 | 0 | E | 9 | 3 | A | 7 | 2 | A | 7 | 93 | A | 7 | 1004 | E | 9 | 0 | A | 7 | 0 | A | 7 | 14500 | A | 7 | 77777 | A | 7 | 1.5 | E | 8 | 0.082 | F | 8 | 0.13 | F | 8 | -9900 | -9900 | ? | 0
2003-03-02 | 1:00 | 0 | 0 | 0 | 2 | 0 | 0 | 2 | 0 | 0 | 2 | 0 | 0 | 2 | 0 | 0 | 2 | 0 | 0 | 2 | 0 | 0 | 2 | 0 | 0 | E | 9 | 0 | E | 9 | 3 | A | 7 | 1 | A | 7 | 87 | A | 7 | 1004 | E | 9 | 0 | A | 7 | 0 | A | 7 | 12900 | A | 7 | 77777 | A | 7 | 1.5 | E | 8 | 0.083 | F | 8 | 0.13 | F | 8 | -9900 | -9900 | ? | 0
2003-03-02 | 2:00 | 0 | 0 | 0 | 2 | 0 | 0 | 2 | 0 | 0 | 2 | 0 | 0 | 2 | 0 | 0 | 2 | 0 | 0 | 2 | 0 | 0 | 2 | 0 | 0 | E | 9 | 0 | A | 7 | 2 | A | 7 | 1 | A | 7 | 93 | A | 7 | 1004 | E | 9 | 0 | A | 7 | 0 | A | 7 | 14500 | A | 7 | 77777 | A | 7 | 1.4 | E | 8 | 0.083 | F | 8 | 0.13 | F | 8 | -9900 | -9900 | ? | 0
2003-03-02 | 3:00 | 0 | 0 | 0 | 2 | 0 | 0 | 2 | 0 | 0 | 2 | 0 | 0 | 2 | 0 | 0 | 2 | 0 | 0 | 2 | 0 | 0 | 2 | 0 | 0 | E | 9 | 0 | A | 7 | 1 | A | 7 | 0 | A | 7 | 93 | A | 7 | 1004 | E | 9 | 0 | A | 7 | 0 | A | 7 | 12900 | A | 7 | 77777 | A | 7 | 1.3 | E | 8 | 0.083 | F | 8 | 0.13 | F | 8 | -9900 | -9900 | ? | 0
2003-03-02 | 4:00 | 0 | 0 | 0 | 2 | 0 | 0 | 2 | 0 | 0 | 2 | 0 | 0 | 2 | 0 | 0 | 2 | 0 | 0 | 2 | 0 | 0 | 2 | 0 | 0 | E | 9 | 0 | E | 9 | 1 | A | 7 | -1 | A | 7 | 86 | A | 7 | 1004 | E | 9 | 0 | A | 7 | 0 | A | 7 | 2000 | A | 7 | 77777 | A | 7 | 1.2 | E | 8 | 0.083 | F | 8 | 0.13 | F | 8 | -9900 | -9900 | ? | 0
2003-03-02 | 5:00 | 0 | 0 | 0 | 2 | 0 | 0 | 2 | 0 | 0 | 2 | 0 | 0 | 2 | 0 | 0 | 2 | 0 | 0 | 2 | 0 | 0 | 2 | 0 | 1 | B | 8 | 1 | B | 8 | 0.7 | B | 8 | -0.7 | B | 8 | 90 | A | 7 | 1004 | E | 9 | 0 | A | 7 | 0 | A | 7 | -9900 | ? | 0 | 77777 | A | 7 | 1.2 | E | 8 | 0.083 | F | 8 | 0.13 | F | 8 | -9900 | -9900 | ? | 0
2003-03-02 | 6:00 | 0 | 0 | 0 | 2 | 0 | 0 | 2 | 0 | 0 | 2 | 0 | 0 | 2 | 0 | 0 | 2 | 0 | 0 | 2 | 0 | 0 | 2 | 0 | 3 | B | 8 | 3 | B | 8 | 0.7 | B | 8 | -0.4 | B | 8 | 92 | A | 7 | 1004 | E | 9 | 0 | A | 7 | 0 | A | 7 | -9900 | ? | 0 | 77777 | A | 7 | 1.2 | E | 8 | 0.083 | F | 8 | 0.13 | F | 8 | -9900 | -9900 | ? | 0
2003-03-02 | 7:00 | 3 | 220 | 0 | 2 | 8 | 0 | 2 | 15 | 0 | 2 | 8 | 0 | 2 | 8 | 0 | 2 | 15 | 0 | 2 | 8 | 0 | 2 | 19 | 4 | B | 8 | 4 | B | 8 | 0.7 | B | 8 | 0.1 | B | 8 | 96 | A | 7 | 1004 | E | 9 | 0 | A | 7 | 0 | A | 7 | -9900 | ? | 0 | 77777 | A | 7 | 1.2 | E | 8 | 0.083 | F | 8 | 0.13 | F | 8 | -9900 | -9900 | ? | 0
2003-03-02 | 8:00 | 155 | 1392 | 62 | 2 | 8 | 328 | 2 | 15 | 26 | 2 | 8 | 6400 | 2 | 8 | 19600 | 2 | 15 | 4300 | 2 | 8 | 470 | 2 | 19 | 5 | B | 8 | 5 | B | 8 | 1.8 | B | 8 | 1.2 | B | 8 | 96 | A | 7 | 1004 | E | 9 | 0 | A | 7 | 0 | A | 7 | -9900 | ? | 0 | 77777 | A | 7 | 1.3 | E | 8 | 0.083 | F | 8 | 0.13 | F | 8 | -9900 | -9900 | ? | 0
2003-03-02 | 9:00 | 388 | 1392 | 218 | 2 | 8 | 407 | 2 | 15 | 104 | 2 | 8 | 22500 | 2 | 8 | 35000 | 2 | 15 | 12700 | 2 | 8 | 1960 | 2 | 19 | 6 | B | 8 | 6 | B | 8 | 3.6 | B | 8 | 2.3 | B | 8 | 91 | A | 7 | 1004 | E | 9 | 310 | A | 7 | 1.5 | A | 7 | -9900 | ? | 0 | 77777 | A | 7 | 1.5 | E | 8 | 0.083 | F | 8 | 0.13 | F | 8 | -9900 | -9900 | ? | 0
2003-03-02 | 10:00 | 588 | 1392 | 91 | 2 | 8 | 0 | 2 | 15 | 91 | 2 | 8 | 10800 | 2 | 8 | 0 | 2 | 15 | 10800 | 2 | 8 | 4010 | 2 | 19 | 8 | E | 9 | 8 | E | 9 | 5 | A | 7 | 3 | A | 7 | 87 | A | 7 | 1004 | E | 9 | 0 | A | 7 | 0 | A | 7 | 11300 | A | 7 | 570 | A | 7 | 1.6 | E | 8 | 0.083 | F | 8 | 0.13 | F | 8 | -9900 | -9900 | ? | 0
2003-03-02 | 11:00 | 740 | 1392 | 181 | 2 | 8 | 6 | 2 | 15 | 178 | 2 | 8 | 21000 | 2 | 8 | 500 | 2 | 15 | 20700 | 2 | 8 | 7580 | 2 | 19 | 10 | E | 9 | 10 | E | 9 | 6 | A | 7 | 4 | A | 7 | 87 | A | 7 | 1004 | E | 9 | 160 | A | 7 | 2.1 | A | 7 | 12900 | A | 7 | 810 | A | 7 | 1.6 | E | 8 | 0.083 | F | 8 | 0.13 | F | 8 | -9900 | -9900 | ? | 0
2003-03-02 | 12:00 | 834 | 1392 | 540 | 2 | 8 | 536 | 2 | 15 | 217 | 2 | 8 | 56900 | 2 | 8 | 54900 | 2 | 15 | 23900 | 2 | 8 | 5160 | 2 | 19 | 10 | E | 9 | 10 | E | 9 | 8 | A | 7 | 6 | A | 7 | 87 | A | 7 | 1004 | E | 9 | 150 | A | 7 | 4.1 | A | 7 | 11300 | A | 7 | 480 | A | 7 | 1.6 | E | 8 | 0.083 | F | 8 | 0.13 | F | 8 | -9900 | -9900 | ? | 0
2003-03-02 | 13:00 | 862 | 1392 | 177 | 2 | 8 | 0 | 2 | 15 | 177 | 2 | 8 | 20900 | 2 | 8 | 0 | 2 | 15 | 20900 | 2 | 8 | 8140 | 2 | 19 | 10 | E | 9 | 10 | E | 9 | 9 | A | 7 | 6 | A | 7 | 81 | A | 7 | 1004 | E | 9 | 0 | A | 7 | 0 | A | 7 | 12900 | A | 7 | 1020 | A | 7 | 1.6 | E | 8 | 0.083 | F | 8 | 0.13 | F | 8 | -9900 | -9900 | ? | 0
2003-03-02 | 14:00 | 824 | 1392 | 103 | 2 | 8 | 0 | 2 | 15 | 103 | 2 | 8 | 12600 | 2 | 8 | 0 | 2 | 15 | 12600 | 2 | 8 | 5070 | 2 | 19 | 10 | E | 9 | 10 | E | 9 | 10 | A | 7 | 6 | A | 7 | 76 | A | 7 | 1004 | E | 9 | 340 | A | 7 | 2.1 | A | 7 | 8000 | A | 7 | 600 | A | 7 | 1.6 | E | 8 | 0.083 | F | 8 | 0.13 | F | 8 | -9900 | -9900 | ? | 0
2003-03-02 | 15:00 | 721 | 1392 | 124 | 2 | 8 | 0 | 2 | 15 | 124 | 2 | 8 | 14700 | 2 | 8 | 0 | 2 | 15 | 14700 | 2 | 8 | 5640 | 2 | 19 | 10 | E | 9 | 10 | E | 9 | 9 | A | 7 | 6 | A | 7 | 81 | A | 7 | 1004 | E | 9 | 330 | A | 7 | 1.5 | A | 7 | 4800 | A | 7 | 480 | A | 7 | 1.6 | E | 8 | 0.083 | F | 8 | 0.13 | F | 8 | 0 | 1 | A | 7
2003-03-02 | 16:00 | 561 | 1392 | 70 | 2 | 8 | 0 | 2 | 15 | 70 | 2 | 8 | 8400 | 2 | 8 | 0 | 2 | 15 | 8400 | 2 | 8 | 3150 | 2 | 19 | 9 | E | 9 | 9 | E | 9 | 9 | A | 7 | 6 | A | 7 | 81 | A | 7 | 1004 | E | 9 | 0 | A | 7 | 0 | A | 7 | 12900 | A | 7 | 1260 | A | 7 | 1.6 | E | 8 | 0.083 | F | 8 | 0.13 | F | 8 | 0 | 1 | A | 7
2003-03-02 | 17:00 | 355 | 1392 | 153 | 2 | 8 | 140 | 2 | 15 | 117 | 2 | 8 | 16400 | 2 | 8 | 12000 | 2 | 15 | 13400 | 2 | 8 | 2570 | 2 | 19 | 8 | E | 9 | 8 | E | 9 | 9 | A | 7 | 6 | A | 7 | 81 | A | 7 | 1004 | E | 9 | 230 | A | 7 | 2.6 | A | 7 | 12900 | A | 7 | 990 | A | 7 | 1.5 | E | 8 | 0.083 | F | 8 | 0.13 | F | 8 | -9900 | -9900 | ? | 0
2003-03-02 | 18:00 | 120 | 1392 | 0 | 2 | 8 | 0 | 2 | 15 | 0 | 2 | 8 | 0 | 2 | 8 | 0 | 2 | 15 | 0 | 2 | 8 | 0 | 2 | 19 | 8 | E | 9 | 8 | E | 9 | 9 | A | 7 | 5 | A | 7 | 76 | A | 7 | 1004 | E | 9 | 260 | A | 7 | 2.1 | A | 7 | 14500 | A | 7 | 960 | A | 7 | 1.5 | E | 8 | 0.083 | F | 8 | 0.13 | F | 8 | -9900 | -9900 | ? | 0
2003-03-02 | 19:00 | 0 | 12 | 0 | 2 | 0 | 0 | 2 | 0 | 0 | 2 | 0 | 0 | 2 | 1 | 0 | 2 | 2 | 0 | 2 | 2 | 0 | 2 | 1 | 8 | E | 9 | 8 | E | 9 | 8 | A | 7 | 4 | A | 7 | 76 | A | 7 | 1004 | E | 9 | 220 | A | 7 | 2.1 | A | 7 | 16100 | A | 7 | 1800 | A | 7 | 1.5 | E | 8 | 0.083 | F | 8 | 0.13 | F | 8 | -9900 | -9900 | ? | 0
2003-03-02 | 20:00 | 0 | 0 | 0 | 2 | 0 | 0 | 2 | 0 | 0 | 2 | 0 | 0 | 2 | 0 | 0 | 2 | 0 | 0 | 2 | 0 | 0 | 2 | 0 | 4 | E | 9 | 4 | E | 9 | 7 | A | 7 | 4 | A | 7 | 81 | A | 7 | 1004 | E | 9 | 220 | A | 7 | 2.6 | A | 7 | 16100 | A | 7 | 77777 | A | 7 | 1.5 | E | 8 | 0.083 | F | 8 | 0.13 | F | 8 | -9900 | -9900 | ? | 0
2003-03-02 | 21:00 | 0 | 0 | 0 | 2 | 0 | 0 | 2 | 0 | 0 | 2 | 0 | 0 | 2 | 0 | 0 | 2 | 0 | 0 | 2 | 0 | 0 | 2 | 0 | 4 | E | 9 | 4 | E | 9 | 7 | A | 7 | 4 | A | 7 | 81 | A | 7 | 1004 | E | 9 | 140 | A | 7 | 2.6 | A | 7 | 16100 | A | 7 | 77777 | A | 7 | 1.4 | E | 8 | 0.083 | F | 8 | 0.13 | F | 8 | -9900 | -9900 | ? | 0
2003-03-02 | 22:00 | 0 | 0 | 0 | 2 | 0 | 0 | 2 | 0 | 0 | 2 | 0 | 0 | 2 | 0 | 0 | 2 | 0 | 0 | 2 | 0 | 0 | 2 | 0 | 10 | E | 9 | 10 | E | 9 | 7 | A | 7 | 5 | A | 7 | 87 | A | 7 | 1004 | E | 9 | 190 | A | 7 | 3.1 | A | 7 | 6400 | A | 7 | 570 | A | 7 | 1.4 | E | 8 | 0.083 | F | 8 | 0.13 | F | 8 | 1 | 1 | A | 7
2003-03-02 | 23:00 | 0 | 0 | 0 | 2 | 0 | 0 | 2 | 0 | 0 | 2 | 0 | 0 | 2 | 0 | 0 | 2 | 0 | 0 | 2 | 0 | 0 | 2 | 0 | 9 | E | 9 | 9 | E | 9 | 7 | A | 7 | 4 | A | 7 | 81 | A | 7 | 1004 | E | 9 | 280 | A | 7 | 1.5 | A | 7 | 16100 | A | 7 | 77777 | A | 7 | 1.4 | E | 8 | 0.083 | F | 8 | 0.13 | F | 8 | 2 | 1 | A | 7
2003-03-02 | 24:00 | 0 | 0 | 0 | 2 | 0 | 0 | 2 | 0 | 0 | 2 | 0 | 0 | 2 | 0 | 0 | 2 | 0 | 0 | 2 | 0 | 0 | 2 | 0 | 7 | E | 9 | 7 | E | 9 | 7 | A | 7 | 4 | A | 7 | 81 | A | 7 | 1004 | E | 9 | 250 | A | 7 | 2.1 | A | 7 | 16100 | A | 7 | 77777 | A | 7 | 1.4 | E | 8 | 0.083 | F | 8 | 0.13 | F | 8 | -9900 | -9900 | ? | 0
2003-03-03 | 1:00 | 0 | 0 | 0 | 2 | 0 | 0 | 2 | 0 | 0 | 2 | 0 | 0 | 2 | 0 | 0 | 2 | 0 | 0 | 2 | 0 | 0 | 2 | 0 | 9 | E | 9 | 9 | E | 9 | 6 | A | 7 | 4 | A | 7 | 87 | A | 7 | 1004 | E | 9 | 0 | A | 7 | 0 | A | 7 | 14500 | A | 7 | 2400 | A | 7 | 1.4 | E | 8 | 0.083 | F | 8 | 0.13 | F | 8 | 2 | 3 | A | 7
2003-03-03 | 2:00 | 0 | 0 | 0 | 2 | 0 | 0 | 2 | 0 | 0 | 2 | 0 | 0 | 2 | 0 | 0 | 2 | 0 | 0 | 2 | 0 | 0 | 2 | 0 | 10 | E | 9 | 9 | A | 7 | 6 | A | 7 | 3 | A | 7 | 81 | A | 7 | 1004 | E | 9 | 0 | A | 7 | 0 | A | 7 | 16100 | A | 7 | 2100 | A | 7 | 1.3 | E | 8 | 0.083 | F | 8 | 0.13 | F | 8 | -9900 | -9900 | ? | 0
2003-03-03 | 3:00 | 0 | 0 | 0 | 2 | 0 | 0 | 2 | 0 | 0 | 2 | 0 | 0 | 2 | 0 | 0 | 2 | 0 | 0 | 2 | 0 | 0 | 2 | 0 | 10 | E | 9 | 9 | A | 7 | 6 | A | 7 | 3 | A | 7 | 81 | A | 7 | 1004 | E | 9 | 0 | A | 7 | 0 | A | 7 | 16100 | A | 7 | 1380 | A | 7 | 1.3 | E | 8 | 0.083 | F | 8 | 0.13 | F | 8 | -9900 | -9900 | ? | 0
2003-03-03 | 4:00 | 0 | 0 | 0 | 2 | 0 | 0 | 2 | 0 | 0 | 2 | 0 | 0 | 2 | 0 | 0 | 2 | 0 | 0 | 2 | 0 | 0 | 2 | 0 | 10 | E | 9 | 10 | E | 9 | 6 | A | 7 | 3 | A | 7 | 81 | A | 7 | 1004 | E | 9 | 200 | A | 7 | 1.5 | A | 7 | 12900 | A | 7 | 1020 | A | 7 | 1.2 | E | 8 | 0.083 | F | 8 | 0.13 | F | 8 | 2 | 6 | A | 7
2003-03-03 | 5:00 | 0 | 0 | 0 | 2 | 0 | 0 | 2 | 0 | 0 | 2 | 0 | 0 | 2 | 0 | 0 | 2 | 0 | 0 | 2 | 0 | 0 | 2 | 0 | 10 | E | 9 | 10 | E | 9 | 6 | A | 7 | 3 | A | 7 | 81 | A | 7 | 1004 | E | 9 | 0 | A | 7 | 0 | A | 7 | 12900 | A | 7 | 1260 | A | 7 | 1.2 | E | 8 | 0.083 | F | 8 | 0.13 | F | 8 | 0 | 1 | A | 7
2003-03-03 | 6:00 | 0 | 0 | 0 | 2 | 0 | 0 | 2 | 0 | 0 | 2 | 0 | 0 | 2 | 0 | 0 | 2 | 0 | 0 | 2 | 0 | 0 | 2 | 0 | 10 | E | 9 | 10 | E | 9 | 6 | A | 7 | 3 | A | 7 | 81 | A | 7 | 1004 | E | 9 | 0 | A | 7 | 0 | A | 7 | 14500 | A | 7 | 750 | A | 7 | 1.2 | E | 8 | 0.083 | F | 8 | 0.13 | F | 8 | -9900 | -9900 | ? | 0
2003-03-03 | 7:00 | 4 | 267 | 0 | 2 | 8 | 0 | 2 | 15 | 0 | 2 | 8 | 0 | 2 | 8 | 0 | 2 | 15 | 0 | 2 | 8 | 0 | 2 | 19 | 10 | E | 9 | 10 | E | 9 | 6 | A | 7 | 4 | A | 7 | 87 | A | 7 | 1004 | E | 9 | 0 | A | 7 | 0 | A | 7 | 11300 | A | 7 | 630 | A | 7 | 1.2 | E | 8 | 0.083 | F | 8 | 0.13 | F | 8 | 0 | 3 | A | 7
2003-03-03 | 8:00 | 162 | 1392 | 60 | 2 | 8 | 212 | 2 | 15 | 35 | 2 | 8 | 6300 | 2 | 8 | 12000 | 2 | 15 | 4900 | 2 | 8 | 620 | 2 | 19 | 8 | E | 9 | 8 | E | 9 | 6 | A | 7 | 4 | A | 7 | 87 | A | 7 | 1004 | E | 9 | 0 | A | 7 | 0 | A | 7 | 11300 | A | 7 | 690 | A | 7 | 1.2 | E | 8 | 0.083 | F | 8 | 0.13 | F | 8 | -9900 | -9900 | ? | 0
2003-03-03 | 9:00 | 395 | 1392 | 142 | 2 | 8 | 103 | 2 | 15 | 112 | 2 | 8 | 15400 | 2 | 8 | 9200 | 2 | 15 | 12700 | 2 | 8 | 2490 | 2 | 19 | 8 | E | 9 | 8 | E | 9 | 7 | A | 7 | 4 | A | 7 | 81 | A | 7 | 1004 | E | 9 | 0 | A | 7 | 0 | A | 7 | 11300 | A | 7 | 750 | A | 7 | 1.2 | E | 8 | 0.083 | F | 8 | 0.13 | F | 8 | -9900 | -9900 | ? | 0
2003-03-03 | 10:00 | 595 | 1392 | 384 | 2 | 8 | 529 | 2 | 15 | 157 | 2 | 8 | 40000 | 2 | 8 | 51400 | 2 | 15 | 18000 | 2 | 8 | 3160 | 2 | 19 | 10 | E | 9 | 10 | E | 9 | 8 | A | 7 | 5 | A | 7 | 81 | A | 7 | 1004 | E | 9 | 60 | A | 7 | 1.5 | A | 7 | 11300 | A | 7 | 810 | A | 7 | 1.2 | E | 8 | 0.083 | F | 8 | 0.13 | F | 8 | -9900 | -9900 | ? | 0
2003-03-03 | 11:00 | 747 | 1392 | 313 | 2 | 8 | 129 | 2 | 15 | 243 | 2 | 8 | 34000 | 2 | 8 | 13300 | 2 | 15 | 26800 | 2 | 8 | 6220 | 2 | 19 | 10 | B | 8 | 10 | B | 8 | 8.4 | B | 8 | 3.9 | B | 8 | 73 | A | 7 | 1004 | E | 9 | 30 | B | 8 | 1.8 | B | 8 | -9900 | ? | 0 | 750 | B | 8 | 1.2 | E | 8 | 0.083 | F | 8 | 0.13 | F | 8 | -9900 | -9900 | ? | 0
2003-03-03 | 12:00 | 841 | 1392 | 488 | 2 | 8 | 346 | 2 | 15 | 278 | 2 | 8 | 52100 | 2 | 8 | 36800 | 2 | 15 | 29800 | 2 | 8 | 7100 | 2 | 19 | 10 | E | 9 | 10 | E | 9 | 9 | A | 7 | 3 | A | 7 | 66 | A | 7 | 1004 | E | 9 | 360 | A | 7 | 2.1 | A | 7 | 14500 | A | 7 | 690 | A | 7 | 1.2 | E | 8 | 0.083 | F | 8 | 0.13 | F | 8 | -9900 | -9900 | ? | 0
2003-03-03 | 13:00 | 869 | 1392 | 152 | 2 | 8 | 0 | 2 | 15 | 152 | 2 | 8 | 18200 | 2 | 8 | 0 | 2 | 15 | 18200 | 2 | 8 | 7220 | 2 | 19 | 10 | E | 9 | 10 | E | 9 | 11 | A | 7 | 3 | A | 7 | 58 | A | 7 | 1004 | E | 9 | 10 | A | 7 | 1.5 | A | 7 | 12900 | A | 7 | 1230 | A | 7 | 1.2 | E | 8 | 0.083 | F | 8 | 0.13 | F | 8 | -9900 | -9900 | ? | 0
2003-03-03 | 14:00 | 830 | 1392 | 296 | 2 | 8 | 37 | 2 | 15 | 274 | 2 | 8 | 32600 | 2 | 8 | 3800 | 2 | 15 | 30300 | 2 | 8 | 8740 | 2 | 19 | 10 | E | 9 | 10 | E | 9 | 11 | A | 7 | 4 | A | 7 | 62 | A | 7 | 1004 | E | 9 | 330 | A | 7 | 2.1 | A | 7 | 14500 | A | 7 | 1350 | A | 7 | 1.1 | E | 8 | 0.083 | F | 8 | 0.13 | F | 8 | -9900 | -9900 | ? | 0
2003-03-03 | 15:00 | 727 | 1392 | 296 | 2 | 8 | 74 | 2 | 15 | 257 | 2 | 8 | 32500 | 2 | 8 | 7400 | 2 | 15 | 28500 | 2 | 8 | 7570 | 2 | 19 | 8 | E | 9 | 8 | E | 9 | 11 | A | 7 | 3 | A | 7 | 58 | A | 7 | 1004 | E | 9 | 40 | A | 7 | 2.1 | A | 7 | 14500 | A | 7 | 1410 | A | 7 | 1.1 | E | 8 | 0.083 | F | 8 | 0.13 | F | 8 | -9900 | -9900 | ? | 0
2003-03-03 | 16:00 | 567 | 1392 | 187 | 2 | 8 | 39 | 2 | 15 | 171 | 2 | 8 | 20500 | 2 | 8 | 3800 | 2 | 15 | 19000 | 2 | 8 | 4790 | 2 | 19 | 10 | E | 9 | 10 | E | 9 | 11 | A | 7 | 4 | A | 7 | 62 | A | 7 | 1004 | E | 9 | 10 | A | 7 | 3.6 | A | 7 | 16100 | A | 7 | 1260 | A | 7 | 1.1 | E | 8 | 0.083 | F | 8 | 0.13 | F | 8 | -9900 | -9900 | ? | 0
2003-03-03 | 17:00 | 361 | 1392 | 226 | 2 | 8 | 271 | 2 | 15 | 156 | 2 | 8 | 23100 | 2 | 8 | 22900 | 2 | 15 | 17100 | 2 | 8 | 3450 | 2 | 19 | 10 | E | 9 | 10 | E | 9 | 11 | A | 7 | 2 | A | 7 | 54 | A | 7 | 1004 | E | 9 | 20 | A | 7 | 2.6 | A | 7 | 16100 | A | 7 | 1350 | A | 7 | 1.1 | E | 8 | 0.083 | F | 8 | 0.13 | F | 8 | -9900 | -9900 | ? | 0
2003-03-03 | 18:00 | 126 | 1392 | 0 | 2 | 8 | 0 | 2 | 15 | 0 | 2 | 8 | 0 | 2 | 8 | 0 | 2 | 15 | 0 | 2 | 8 | 0 | 2 | 19 | 4 | E | 9 | 4 | E | 9 | 10 | A | 7 | 2 | A | 7 | 57 | A | 7 | 1004 | E | 9 | 350 | A | 7 | 1.5 | A | 7 | 14500 | A | 7 | 77777 | A | 7 | 1.2 | E | 8 | 0.083 | F | 8 | 0.13 | F | 8 | -9900 | -9900 | ? | 0
2003-03-03 | 19:00 | 0 | 35 | 0 | 2 | 8 | 0 | 2 | 15 | 0 | 2 | 8 | 0 | 2 | 8 | 0 | 2 | 15 | 0 | 2 | 8 | 0 | 2 | 19 | 0 | E | 9 | 0 | E | 9 | 7 | A | 7 | 2 | A | 7 | 70 | A | 7 | 1004 | E | 9 | 340 | A | 7 | 1.5 | A | 7 | 16100 | A | 7 | 77777 | A | 7 | 1.2 | E | 8 | 0.083 | F | 8 | 0.13 | F | 8 | -9900 | -9900 | ? | 0
2003-03-03 | 20:00 | 0 | 0 | 0 | 2 | 0 | 0 | 2 | 0 | 0 | 2 | 0 | 0 | 2 | 0 | 0 | 2 | 0 | 0 | 2 | 0 | 0 | 2 | 0 | 8 | E | 9 | 8 | E | 9 | 6 | A | 7 | 2 | A | 7 | 75 | A | 7 | 1004 | E | 9 | 290 | A | 7 | 2.6 | A | 7 | 16100 | A | 7 | 1110 | A | 7 | 1.2 | E | 8 | 0.083 | F | 8 | 0.13 | F | 8 | -9900 | -9900 | ? | 0
2003-03-03 | 21:00 | 0 | 0 | 0 | 2 | 0 | 0 | 2 | 0 | 0 | 2 | 0 | 0 | 2 | 0 | 0 | 2 | 0 | 0 | 2 | 0 | 0 | 2 | 0 | 8 | B | 8 | 8 | B | 8 | 6.1 | B | 8 | 2.6 | B | 8 | 78 | A | 7 | 1004 | E | 9 | 300 | B | 8 | 2.1 | B | 8 | -9900 | ? | 0 | 1155 | B | 8 | 1.2 | E | 8 | 0.083 | F | 8 | 0.13 | F | 8 | -9900 | -9900 | ? | 0
2003-03-03 | 22:00 | 0 | 0 | 0 | 2 | 0 | 0 | 2 | 0 | 0 | 2 | 0 | 0 | 2 | 0 | 0 | 2 | 0 | 0 | 2 | 0 | 0 | 2 | 0 | 8 | E | 9 | 8 | E | 9 | 6 | A | 7 | 3 | A | 7 | 81 | A | 7 | 1004 | E | 9 | 310 | A | 7 | 1.5 | A | 7 | 16100 | A | 7 | 1200 | A | 7 | 1.2 | E | 8 | 0.083 | F | 8 | 0.13 | F | 8 | -9900 | -9900 | ? | 0
2003-03-03 | 23:00 | 0 | 0 | 0 | 2 | 0 | 0 | 2 | 0 | 0 | 2 | 0 | 0 | 2 | 0 | 0 | 2 | 0 | 0 | 2 | 0 | 0 | 2 | 0 | 0 | E | 9 | 0 | E | 9 | 4 | A | 7 | 2 | A | 7 | 87 | A | 7 | 1004 | E | 9 | 0 | A | 7 | 0 | A | 7 | 16100 | A | 7 | 77777 | A | 7 | 1.2 | E | 8 | 0.083 | F | 8 | 0.13 | F | 8 | -9900 | -9900 | ? | 0
2003-03-03 | 24:00 | 0 | 0 | 0 | 2 | 0 | 0 | 2 | 0 | 0 | 2 | 0 | 0 | 2 | 0 | 0 | 2 | 0 | 0 | 2 | 0 | 0 | 2 | 0 | 0 | E | 9 | 0 | E | 9 | 3 | A | 7 | 1 | A | 7 | 87 | A | 7 | 1004 | E | 9 | 280 | A | 7 | 2.6 | A | 7 | 16100 | A | 7 | 77777 | A | 7 | 1.2 | E | 8 | 0.083 | F | 8 | 0.13 | F | 8 | -9900 | -9900 | ? | 0
2003-03-04 | 1:00 | 0 | 0 | 0 | 2 | 0 | 0 | 2 | 0 | 0 | 2 | 0 | 0 | 2 | 0 | 0 | 2 | 0 | 0 | 2 | 0 | 0 | 2 | 0 | 10 | E | 9 | 10 | E | 9 | 3 | A | 7 | 2 | A | 7 | 93 | A | 7 | 1004 | E | 9 | 170 | A | 7 | 2.1 | A | 7 | 16100 | A | 7 | 1080 | A | 7 | 1.3 | E | 8 | 0.084 | F | 8 | 0.13 | F | 8 | -9900 | -9900 | ? | 0
2003-03-04 | 2:00 | 0 | 0 | 0 | 2 | 0 | 0 | 2 | 0 | 0 | 2 | 0 | 0 | 2 | 0 | 0 | 2 | 0 | 0 | 2 | 0 | 0 | 2 | 0 | 10 | E | 9 | 10 | A | 7 | 4 | A | 7 | 2 | A | 7 | 87 | A | 7 | 1004 | E | 9 | 210 | A | 7 | 1.5 | A | 7 | 12900 | A | 7 | 1170 | A | 7 | 1.2 | E | 8 | 0.084 | F | 8 | 0.13 | F | 8 | -9900 | -9900 | ? | 0
2003-03-04 | 3:00 | 0 | 0 | 0 | 2 | 0 | 0 | 2 | 0 | 0 | 2 | 0 | 0 | 2 | 0 | 0 | 2 | 0 | 0 | 2 | 0 | 0 | 2 | 0 | 10 | E | 9 | 10 | A | 7 | 5 | A | 7 | 2 | A | 7 | 81 | A | 7 | 1004 | E | 9 | 0 | A | 7 | 0 | A | 7 | 16100 | A | 7 | 1080 | A | 7 | 1.1 | E | 8 | 0.084 | F | 8 | 0.13 | F | 8 | -9900 | -9900 | ? | 0
2003-03-04 | 4:00 | 0 | 0 | 0 | 2 | 0 | 0 | 2 | 0 | 0 | 2 | 0 | 0 | 2 | 0 | 0 | 2 | 0 | 0 | 2 | 0 | 0 | 2 | 0 | 10 | E | 9 | 10 | E | 9 | 5 | A | 7 | 2 | A | 7 | 81 | A | 7 | 1004 | E | 9 | 190 | A | 7 | 1.5 | A | 7 | 16100 | A | 7 | 1020 | A | 7 | 1 | E | 8 | 0.084 | F | 8 | 0.13 | F | 8 | -9900 | -9900 | ? | 0
2003-03-04 | 5:00 | 0 | 0 | 0 | 2 | 0 | 0 | 2 | 0 | 0 | 2 | 0 | 0 | 2 | 0 | 0 | 2 | 0 | 0 | 2 | 0 | 0 | 2 | 0 | 10 | E | 9 | 10 | E | 9 | 5 | A | 7 | 3 | A | 7 | 87 | A | 7 | 1004 | E | 9 | 160 | A | 7 | 2.1 | A | 7 | 16100 | A | 7 | 1200 | A | 7 | 1.1 | E | 8 | 0.084 | F | 8 | 0.13 | F | 8 | -9900 | -9900 | ? | 0
2003-03-04 | 6:00 | 0 | 0 | 0 | 2 | 0 | 0 | 2 | 0 | 0 | 2 | 0 | 0 | 2 | 0 | 0 | 2 | 0 | 0 | 2 | 0 | 0 | 2 | 0 | 10 | E | 9 | 10 | E | 9 | 5 | A | 7 | 3 | A | 7 | 87 | A | 7 | 1004 | E | 9 | 200 | A | 7 | 2.1 | A | 7 | 14500 | A | 7 | 1260 | A | 7 | 1.1 | E | 8 | 0.084 | F | 8 | 0.13 | F | 8 | -9900 | -9900 | ? | 0
2003-03-04 | 7:00 | 5 | 290 | 0 | 2 | 8 | 0 | 2 | 15 | 0 | 2 | 8 | 0 | 2 | 8 | 0 | 2 | 15 | 0 | 2 | 8 | 0 | 2 | 19 | 10 | E | 9 | 10 | E | 9 | 5 | A | 7 | 3 | A | 7 | 87 | A | 7 | 1004 | E | 9 | 190 | A | 7 | 1.5 | A | 7 | 14500 | A | 7 | 1200 | A | 7 | 1.1 | E | 8 | 0.084 | F | 8 | 0.13 | F | 8 | -9900 | -9900 | ? | 0
2003-03-04 | 8:00 | 170 | 1391 | 41 | 2 | 8 | 35 | 2 | 15 | 37 | 2 | 8 | 4500 | 2 | 8 | 2400 | 2 | 15 | 4200 | 2 | 8 | 910 | 2 | 19 | 8 | E | 9 | 8 | E | 9 | 6 | A | 7 | 3 | A | 7 | 81 | A | 7 | 1004 | E | 9 | 160 | A | 7 | 2.1 | A | 7 | 12900 | A | 7 | 1020 | A | 7 | 1.2 | E | 8 | 0.084 | F | 8 | 0.13 | F | 8 | -9900 | -9900 | ? | 0
2003-03-04 | 9:00 | 403 | 1391 | 160 | 2 | 8 | 136 | 2 | 15 | 121 | 2 | 8 | 17400 | 2 | 8 | 12200 | 2 | 15 | 13800 | 2 | 8 | 2690 | 2 | 19 | 8 | E | 9 | 8 | E | 9 | 7 | A | 7 | 4 | A | 7 | 81 | A | 7 | 1004 | E | 9 | 180 | A | 7 | 2.6 | A | 7 | 12900 | A | 7 | 960 | A | 7 | 1.3 | E | 8 | 0.084 | F | 8 | 0.13 | F | 8 | -9900 | -9900 | ? | 0
2003-03-04 | 10:00 | 603 | 1391 | 182 | 2 | 8 | 23 | 2 | 15 | 172 | 2 | 8 | 20600 | 2 | 8 | 1800 | 2 | 15 | 19800 | 2 | 8 | 6590 | 2 | 19 | 10 | E | 9 | 10 | E | 9 | 8 | A | 7 | 5 | A | 7 | 81 | A | 7 | 1004 | E | 9 | 150 | A | 7 | 5.1 | A | 7 | 14500 | A | 7 | 900 | A | 7 | 1.4 | E | 8 | 0.084 | F | 8 | 0.13 | F | 8 | -9900 | -9900 | ? | 0
2003-03-04 | 11:00 | 754 | 1391 | 296 | 2 | 8 | 94 | 2 | 15 | 245 | 2 | 8 | 32500 | 2 | 8 | 9500 | 2 | 15 | 27400 | 2 | 8 | 7490 | 2 | 19 | 10 | E | 9 | 10 | E | 9 | 9 | A | 7 | 6 | A | 7 | 81 | A | 7 | 1004 | E | 9 | 170 | A | 7 | 4.6 | A | 7 | 12900 | A | 7 | 780 | A | 7 | 1.5 | E | 8 | 0.084 | F | 8 | 0.13 | F | 8 | -9900 | -9900 | ? | 0
2003-03-04 | 12:00 | 848 | 1391 | 209 | 2 | 8 | 6 | 2 | 15 | 205 | 2 | 8 | 24300 | 2 | 8 | 500 | 2 | 15 | 24000 | 2 | 8 | 9050 | 2 | 19 | 10 | E | 9 | 10 | E | 9 | 10 | A | 7 | 6 | A | 7 | 76 | A | 7 | 1004 | E | 9 | 180 | A | 7 | 4.1 | A | 7 | 14500 | A | 7 | 690 | A | 7 | 1.5 | E | 8 | 0.084 | F | 8 | 0.13 | F | 8 | -9900 | -9900 | ? | 0
2003-03-04 | 13:00 | 876 | 1391 | 201 | 2 | 8 | 6 | 2 | 15 | 197 | 2 | 8 | 23600 | 2 | 8 | 500 | 2 | 15 | 23300 | 2 | 8 | 8920 | 2 | 19 | 10 | E | 9 | 10 | E | 9 | 10 | A | 7 | 7 | A | 7 | 82 | A | 7 | 1004 | E | 9 | 170 | A | 7 | 5.1 | A | 7 | 9700 | A | 7 | 600 | A | 7 | 1.6 | E | 8 | 0.084 | F | 8 | 0.13 | F | 8 | -9900 | -9900 | ? | 0
2003-03-04 | 14:00 | 837 | 1391 | 263 | 2 | 8 | 18 | 2 | 15 | 252 | 2 | 8 | 30100 | 2 | 8 | 1600 | 2 | 15 | 29100 | 2 | 8 | 10390 | 2 | 19 | 10 | E | 9 | 10 | E | 9 | 10 | A | 7 | 7 | A | 7 | 82 | A | 7 | 1004 | E | 9 | 180 | A | 7 | 5.7 | A | 7 | 4000 | A | 7 | 570 | A | 7 | 1.5 | E | 8 | 0.084 | F | 8 | 0.13 | F | 8 | -9900 | -9900 | ? | 0
2003-03-04 | 15:00 | 734 | 1391 | 151 | 2 | 8 | 0 | 2 | 15 | 151 | 2 | 8 | 17700 | 2 | 8 | 0 | 2 | 15 | 17700 | 2 | 8 | 6660 | 2 | 19 | 10 | E | 9 | 10 | E | 9 | 11 | A | 7 | 8 | A | 7 | 82 | A | 7 | 1004 | E | 9 | 180 | A | 7 | 6.2 | A | 7 | 8000 | A | 7 | 780 | A | 7 | 1.5 | E | 8 | 0.084 | F | 8 | 0.13 | F | 8 | 0 | 1 | A | 7
2003-03-04 | 16:00 | 573 | 1391 | 62 | 2 | 8 | 0 | 2 | 15 | 62 | 2 | 8 | 7500 | 2 | 8 | 0 | 2 | 15 | 7500 | 2 | 8 | 2850 | 2 | 19 | 10 | E | 9 | 10 | E | 9 | 11 | A | 7 | 8 | A | 7 | 82 | A | 7 | 1004 | E | 9 | 110 | A | 7 | 1.5 | A | 7 | 12900 | A | 7 | 300 | A | 7 | 1.4 | E | 8 | 0.084 | F | 8 | 0.13 | F | 8 | 1 | 1 | A | 7
2003-03-04 | 17:00 | 367 | 1391 | 213 | 2 | 8 | 240 | 2 | 15 | 149 | 2 | 8 | 22600 | 2 | 8 | 20700 | 2 | 15 | 17100 | 2 | 8 | 3290 | 2 | 19 | 10 | E | 9 | 10 | E | 9 | 11 | A | 7 | 7 | A | 7 | 76 | A | 7 | 1004 | E | 9 | 300 | A | 7 | 3.6 | A | 7 | 14500 | A | 7 | 1290 | A | 7 | 1.4 | E | 8 | 0.084 | F | 8 | 0.13 | F | 8 | 0 | 1 | A | 7
2003-03-04 | 18:00 | 131 | 1391 | 0 | 2 | 8 | 0 | 2 | 15 | 0 | 2 | 8 | 0 | 2 | 8 | 0 | 2 | 15 | 0 | 2 | 8 | 0 | 2 | 19 | 8 | E | 9 | 8 | E | 9 | 9 | A | 7 | 6 | A | 7 | 81 | A | 7 | 1004 | E | 9 | 280 | A | 7 | 2.6 | A | 7 | 14500 | A | 7 | 1140 | A | 7 | 1.5 | E | 8 | 0.084 | F | 8 | 0.13 | F | 8 | -9900 | -9900 | ? | 0
2003-03-04 | 19:00 | 0 | 81 | 0 | 2 | 8 | 0 | 2 | 15 | 0 | 2 | 8 | 0 | 2 | 8 | 0 | 2 | 15 | 0 | 2 | 8 | 0 | 2 | 19 | 10 | E | 9 | 10 | E | 9 | 9 | A | 7 | 6 | A | 7 | 81 | A | 7 | 1004 | E | 9 | 280 | A | 7 | 2.6 | A | 7 | 16100 | A | 7 | 900 | A | 7 | 1.5 | E | 8 | 0.084 | F | 8 | 0.13 | F | 8 | 0 | 3 | A | 7
2003-03-04 | 20:00 | 0 | 0 | 0 | 2 | 0 | 0 | 2 | 0 | 0 | 2 | 0 | 0 | 2 | 0 | 0 | 2 | 0 | 0 | 2 | 0 | 0 | 2 | 0 | 8 | E | 9 | 8 | E | 9 | 8 | A | 7 | 4 | A | 7 | 76 | A | 7 | 1004 | E | 9 | 280 | A | 7 | 2.6 | A | 7 | 16100 | A | 7 | 1140 | A | 7 | 1.5 | E | 8 | 0.084 | F | 8 | 0.13 | F | 8 | -9900 | -9900 | ? | 0
2003-03-04 | 21:00 | 0 | 0 | 0 | 2 | 0 | 0 | 2 | 0 | 0 | 2 | 0 | 0 | 2 | 0 | 0 | 2 | 0 | 0 | 2 | 0 | 0 | 2 | 0 | 10 | E | 9 | 10 | E | 9 | 8 | A | 7 | 6 | A | 7 | 87 | A | 7 | 1004 | E | 9 | 0 | A | 7 | 0 | A | 7 | 16100 | A | 7 | 870 | A | 7 | 1.6 | E | 8 | 0.084 | F | 8 | 0.13 | F | 8 | -9900 | -9900 | ? | 0
2003-03-04 | 22:00 | 0 | 0 | 0 | 2 | 0 | 0 | 2 | 0 | 0 | 2 | 0 | 0 | 2 | 0 | 0 | 2 | 0 | 0 | 2 | 0 | 0 | 2 | 0 | 7 | E | 9 | 7 | E | 9 | 8 | A | 7 | 5 | A | 7 | 81 | A | 7 | 1004 | E | 9 | 260 | A | 7 | 2.1 | A | 7 | 16100 | A | 7 | 77777 | A | 7 | 1.6 | E | 8 | 0.084 | F | 8 | 0.13 | F | 8 | 0 | 6 | A | 7
2003-03-04 | 23:00 | 0 | 0 | 0 | 2 | 0 | 0 | 2 | 0 | 0 | 2 | 0 | 0 | 2 | 0 | 0 | 2 | 0 | 0 | 2 | 0 | 0 | 2 | 0 | 10 | E | 9 | 10 | E | 9 | 8 | A | 7 | 6 | A | 7 | 87 | A | 7 | 1004 | E | 9 | 200 | A | 7 | 1.5 | A | 7 | 16100 | A | 7 | 720 | A | 7 | 1.6 | E | 8 | 0.084 | F | 8 | 0.13 | F | 8 | -9900 | -9900 | ? | 0
2003-03-04 | 24:00 | 0 | 0 | 0 | 2 | 0 | 0 | 2 | 0 | 0 | 2 | 0 | 0 | 2 | 0 | 0 | 2 | 0 | 0 | 2 | 0 | 0 | 2 | 0 | 10 | E | 9 | 10 | E | 9 | 8 | A | 7 | 6 | A | 7 | 87 | A | 7 | 1004 | E | 9 | 240 | A | 7 | 1.5 | A | 7 | 12900 | A | 7 | 600 | A | 7 | 1.6 | E | 8 | 0.084 | F | 8 | 0.13 | F | 8 | -9900 | -9900 | ? | 0
2003-03-05 | 1:00 | 0 | 0 | 0 | 2 | 0 | 0 | 2 | 0 | 0 | 2 | 0 | 0 | 2 | 0 | 0 | 2 | 0 | 0 | 2 | 0 | 0 | 2 | 0 | 10 | E | 9 | 10 | E | 9 | 8 | A | 7 | 6 | A | 7 | 87 | A | 7 | 1004 | E | 9 | 0 | A | 7 | 0 | A | 7 | 16100 | A | 7 | 990 | A | 7 | 1.6 | E | 8 | 0.084 | F | 8 | 0.13 | F | 8 | -9900 | -9900 | ? | 0
2003-03-05 | 2:00 | 0 | 0 | 0 | 2 | 0 | 0 | 2 | 0 | 0 | 2 | 0 | 0 | 2 | 0 | 0 | 2 | 0 | 0 | 2 | 0 | 0 | 2 | 0 | 10 | E | 9 | 10 | A | 7 | 8 | A | 7 | 6 | A | 7 | 87 | A | 7 | 1004 | E | 9 | 0 | A | 7 | 0 | A | 7 | 16100 | A | 7 | 840 | A | 7 | 1.5 | E | 8 | 0.084 | F | 8 | 0.13 | F | 8 | -9900 | -9900 | ? | 0
2003-03-05 | 3:00 | 0 | 0 | 0 | 2 | 0 | 0 | 2 | 0 | 0 | 2 | 0 | 0 | 2 | 0 | 0 | 2 | 0 | 0 | 2 | 0 | 0 | 2 | 0 | 10 | E | 9 | 10 | A | 7 | 8 | A | 7 | 6 | A | 7 | 87 | A | 7 | 1004 | E | 9 | 170 | A | 7 | 1.5 | A | 7 | 12900 | A | 7 | 1170 | A | 7 | 1.4 | E | 8 | 0.084 | F | 8 | 0.13 | F | 8 | -9900 | -9900 | ? | 0
2003-03-05 | 4:00 | 0 | 0 | 0 | 2 | 0 | 0 | 2 | 0 | 0 | 2 | 0 | 0 | 2 | 0 | 0 | 2 | 0 | 0 | 2 | 0 | 0 | 2 | 0 | 10 | E | 9 | 10 | E | 9 | 8 | A | 7 | 6 | A | 7 | 87 | A | 7 | 1004 | E | 9 | 0 | A | 7 | 0 | A | 7 | 16100 | A | 7 | 870 | A | 7 | 1.3 | E | 8 | 0.084 | F | 8 | 0.13 | F | 8 | -9900 | -9900 | ? | 0
2003-03-05 | 5:00 | 0 | 0 | 0 | 2 | 0 | 0 | 2 | 0 | 0 | 2 | 0 | 0 | 2 | 0 | 0 | 2 | 0 | 0 | 2 | 0 | 0 | 2 | 0 | 9 | E | 9 | 9 | E | 9 | 8 | A | 7 | 6 | A | 7 | 87 | A | 7 | 1004 | E | 9 | 200 | A | 7 | 4.6 | A | 7 | 16100 | A | 7 | 1050 | A | 7 | 1.4 | E | 8 | 0.084 | F | 8 | 0.13 | F | 8 | -9900 | -9900 | ? | 0
2003-03-05 | 6:00 | 0 | 0 | 0 | 2 | 0 | 0 | 2 | 0 | 0 | 2 | 0 | 0 | 2 | 0 | 0 | 2 | 0 | 0 | 2 | 0 | 0 | 2 | 0 | 10 | E | 9 | 10 | E | 9 | 8 | A | 7 | 6 | A | 7 | 87 | A | 7 | 1004 | E | 9 | 180 | A | 7 | 4.1 | A | 7 | 16100 | A | 7 | 1020 | A | 7 | 1.4 | E | 8 | 0.084 | F | 8 | 0.13 | F | 8 | -9900 | -9900 | ? | 0
2003-03-05 | 7:00 | 7 | 336 | 0 | 2 | 8 | 0 | 2 | 15 | 0 | 2 | 8 | 0 | 2 | 8 | 0 | 2 | 15 | 0 | 2 | 8 | 0 | 2 | 19 | 10 | E | 9 | 10 | E | 9 | 8 | A | 7 | 6 | A | 7 | 87 | A | 7 | 1004 | E | 9 | 200 | A | 7 | 3.6 | A | 7 | 16100 | A | 7 | 720 | A | 7 | 1.5 | E | 8 | 0.084 | F | 8 | 0.13 | F | 8 | -9900 | -9900 | ? | 0
2003-03-05 | 8:00 | 177 | 1390 | 42 | 2 | 8 | 31 | 2 | 15 | 38 | 2 | 8 | 4600 | 2 | 8 | 2200 | 2 | 15 | 4300 | 2 | 8 | 940 | 2 | 19 | 10 | E | 9 | 10 | E | 9 | 9 | A | 7 | 6 | A | 7 | 81 | A | 7 | 1004 | E | 9 | 0 | A | 7 | 0 | A | 7 | 14500 | A | 7 | 480 | A | 7 | 1.5 | E | 8 | 0.084 | F | 8 | 0.13 | F | 8 | -9900 | -9900 | ? | 0
2003-03-05 | 9:00 | 410 | 1390 | 118 | 2 | 8 | 33 | 2 | 15 | 108 | 2 | 8 | 12900 | 2 | 8 | 3000 | 2 | 15 | 12000 | 2 | 8 | 2880 | 2 | 19 | 5 | B | 8 | 5 | B | 8 | 10.1 | B | 8 | 6.2 | B | 8 | 77 | A | 7 | 1004 | E | 9 | 300 | B | 8 | 3.1 | B | 8 | -9900 | ? | 0 | 11240 | B | 8 | 1.6 | E | 8 | 0.084 | F | 8 | 0.13 | F | 8 | -9900 | -9900 | ? | 0
2003-03-05 | 10:00 | 610 | 1390 | 360 | 2 | 8 | 317 | 2 | 15 | 221 | 2 | 8 | 37800 | 2 | 8 | 31900 | 2 | 15 | 23700 | 2 | 8 | 5030 | 2 | 19 | 0 | E | 9 | 0 | E | 9 | 11 | A | 7 | 6 | A | 7 | 71 | A | 7 | 1004 | E | 9 | 240 | A | 7 | 6.2 | A | 7 | 12900 | A | 7 | 77777 | A | 7 | 1.7 | E | 8 | 0.084 | F | 8 | 0.13 | F | 8 | -9900 | -9900 | ? | 0
2003-03-05 | 11:00 | 762 | 1390 | 187 | 2 | 8 | 12 | 2 | 15 | 180 | 2 | 8 | 21700 | 2 | 8 | 1000 | 2 | 15 | 21100 | 2 | 8 | 7760 | 2 | 19 | 10 | E | 9 | 10 | E | 9 | 11 | A | 7 | 5 | A | 7 | 66 | A | 7 | 1004 | E | 9 | 240 | A | 7 | 6.2 | A | 7 | 14500 | A | 7 | 1290 | A | 7 | 1.6 | E | 8 | 0.084 | F | 8 | 0.13 | F | 8 | -9900 | -9900 | ? | 0
2003-03-05 | 12:00 | 855 | 1390 | 134 | 2 | 8 | 0 | 2 | 15 | 134 | 2 | 8 | 16200 | 2 | 8 | 0 | 2 | 15 | 16200 | 2 | 8 | 6460 | 2 | 19 | 10 | E | 9 | 10 | E | 9 | 10 | A | 7 | 5 | A | 7 | 71 | A | 7 | 1004 | E | 9 | 230 | A | 7 | 7.2 | A | 7 | 14500 | A | 7 | 1200 | A | 7 | 1.6 | E | 8 | 0.084 | F | 8 | 0.13 | F | 8 | -9900 | -9900 | ? | 0
2003-03-05 | 13:00 | 882 | 1390 | 134 | 2 | 8 | 0 | 2 | 15 | 134 | 2 | 8 | 16200 | 2 | 8 | 0 | 2 | 15 | 16200 | 2 | 8 | 6540 | 2 | 19 | 10 | E | 9 | 10 | E | 9 | 10 | A | 7 | 6 | A | 7 | 76 | A | 7 | 1004 | E | 9 | 200 | A | 7 | 6.2 | A | 7 | 14500 | A | 7 | 870 | A | 7 | 1.6 | E | 8 | 0.084 | F | 8 | 0.13 | F | 8 | -9900 | -9900 | ? | 0
2003-03-05 | 14:00 | 843 | 1390 | 103 | 2 | 8 | 0 | 2 | 15 | 103 | 2 | 8 | 12600 | 2 | 8 | 0 | 2 | 15 | 12600 | 2 | 8 | 5110 | 2 | 19 | 10 | E | 9 | 10 | E | 9 | 9 | A | 7 | 6 | A | 7 | 81 | A | 7 | 1004 | E | 9 | 200 | A | 7 | 5.1 | A | 7 | 11300 | A | 7 | 810 | A | 7 | 1.6 | E | 8 | 0.084 | F | 8 | 0.13 | F | 8 | -9900 | -9900 | ? | 0
2003-03-05 | 15:00 | 740 | 1390 | 89 | 2 | 8 | 0 | 2 | 15 | 89 | 2 | 8 | 10900 | 2 | 8 | 0 | 2 | 15 | 10900 | 2 | 8 | 4290 | 2 | 19 | 10 | E | 9 | 10 | E | 9 | 9 | A | 7 | 7 | A | 7 | 87 | A | 7 | 1004 | E | 9 | 190 | A | 7 | 5.7 | A | 7 | 3200 | A | 7 | 390 | A | 7 | 1.5 | E | 8 | 0.084 | F | 8 | 0.13 | F | 8 | -9900 | -9900 | ? | 0
2003-03-05 | 16:00 | 579 | 1390 | 70 | 2 | 8 | 0 | 2 | 15 | 70 | 2 | 8 | 8400 | 2 | 8 | 0 | 2 | 15 | 8400 | 2 | 8 | 3190 | 2 | 19 | 10 | E | 9 | 10 | E | 9 | 9 | A | 7 | 7 | A | 7 | 87 | A | 7 | 1004 | E | 9 | 190 | A | 7 | 6.7 | A | 7 | 9700 | A | 7 | 960 | A | 7 | 1.5 | E | 8 | 0.084 | F | 8 | 0.13 | F | 8 | -9900 | -9900 | ? | 0
2003-03-05 | 17:00 | 373 | 1390 | 84 | 2 | 8 | 0 | 2 | 15 | 84 | 2 | 8 | 9500 | 2 | 8 | 0 | 2 | 15 | 9500 | 2 | 8 | 3120 | 2 | 19 | 10 | E | 9 | 10 | E | 9 | 9 | A | 7 | 7 | A | 7 | 87 | A | 7 | 1004 | E | 9 | 190 | A | 7 | 5.7 | A | 7 | 12900 | A | 7 | 810 | A | 7 | 1.6 | E | 8 | 0.084 | F | 8 | 0.13 | F | 8 | -9900 | -9900 | ? | 0
2003-03-05 | 18:00 | 137 | 1390 | 0 | 2 | 8 | 0 | 2 | 15 | 0 | 2 | 8 | 0 | 2 | 8 | 0 | 2 | 15 | 0 | 2 | 8 | 0 | 2 | 19 | 10 | E | 9 | 10 | E | 9 | 9 | A | 7 | 7 | A | 7 | 87 | A | 7 | 1004 | E | 9 | 190 | A | 7 | 5.7 | A | 7 | 8000 | A | 7 | 900 | A | 7 | 1.6 | E | 8 | 0.084 | F | 8 | 0.13 | F | 8 | -9900 | -9900 | ? | 0
2003-03-05 | 19:00 | 1 | 104 | 0 | 2 | 8 | 0 | 2 | 15 | 0 | 2 | 8 | 0 | 2 | 8 | 0 | 2 | 15 | 0 | 2 | 8 | 0 | 2 | 19 | 10 | E | 9 | 10 | E | 9 | 9 | A | 7 | 7 | A | 7 | 87 | A | 7 | 1004 | E | 9 | 190 | A | 7 | 5.1 | A | 7 | 4800 | A | 7 | 600 | A | 7 | 1.6 | E | 8 | 0.084 | F | 8 | 0.13 | F | 8 | -9900 | -9900 | ? | 0
2003-03-05 | 20:00 | 0 | 0 | 0 | 2 | 0 | 0 | 2 | 0 | 0 | 2 | 0 | 0 | 2 | 0 | 0 | 2 | 0 | 0 | 2 | 0 | 0 | 2 | 0 | 10 | E | 9 | 10 | E | 9 | 9 | A | 7 | 6 | A | 7 | 81 | A | 7 | 1004 | E | 9 | 220 | A | 7 | 5.7 | A | 7 | 16100 | A | 7 | 1050 | A | 7 | 1.5 | E | 8 | 0.084 | F | 8 | 0.13 | F | 8 | 0 | 1 | A | 7
2003-03-05 | 21:00 | 0 | 0 | 0 | 2 | 0 | 0 | 2 | 0 | 0 | 2 | 0 | 0 | 2 | 0 | 0 | 2 | 0 | 0 | 2 | 0 | 0 | 2 | 0 | 10 | E | 9 | 10 | E | 9 | 9 | A | 7 | 5 | A | 7 | 76 | A | 7 | 1004 | E | 9 | 220 | A | 7 | 5.1 | A | 7 | 16100 | A | 7 | 960 | A | 7 | 1.5 | E | 8 | 0.084 | F | 8 | 0.13 | F | 8 | -9900 | -9900 | ? | 0
2003-03-05 | 22:00 | 0 | 0 | 0 | 2 | 0 | 0 | 2 | 0 | 0 | 2 | 0 | 0 | 2 | 0 | 0 | 2 | 0 | 0 | 2 | 0 | 0 | 2 | 0 | 9 | E | 9 | 9 | E | 9 | 9 | A | 7 | 4 | A | 7 | 71 | A | 7 | 1004 | E | 9 | 220 | A | 7 | 6.7 | A | 7 | 16100 | A | 7 | 1140 | A | 7 | 1.4 | E | 8 | 0.084 | F | 8 | 0.13 | F | 8 | 0 | 6 | A | 7
2003-03-05 | 23:00 | 0 | 0 | 0 | 2 | 0 | 0 | 2 | 0 | 0 | 2 | 0 | 0 | 2 | 0 | 0 | 2 | 0 | 0 | 2 | 0 | 0 | 2 | 0 | 10 | E | 9 | 10 | E | 9 | 9 | A | 7 | 5 | A | 7 | 76 | A | 7 | 1004 | E | 9 | 210 | A | 7 | 6.7 | A | 7 | 11300 | A | 7 | 780 | A | 7 | 1.4 | E | 8 | 0.084 | F | 8 | 0.13 | F | 8 | -9900 | -9900 | ? | 0
2003-03-05 | 24:00 | 0 | 0 | 0 | 2 | 0 | 0 | 2 | 0 | 0 | 2 | 0 | 0 | 2 | 0 | 0 | 2 | 0 | 0 | 2 | 0 | 0 | 2 | 0 | 10 | E | 9 | 10 | E | 9 | 9 | A | 7 | 6 | A | 7 | 81 | A | 7 | 1004 | E | 9 | 220 | A | 7 | 5.1 | A | 7 | 16100 | A | 7 | 930 | A | 7 | 1.4 | E | 8 | 0.084 | F | 8 | 0.13 | F | 8 | -9900 | -9900 | ? | 0
2003-03-06 | 1:00 | 0 | 0 | 0 | 2 | 0 | 0 | 2 | 0 | 0 | 2 | 0 | 0 | 2 | 0 | 0 | 2 | 0 | 0 | 2 | 0 | 0 | 2 | 0 | 10 | E | 9 | 10 | E | 9 | 8 | A | 7 | 6 | A | 7 | 87 | A | 7 | 1004 | E | 9 | 210 | A | 7 | 3.6 | A | 7 | 12900 | A | 7 | 960 | A | 7 | 1.4 | E | 8 | 0.085 | F | 8 | 0.13 | F | 8 | -9900 | -9900 | ? | 0
2003-03-06 | 2:00 | 0 | 0 | 0 | 2 | 0 | 0 | 2 | 0 | 0 | 2 | 0 | 0 | 2 | 0 | 0 | 2 | 0 | 0 | 2 | 0 | 0 | 2 | 0 | 10 | E | 9 | 10 | A | 7 | 9 | A | 7 | 6 | A | 7 | 81 | A | 7 | 1004 | E | 9 | 220 | A | 7 | 4.1 | A | 7 | 6400 | A | 7 | 810 | A | 7 | 1.4 | E | 8 | 0.085 | F | 8 | 0.13 | F | 8 | 0 | 1 | A | 7
2003-03-06 | 3:00 | 0 | 0 | 0 | 2 | 0 | 0 | 2 | 0 | 0 | 2 | 0 | 0 | 2 | 0 | 0 | 2 | 0 | 0 | 2 | 0 | 0 | 2 | 0 | 10 | E | 9 | 10 | A | 7 | 9 | A | 7 | 5 | A | 7 | 76 | A | 7 | 1004 | E | 9 | 220 | A | 7 | 3.6 | A | 7 | 16100 | A | 7 | 1020 | A | 7 | 1.4 | E | 8 | 0.085 | F | 8 | 0.13 | F | 8 | 0 | 1 | A | 7
2003-03-06 | 4:00 | 0 | 0 | 0 | 2 | 0 | 0 | 2 | 0 | 0 | 2 | 0 | 0 | 2 | 0 | 0 | 2 | 0 | 0 | 2 | 0 | 0 | 2 | 0 | 10 | B | 8 | 10 | B | 8 | 8.9 | B | 8 | 4.8 | B | 8 | 75 | A | 7 | 1004 | E | 9 | 140 | B | 8 | 2.7 | B | 8 | -9900 | ? | 0 | 2958 | B | 8 | 1.3 | E | 8 | 0.085 | F | 8 | 0.13 | F | 8 | -9900 | -9900 | ? | 0
2003-03-06 | 5:00 | 0 | 0 | 0 | 2 | 0 | 0 | 2 | 0 | 0 | 2 | 0 | 0 | 2 | 0 | 0 | 2 | 0 | 0 | 2 | 0 | 0 | 2 | 0 | 9 | B | 8 | 9 | B | 8 | 8.8 | B | 8 | 4.7 | B | 8 | 75 | A | 7 | 1004 | E | 9 | 240 | B | 8 | 4.8 | B | 8 | -9900 | ? | 0 | 5556 | B | 8 | 1.3 | E | 8 | 0.085 | F | 8 | 0.13 | F | 8 | -9900 | -9900 | ? | 0
2003-03-06 | 6:00 | 0 | 0 | 0 | 2 | 0 | 0 | 2 | 0 | 0 | 2 | 0 | 0 | 2 | 0 | 0 | 2 | 0 | 0 | 2 | 0 | 0 | 2 | 0 | 10 | B | 8 | 10 | B | 8 | 8.7 | B | 8 | 4.5 | B | 8 | 75 | A | 7 | 1004 | E | 9 | 220 | B | 8 | 3.9 | B | 8 | -9900 | ? | 0 | 7763 | B | 8 | 1.3 | E | 8 | 0.085 | F | 8 | 0.13 | F | 8 | -9900 | -9900 | ? | 0
2003-03-06 | 7:00 | 8 | 382 | 0 | 2 | 8 | 0 | 2 | 15 | 0 | 2 | 8 | 0 | 2 | 8 | 0 | 2 | 15 | 0 | 2 | 8 | 0 | 2 | 19 | 10 | B | 8 | 9 | B | 8 | 8.6 | B | 8 | 4.3 | B | 8 | 74 | A | 7 | 1004 | E | 9 | 220 | B | 8 | 4 | B | 8 | -9900 | ? | 0 | 9971 | B | 8 | 1.3 | E | 8 | 0.085 | F | 8 | 0.13 | F | 8 | -9900 | -9900 | ? | 0
2003-03-06 | 8:00 | 185 | 1389 | 38 | 2 | 8 | 9 | 2 | 15 | 37 | 2 | 8 | 4300 | 2 | 8 | 0 | 2 | 15 | 4300 | 2 | 8 | 1300 | 2 | 19 | 10 | B | 8 | 9 | B | 8 | 8.9 | B | 8 | 4.2 | B | 8 | 72 | A | 7 | 1004 | E | 9 | 120 | B | 8 | 1.7 | B | 8 | -9900 | ? | 0 | 12284 | B | 8 | 1.3 | E | 8 | 0.085 | F | 8 | 0.13 | F | 8 | -9900 | -9900 | ? | 0
2003-03-06 | 9:00 | 418 | 1389 | 92 | 2 | 8 | 0 | 2 | 15 | 92 | 2 | 8 | 10500 | 2 | 8 | 0 | 2 | 15 | 10500 | 2 | 8 | 3510 | 2 | 19 | 7 | B | 8 | 6 | B | 8 | 9.4 | B | 8 | 4.1 | B | 8 | 69 | A | 7 | 1004 | E | 9 | 270 | B | 8 | 3.6 | B | 8 | -9900 | ? | 0 | 19992 | B | 8 | 1.4 | E | 8 | 0.085 | F | 8 | 0.13 | F | 8 | -9900 | -9900 | ? | 0
2003-03-06 | 10:00 | 617 | 1389 | 148 | 2 | 8 | 6 | 2 | 15 | 145 | 2 | 8 | 17000 | 2 | 8 | 400 | 2 | 15 | 16800 | 2 | 8 | 5930 | 2 | 19 | 4 | B | 8 | 4 | B | 8 | 10.2 | B | 8 | 4.3 | B | 8 | 67 | A | 7 | 1004 | E | 9 | 230 | B | 8 | 5.5 | B | 8 | -9900 | ? | 0 | 77777 | B | 8 | 1.4 | E | 8 | 0.085 | F | 8 | 0.13 | F | 8 | -9900 | -9900 | ? | 0
2003-03-06 | 11:00 | 769 | 1389 | 94 | 2 | 8 | 0 | 2 | 15 | 94 | 2 | 8 | 11500 | 2 | 8 | 0 | 2 | 15 | 11500 | 2 | 8 | 4560 | 2 | 19 | 9 | B | 8 | 9 | B | 8 | 10.6 | B | 8 | 4.2 | B | 8 | 65 | A | 7 | 1004 | E | 9 | 230 | B | 8 | 4.1 | B | 8 | -9900 | ? | 0 | 19702 | B | 8 | 1.4 | E | 8 | 0.085 | F | 8 | 0.13 | F | 8 | -9900 | -9900 | ? | 0
2003-03-06 | 12:00 | 862 | 1389 | 128 | 2 | 8 | 0 | 2 | 15 | 128 | 2 | 8 | 15500 | 2 | 8 | 0 | 2 | 15 | 15500 | 2 | 8 | 6230 | 2 | 19 | 9 | E | 9 | 9 | E | 9 | 10 | A | 7 | 4 | A | 7 | 66 | A | 7 | 1004 | E | 9 | 230 | A | 7 | 4.1 | A | 7 | 16100 | A | 7 | 77777 | A | 7 | 1.4 | E | 8 | 0.085 | F | 8 | 0.13 | F | 8 | -9900 | -9900 | ? | 0
2003-03-06 | 13:00 | 889 | 1389 | 268 | 2 | 8 | 36 | 2 | 15 | 245 | 2 | 8 | 29500 | 2 | 8 | 3600 | 2 | 15 | 27200 | 2 | 8 | 8420 | 2 | 19 | 10 | E | 9 | 10 | E | 9 | 9 | A | 7 | 4 | A | 7 | 71 | A | 7 | 1004 | E | 9 | 220 | A | 7 | 6.7 | A | 7 | 14500 | A | 7 | 990 | A | 7 | 1.5 | E | 8 | 0.085 | F | 8 | 0.13 | F | 8 | -9900 | -9900 | ? | 0
2003-03-06 | 14:00 | 850 | 1389 | 135 | 2 | 8 | 0 | 2 | 15 | 135 | 2 | 8 | 16300 | 2 | 8 | 0 | 2 | 15 | 16300 | 2 | 8 | 6480 | 2 | 19 | 9 | E | 9 | 9 | E | 9 | 10 | A | 7 | 5 | A | 7 | 71 | A | 7 | 1004 | E | 9 | 190 | A | 7 | 5.7 | A | 7 | 16100 | A | 7 | 77777 | A | 7 | 1.5 | E | 8 | 0.085 | F | 8 | 0.13 | F | 8 | -9900 | -9900 | ? | 0
2003-03-06 | 15:00 | 746 | 1389 | 103 | 2 | 8 | 0 | 2 | 15 | 103 | 2 | 8 | 12400 | 2 | 8 | 0 | 2 | 15 | 12400 | 2 | 8 | 4890 | 2 | 19 | 10 | E | 9 | 10 | E | 9 | 10 | A | 7 | 6 | A | 7 | 76 | A | 7 | 1004 | E | 9 | 190 | A | 7 | 6.2 | A | 7 | 14500 | A | 7 | 870 | A | 7 | 1.6 | E | 8 | 0.085 | F | 8 | 0.13 | F | 8 | -9900 | -9900 | ? | 0
2003-03-06 | 16:00 | 585 | 1389 | 108 | 2 | 8 | 0 | 2 | 15 | 108 | 2 | 8 | 12600 | 2 | 8 | 0 | 2 | 15 | 12600 | 2 | 8 | 4610 | 2 | 19 | 10 | E | 9 | 10 | E | 9 | 10 | A | 7 | 6 | A | 7 | 76 | A | 7 | 1004 | E | 9 | 200 | A | 7 | 5.1 | A | 7 | 14500 | A | 7 | 840 | A | 7 | 1.6 | E | 8 | 0.085 | F | 8 | 0.13 | F | 8 | -9900 | -9900 | ? | 0
2003-03-06 | 17:00 | 379 | 1389 | 156 | 2 | 8 | 101 | 2 | 15 | 128 | 2 | 8 | 16700 | 2 | 8 | 8900 | 2 | 15 | 14300 | 2 | 8 | 2830 | 2 | 19 | 10 | E | 9 | 10 | E | 9 | 10 | A | 7 | 7 | A | 7 | 82 | A | 7 | 1004 | E | 9 | 190 | A | 7 | 4.6 | A | 7 | 12900 | A | 7 | 720 | A | 7 | 1.6 | E | 8 | 0.085 | F | 8 | 0.13 | F | 8 | -9900 | -9900 | ? | 0
2003-03-06 | 18:00 | 142 | 1389 | 0 | 2 | 8 | 0 | 2 | 15 | 0 | 2 | 8 | 0 | 2 | 8 | 0 | 2 | 15 | 0 | 2 | 8 | 0 | 2 | 19 | 10 | E | 9 | 10 | E | 9 | 10 | A | 7 | 6 | A | 7 | 76 | A | 7 | 1004 | E | 9 | 200 | A | 7 | 5.1 | A | 7 | 14500 | A | 7 | 840 | A | 7 | 1.7 | E | 8 | 0.085 | F | 8 | 0.13 | F | 8 | -9900 | -9900 | ? | 0
2003-03-06 | 19:00 | 1 | 127 | 0 | 2 | 8 | 0 | 2 | 15 | 0 | 2 | 8 | 0 | 2 | 8 | 0 | 2 | 15 | 0 | 2 | 8 | 0 | 2 | 19 | 10 | E | 9 | 10 | E | 9 | 10 | A | 7 | 6 | A | 7 | 76 | A | 7 | 1004 | E | 9 | 200 | A | 7 | 5.7 | A | 7 | 16100 | A | 7 | 960 | A | 7 | 1.7 | E | 8 | 0.085 | F | 8 | 0.13 | F | 8 | -9900 | -9900 | ? | 0
2003-03-06 | 20:00 | 0 | 0 | 0 | 2 | 0 | 0 | 2 | 0 | 0 | 2 | 0 | 0 | 2 | 0 | 0 | 2 | 0 | 0 | 2 | 0 | 0 | 2 | 0 | 10 | E | 9 | 10 | E | 9 | 9 | A | 7 | 7 | A | 7 | 87 | A | 7 | 1004 | E | 9 | 190 | A | 7 | 5.7 | A | 7 | 12900 | A | 7 | 720 | A | 7 | 1.7 | E | 8 | 0.085 | F | 8 | 0.13 | F | 8 | -9900 | -9900 | ? | 0
2003-03-06 | 21:00 | 0 | 0 | 0 | 2 | 0 | 0 | 2 | 0 | 0 | 2 | 0 | 0 | 2 | 0 | 0 | 2 | 0 | 0 | 2 | 0 | 0 | 2 | 0 | 10 | E | 9 | 10 | E | 9 | 9 | A | 7 | 6 | A | 7 | 81 | A | 7 | 1004 | E | 9 | 190 | A | 7 | 5.1 | A | 7 | 14500 | A | 7 | 780 | A | 7 | 1.7 | E | 8 | 0.085 | F | 8 | 0.13 | F | 8 | 0 | 1 | A | 7
2003-03-06 | 22:00 | 0 | 0 | 0 | 2 | 0 | 0 | 2 | 0 | 0 | 2 | 0 | 0 | 2 | 0 | 0 | 2 | 0 | 0 | 2 | 0 | 0 | 2 | 0 | 10 | E | 9 | 9 | E | 9 | 9 | A | 7 | 6 | A | 7 | 81 | A | 7 | 1004 | E | 9 | 190 | A | 7 | 3.1 | A | 7 | 16100 | A | 7 | 750 | A | 7 | 1.7 | E | 8 | 0.085 | F | 8 | 0.13 | F | 8 | 0 | 6 | A | 7
2003-03-06 | 23:00 | 0 | 0 | 0 | 2 | 0 | 0 | 2 | 0 | 0 | 2 | 0 | 0 | 2 | 0 | 0 | 2 | 0 | 0 | 2 | 0 | 0 | 2 | 0 | 10 | E | 9 | 10 | E | 9 | 9 | A | 7 | 6 | A | 7 | 81 | A | 7 | 1004 | E | 9 | 210 | A | 7 | 4.6 | A | 7 | 12900 | A | 7 | 840 | A | 7 | 1.8 | E | 8 | 0.085 | F | 8 | 0.13 | F | 8 | -9900 | -9900 | ? | 0
2003-03-06 | 24:00 | 0 | 0 | 0 | 2 | 0 | 0 | 2 | 0 | 0 | 2 | 0 | 0 | 2 | 0 | 0 | 2 | 0 | 0 | 2 | 0 | 0 | 2 | 0 | 10 | E | 9 | 10 | E | 9 | 9 | A | 7 | 6 | A | 7 | 81 | A | 7 | 1004 | E | 9 | 210 | A | 7 | 7.7 | A | 7 | 14500 | A | 7 | 900 | A | 7 | 1.8 | E | 8 | 0.085 | F | 8 | 0.13 | F | 8 | 0 | 1 | A | 7
2003-03-07 | 1:00 | 0 | 0 | 0 | 2 | 0 | 0 | 2 | 0 | 0 | 2 | 0 | 0 | 2 | 0 | 0 | 2 | 0 | 0 | 2 | 0 | 0 | 2 | 0 | 10 | E | 9 | 10 | E | 9 | 9 | A | 7 | 6 | A | 7 | 81 | A | 7 | 1004 | E | 9 | 200 | A | 7 | 5.7 | A | 7 | 12900 | A | 7 | 930 | A | 7 | 1.9 | E | 8 | 0.086 | F | 8 | 0.13 | F | 8 | 0 | 1 | A | 7
2003-03-07 | 2:00 | 0 | 0 | 0 | 2 | 0 | 0 | 2 | 0 | 0 | 2 | 0 | 0 | 2 | 0 | 0 | 2 | 0 | 0 | 2 | 0 | 0 | 2 | 0 | 10 | E | 9 | 10 | A | 7 | 9 | A | 7 | 6 | A | 7 | 81 | A | 7 | 1004 | E | 9 | 200 | A | 7 | 6.7 | A | 7 | 14500 | A | 7 | 930 | A | 7 | 1.8 | E | 8 | 0.086 | F | 8 | 0.13 | F | 8 | 0 | 1 | A | 7
2003-03-07 | 3:00 | 0 | 0 | 0 | 2 | 0 | 0 | 2 | 0 | 0 | 2 | 0 | 0 | 2 | 0 | 0 | 2 | 0 | 0 | 2 | 0 | 0 | 2 | 0 | 10 | E | 9 | 10 | A | 7 | 9 | A | 7 | 6 | A | 7 | 81 | A | 7 | 1004 | E | 9 | 190 | A | 7 | 6.7 | A | 7 | 14500 | A | 7 | 1230 | A | 7 | 1.8 | E | 8 | 0.086 | F | 8 | 0.13 | F | 8 | 1 | 1 | A | 7
2003-03-07 | 4:00 | 0 | 0 | 0 | 2 | 0 | 0 | 2 | 0 | 0 | 2 | 0 | 0 | 2 | 0 | 0 | 2 | 0 | 0 | 2 | 0 | 0 | 2 | 0 | 10 | E | 9 | 10 | E | 9 | 9 | A | 7 | 6 | A | 7 | 81 | A | 7 | 1004 | E | 9 | 200 | A | 7 | 6.7 | A | 7 | 14500 | A | 7 | 690 | A | 7 | 1.7 | E | 8 | 0.086 | F | 8 | 0.13 | F | 8 | 0 | 1 | A | 7
2003-03-07 | 5:00 | 0 | 0 | 0 | 2 | 0 | 0 | 2 | 0 | 0 | 2 | 0 | 0 | 2 | 0 | 0 | 2 | 0 | 0 | 2 | 0 | 0 | 2 | 0 | 10 | E | 9 | 9 | E | 9 | 9 | A | 7 | 6 | A | 7 | 81 | A | 7 | 1004 | E | 9 | 210 | A | 7 | 6.7 | A | 7 | 16100 | A | 7 | 990 | A | 7 | 1.7 | E | 8 | 0.086 | F | 8 | 0.13 | F | 8 | 0 | 1 | A | 7
2003-03-07 | 6:00 | 0 | 0 | 0 | 2 | 0 | 0 | 2 | 0 | 0 | 2 | 0 | 0 | 2 | 0 | 0 | 2 | 0 | 0 | 2 | 0 | 0 | 2 | 0 | 10 | E | 9 | 10 | E | 9 | 9 | A | 7 | 6 | A | 7 | 81 | A | 7 | 1004 | E | 9 | 200 | A | 7 | 5.7 | A | 7 | 16100 | A | 7 | 720 | A | 7 | 1.7 | E | 8 | 0.086 | F | 8 | 0.13 | F | 8 | 0 | 1 | A | 7
2003-03-07 | 7:00 | 10 | 428 | 0 | 2 | 8 | 0 | 2 | 15 | 0 | 2 | 8 | 0 | 2 | 8 | 0 | 2 | 15 | 0 | 2 | 8 | 0 | 2 | 19 | 10 | E | 9 | 10 | E | 9 | 9 | A | 7 | 6 | A | 7 | 81 | A | 7 | 1004 | E | 9 | 190 | A | 7 | 6.7 | A | 7 | 12900 | A | 7 | 720 | A | 7 | 1.7 | E | 8 | 0.086 | F | 8 | 0.13 | F | 8 | 0 | 1 | A | 7
2003-03-07 | 8:00 | 192 | 1389 | 14 | 2 | 8 | 0 | 2 | 15 | 14 | 2 | 8 | 1700 | 2 | 8 | 0 | 2 | 15 | 1700 | 2 | 8 | 570 | 2 | 19 | 10 | E | 9 | 10 | E | 9 | 9 | A | 7 | 6 | A | 7 | 81 | A | 7 | 1004 | E | 9 | 200 | A | 7 | 6.2 | A | 7 | 12900 | A | 7 | 870 | A | 7 | 1.7 | E | 8 | 0.086 | F | 8 | 0.13 | F | 8 | 0 | 1 | A | 7
2003-03-07 | 9:00 | 425 | 1389 | 53 | 2 | 8 | 0 | 2 | 15 | 53 | 2 | 8 | 6300 | 2 | 8 | 0 | 2 | 15 | 6300 | 2 | 8 | 2260 | 2 | 19 | 10 | E | 9 | 10 | E | 9 | 9 | A | 7 | 6 | A | 7 | 81 | A | 7 | 1004 | E | 9 | 190 | A | 7 | 7.2 | A | 7 | 12900 | A | 7 | 810 | A | 7 | 1.8 | E | 8 | 0.086 | F | 8 | 0.13 | F | 8 | -9900 | -9900 | ? | 0
2003-03-07 | 10:00 | 625 | 1389 | 82 | 2 | 8 | 0 | 2 | 15 | 82 | 2 | 8 | 9900 | 2 | 8 | 0 | 2 | 15 | 9900 | 2 | 8 | 3760 | 2 | 19 | 10 | E | 9 | 10 | E | 9 | 10 | A | 7 | 7 | A | 7 | 82 | A | 7 | 1004 | E | 9 | 180 | A | 7 | 8.2 | A | 7 | 12900 | A | 7 | 750 | A | 7 | 1.8 | E | 8 | 0.086 | F | 8 | 0.13 | F | 8 | 0 | 1 | A | 7
2003-03-07 | 11:00 | 776 | 1389 | 182 | 2 | 8 | 6 | 2 | 15 | 178 | 2 | 8 | 21100 | 2 | 8 | 500 | 2 | 15 | 20900 | 2 | 8 | 7780 | 2 | 19 | 10 | E | 9 | 9 | E | 9 | 11 | A | 7 | 8 | A | 7 | 82 | A | 7 | 1004 | E | 9 | 190 | A | 7 | 5.7 | A | 7 | 11300 | A | 7 | 750 | A | 7 | 1.8 | E | 8 | 0.086 | F | 8 | 0.13 | F | 8 | -9900 | -9900 | ? | 0
2003-03-07 | 12:00 | 869 | 1389 | 169 | 2 | 8 | 0 | 2 | 15 | 169 | 2 | 8 | 20100 | 2 | 8 | 0 | 2 | 15 | 20100 | 2 | 8 | 7880 | 2 | 19 | 10 | E | 9 | 10 | E | 9 | 11 | A | 7 | 8 | A | 7 | 82 | A | 7 | 1004 | E | 9 | 210 | A | 7 | 5.1 | A | 7 | 9700 | A | 7 | 720 | A | 7 | 1.8 | E | 8 | 0.086 | F | 8 | 0.13 | F | 8 | 0 | 1 | A | 7
2003-03-07 | 13:00 | 896 | 1389 | 262 | 2 | 8 | 12 | 2 | 15 | 254 | 2 | 8 | 30200 | 2 | 8 | 1100 | 2 | 15 | 29600 | 2 | 8 | 10890 | 2 | 19 | 10 | E | 9 | 10 | E | 9 | 12 | A | 7 | 9 | A | 7 | 82 | A | 7 | 1004 | E | 9 | 230 | A | 7 | 6.7 | A | 7 | 8000 | A | 7 | 930 | A | 7 | 1.8 | E | 8 | 0.086 | F | 8 | 0.13 | F | 8 | 0 | 1 | A | 7
2003-03-07 | 14:00 | 856 | 1389 | 263 | 2 | 8 | 18 | 2 | 15 | 252 | 2 | 8 | 30200 | 2 | 8 | 1600 | 2 | 15 | 29200 | 2 | 8 | 10550 | 2 | 19 | 10 | E | 9 | 10 | E | 9 | 12 | A | 7 | 8 | A | 7 | 76 | A | 7 | 1004 | E | 9 | 220 | A | 7 | 6.2 | A | 7 | 14500 | A | 7 | 1050 | A | 7 | 1.7 | E | 8 | 0.086 | F | 8 | 0.13 | F | 8 | -9900 | -9900 | ? | 0
2003-03-07 | 15:00 | 752 | 1389 | 151 | 2 | 8 | 0 | 2 | 15 | 151 | 2 | 8 | 17700 | 2 | 8 | 0 | 2 | 15 | 17700 | 2 | 8 | 6740 | 2 | 19 | 10 | E | 9 | 10 | E | 9 | 12 | A | 7 | 9 | A | 7 | 82 | A | 7 | 1004 | E | 9 | 210 | A | 7 | 3.6 | A | 7 | 9700 | A | 7 | 570 | A | 7 | 1.7 | E | 8 | 0.086 | F | 8 | 0.13 | F | 8 | 0 | 1 | A | 7
2003-03-07 | 16:00 | 591 | 1389 | 146 | 2 | 8 | 0 | 2 | 15 | 146 | 2 | 8 | 16700 | 2 | 8 | 0 | 2 | 15 | 16700 | 2 | 8 | 5830 | 2 | 19 | 10 | E | 9 | 9 | E | 9 | 12 | A | 7 | 8 | A | 7 | 76 | A | 7 | 1004 | E | 9 | 240 | A | 7 | 3.1 | A | 7 | 16100 | A | 7 | 780 | A | 7 | 1.6 | E | 8 | 0.086 | F | 8 | 0.13 | F | 8 | 1 | 1 | A | 7
2003-03-07 | 17:00 | 384 | 1389 | 164 | 2 | 8 | 115 | 2 | 15 | 133 | 2 | 8 | 17700 | 2 | 8 | 10100 | 2 | 15 | 14900 | 2 | 8 | 2950 | 2 | 19 | 10 | E | 9 | 9 | E | 9 | 12 | A | 7 | 8 | A | 7 | 76 | A | 7 | 1004 | E | 9 | 210 | A | 7 | 3.6 | A | 7 | 11300 | A | 7 | 900 | A | 7 | 1.7 | E | 8 | 0.086 | F | 8 | 0.13 | F | 8 | 0 | 1 | A | 7
2003-03-07 | 18:00 | 148 | 1389 | 0 | 2 | 8 | 0 | 2 | 15 | 0 | 2 | 8 | 0 | 2 | 8 | 0 | 2 | 15 | 0 | 2 | 8 | 0 | 2 | 19 | 10 | E | 9 | 10 | E | 9 | 11 | A | 7 | 8 | A | 7 | 82 | A | 7 | 1004 | E | 9 | 210 | A | 7 | 3.1 | A | 7 | 8000 | A | 7 | 900 | A | 7 | 1.7 | E | 8 | 0.086 | F | 8 | 0.13 | F | 8 | 1 | 1 | A | 7
2003-03-07 | 19:00 | 2 | 174 | 0 | 2 | 8 | 0 | 2 | 15 | 0 | 2 | 8 | 0 | 2 | 8 | 0 | 2 | 15 | 0 | 2 | 8 | 0 | 2 | 19 | 10 | E | 9 | 10 | E | 9 | 11 | A | 7 | 7 | A | 7 | 76 | A | 7 | 1004 | E | 9 | 170 | A | 7 | 2.1 | A | 7 | 8000 | A | 7 | 750 | A | 7 | 1.7 | E | 8 | 0.086 | F | 8 | 0.13 | F | 8 | 0 | 1 | A | 7
2003-03-07 | 20:00 | 0 | 0 | 0 | 2 | 0 | 0 | 2 | 0 | 0 | 2 | 0 | 0 | 2 | 0 | 0 | 2 | 0 | 0 | 2 | 0 | 0 | 2 | 0 | 10 | E | 9 | 10 | E | 9 | 11 | A | 7 | 8 | A | 7 | 82 | A | 7 | 1004 | E | 9 | 170 | A | 7 | 4.1 | A | 7 | 14500 | A | 7 | 930 | A | 7 | 1.8 | E | 8 | 0.086 | F | 8 | 0.13 | F | 8 | 0 | 1 | A | 7
2003-03-07 | 21:00 | 0 | 0 | 0 | 2 | 0 | 0 | 2 | 0 | 0 | 2 | 0 | 0 | 2 | 0 | 0 | 2 | 0 | 0 | 2 | 0 | 0 | 2 | 0 | 10 | E | 9 | 10 | E | 9 | 10 | A | 7 | 8 | A | 7 | 87 | A | 7 | 1004 | E | 9 | 180 | A | 7 | 1.5 | A | 7 | 8000 | A | 7 | 540 | A | 7 | 1.8 | E | 8 | 0.086 | F | 8 | 0.13 | F | 8 | 2 | 1 | A | 7
2003-03-07 | 22:00 | 0 | 0 | 0 | 2 | 0 | 0 | 2 | 0 | 0 | 2 | 0 | 0 | 2 | 0 | 0 | 2 | 0 | 0 | 2 | 0 | 0 | 2 | 0 | 10 | E | 9 | 10 | E | 9 | 11 | A | 7 | 8 | A | 7 | 82 | A | 7 | 1004 | E | 9 | 60 | A | 7 | 2.1 | A | 7 | 14500 | A | 7 | 90 | A | 7 | 1.8 | E | 8 | 0.086 | F | 8 | 0.13 | F | 8 | 4 | 6 | A | 7
2003-03-07 | 23:00 | 0 | 0 | 0 | 2 | 0 | 0 | 2 | 0 | 0 | 2 | 0 | 0 | 2 | 0 | 0 | 2 | 0 | 0 | 2 | 0 | 0 | 2 | 0 | 10 | E | 9 | 10 | E | 9 | 10 | A | 7 | 8 | A | 7 | 87 | A | 7 | 1004 | E | 9 | 180 | A | 7 | 1.5 | A | 7 | 8000 | A | 7 | 180 | A | 7 | 1.8 | E | 8 | 0.086 | F | 8 | 0.13 | F | 8 | 0 | 1 | A | 7
2003-03-07 | 24:00 | 0 | 0 | 0 | 2 | 0 | 0 | 2 | 0 | 0 | 2 | 0 | 0 | 2 | 0 | 0 | 2 | 0 | 0 | 2 | 0 | 0 | 2 | 0 | 10 | E | 9 | 10 | E | 9 | 10 | A | 7 | 8 | A | 7 | 87 | A | 7 | 1004 | E | 9 | 0 | A | 7 | 0 | A | 7 | 4800 | A | 7 | 540 | A | 7 | 1.9 | E | 8 | 0.086 | F | 8 | 0.13 | F | 8 | 1 | 1 | A | 7
2003-03-08 | 1:00 | 0 | 0 | 0 | 2 | 0 | 0 | 2 | 0 | 0 | 2 | 0 | 0 | 2 | 0 | 0 | 2 | 0 | 0 | 2 | 0 | 0 | 2 | 0 | 10 | E | 9 | 10 | E | 9 | 10 | A | 7 | 8 | A | 7 | 87 | A | 7 | 1004 | E | 9 | 160 | A | 7 | 1.5 | A | 7 | 4800 | A | 7 | 330 | A | 7 | 1.9 | E | 8 | 0.086 | F | 8 | 0.13 | F | 8 | 1 | 1 | A | 7
2003-03-08 | 2:00 | 0 | 0 | 0 | 2 | 0 | 0 | 2 | 0 | 0 | 2 | 0 | 0 | 2 | 0 | 0 | 2 | 0 | 0 | 2 | 0 | 0 | 2 | 0 | 10 | E | 9 | 10 | A | 7 | 10 | A | 7 | 8 | A | 7 | 87 | A | 7 | 1004 | E | 9 | 160 | A | 7 | 1.5 | A | 7 | 8000 | A | 7 | 180 | A | 7 | 1.9 | E | 8 | 0.086 | F | 8 | 0.13 | F | 8 | 2 | 1 | A | 7
2003-03-08 | 3:00 | 0 | 0 | 0 | 2 | 0 | 0 | 2 | 0 | 0 | 2 | 0 | 0 | 2 | 0 | 0 | 2 | 0 | 0 | 2 | 0 | 0 | 2 | 0 | 10 | E | 9 | 5 | A | 7 | 11 | A | 7 | 7 | A | 7 | 76 | A | 7 | 1004 | E | 9 | 230 | A | 7 | 4.6 | A | 7 | 16100 | A | 7 | 77777 | A | 7 | 1.8 | E | 8 | 0.086 | F | 8 | 0.13 | F | 8 | 0 | 1 | A | 7
2003-03-08 | 4:00 | 0 | 0 | 0 | 2 | 0 | 0 | 2 | 0 | 0 | 2 | 0 | 0 | 2 | 0 | 0 | 2 | 0 | 0 | 2 | 0 | 0 | 2 | 0 | 10 | E | 9 | 10 | E | 9 | 10 | A | 7 | 8 | A | 7 | 87 | A | 7 | 1004 | E | 9 | 150 | A | 7 | 4.6 | A | 7 | 16100 | A | 7 | 750 | A | 7 | 1.8 | E | 8 | 0.086 | F | 8 | 0.13 | F | 8 | 5 | 6 | A | 7
2003-03-08 | 5:00 | 0 | 0 | 0 | 2 | 0 | 0 | 2 | 0 | 0 | 2 | 0 | 0 | 2 | 0 | 0 | 2 | 0 | 0 | 2 | 0 | 0 | 2 | 0 | 10 | E | 9 | 10 | E | 9 | 10 | A | 7 | 7 | A | 7 | 82 | A | 7 | 1004 | E | 9 | 150 | A | 7 | 5.1 | A | 7 | 12900 | A | 7 | 180 | A | 7 | 1.8 | E | 8 | 0.086 | F | 8 | 0.13 | F | 8 | 0 | 1 | A | 7
2003-03-08 | 6:00 | 0 | 0 | 0 | 2 | 0 | 0 | 2 | 0 | 0 | 2 | 0 | 0 | 2 | 0 | 0 | 2 | 0 | 0 | 2 | 0 | 0 | 2 | 0 | 10 | E | 9 | 10 | E | 9 | 10 | A | 7 | 7 | A | 7 | 82 | A | 7 | 1004 | E | 9 | 180 | A | 7 | 4.1 | A | 7 | 11300 | A | 7 | 780 | A | 7 | 1.9 | E | 8 | 0.086 | F | 8 | 0.13 | F | 8 | -9900 | -9900 | ? | 0
2003-03-08 | 7:00 | 12 | 451 | 0 | 2 | 8 | 0 | 2 | 15 | 0 | 2 | 8 | 0 | 2 | 8 | 0 | 2 | 15 | 0 | 2 | 8 | 0 | 2 | 19 | 10 | E | 9 | 10 | E | 9 | 10 | A | 7 | 7 | A | 7 | 82 | A | 7 | 1004 | E | 9 | 180 | A | 7 | 5.1 | A | 7 | 16100 | A | 7 | 750 | A | 7 | 1.9 | E | 8 | 0.086 | F | 8 | 0.13 | F | 8 | 0 | 3 | A | 7
2003-03-08 | 8:00 | 200 | 1388 | 32 | 2 | 8 | 0 | 2 | 15 | 32 | 2 | 8 | 3700 | 2 | 8 | 0 | 2 | 15 | 3700 | 2 | 8 | 1190 | 2 | 19 | 10 | E | 9 | 10 | E | 9 | 10 | A | 7 | 7 | A | 7 | 82 | A | 7 | 1004 | E | 9 | 170 | A | 7 | 6.7 | A | 7 | 16100 | A | 7 | 600 | A | 7 | 2 | E | 8 | 0.086 | F | 8 | 0.13 | F | 8 | -9900 | -9900 | ? | 0
2003-03-08 | 9:00 | 433 | 1388 | 84 | 2 | 8 | 0 | 2 | 15 | 84 | 2 | 8 | 9700 | 2 | 8 | 0 | 2 | 15 | 9700 | 2 | 8 | 3330 | 2 | 19 | 10 | E | 9 | 10 | E | 9 | 11 | A | 7 | 7 | A | 7 | 76 | A | 7 | 1004 | E | 9 | 180 | A | 7 | 6.2 | A | 7 | 14500 | A | 7 | 810 | A | 7 | 2 | E | 8 | 0.086 | F | 8 | 0.13 | F | 8 | -9900 | -9900 | ? | 0
2003-03-08 | 10:00 | 632 | 1388 | 204 | 2 | 8 | 29 | 2 | 15 | 191 | 2 | 8 | 23000 | 2 | 8 | 2400 | 2 | 15 | 21900 | 2 | 8 | 7270 | 2 | 19 | 10 | B | 8 | 10 | B | 8 | 11.8 | B | 8 | 7.4 | B | 8 | 74 | A | 7 | 1004 | E | 9 | 180 | B | 8 | 6.4 | B | 8 | -9900 | ? | 0 | 910 | B | 8 | 2 | E | 8 | 0.086 | F | 8 | 0.13 | F | 8 | -9900 | -9900 | ? | 0
2003-03-08 | 11:00 | 783 | 1388 | 193 | 2 | 8 | 6 | 2 | 15 | 190 | 2 | 8 | 22400 | 2 | 8 | 500 | 2 | 15 | 22200 | 2 | 8 | 8210 | 2 | 19 | 10 | B | 8 | 10 | B | 8 | 12.3 | B | 8 | 7.6 | B | 8 | 73 | A | 7 | 1004 | E | 9 | 190 | B | 8 | 6.5 | B | 8 | -9900 | ? | 0 | 1010 | B | 8 | 2 | E | 8 | 0.086 | F | 8 | 0.13 | F | 8 | -9900 | -9900 | ? | 0
2003-03-08 | 12:00 | 875 | 1388 | 297 | 2 | 8 | 30 | 2 | 15 | 278 | 2 | 8 | 33900 | 2 | 8 | 2700 | 2 | 15 | 32200 | 2 | 8 | 11410 | 2 | 19 | 10 | E | 9 | 10 | E | 9 | 13 | A | 7 | 8 | A | 7 | 72 | A | 7 | 1004 | E | 9 | 190 | A | 7 | 6.7 | A | 7 | 16100 | A | 7 | 1110 | A | 7 | 1.9 | E | 8 | 0.086 | F | 8 | 0.13 | F | 8 | -9900 | -9900 | ? | 0
2003-03-08 | 13:00 | 903 | 1388 | 317 | 2 | 8 | 30 | 2 | 15 | 297 | 2 | 8 | 36200 | 2 | 8 | 2800 | 2 | 15 | 34300 | 2 | 8 | 12140 | 2 | 19 | 10 | E | 9 | 10 | E | 9 | 13 | A | 7 | 8 | A | 7 | 72 | A | 7 | 1004 | E | 9 | 190 | A | 7 | 5.7 | A | 7 | 11300 | A | 7 | 900 | A | 7 | 1.8 | E | 8 | 0.086 | F | 8 | 0.13 | F | 8 | -9900 | -9900 | ? | 0
2003-03-08 | 14:00 | 863 | 1388 | 276 | 2 | 8 | 18 | 2 | 15 | 264 | 2 | 8 | 31500 | 2 | 8 | 1600 | 2 | 15 | 30500 | 2 | 8 | 10930 | 2 | 19 | 10 | E | 9 | 10 | E | 9 | 13 | A | 7 | 8 | A | 7 | 72 | A | 7 | 1004 | E | 9 | 200 | A | 7 | 5.1 | A | 7 | 14500 | A | 7 | 870 | A | 7 | 1.7 | E | 8 | 0.086 | F | 8 | 0.13 | F | 8 | -9900 | -9900 | ? | 0
2003-03-08 | 15:00 | 758 | 1388 | 192 | 2 | 8 | 6 | 2 | 15 | 188 | 2 | 8 | 22100 | 2 | 8 | 500 | 2 | 15 | 21900 | 2 | 8 | 8010 | 2 | 19 | 10 | E | 9 | 9 | E | 9 | 13 | A | 7 | 9 | A | 7 | 77 | A | 7 | 1004 | E | 9 | 260 | A | 7 | 2.6 | A | 7 | 8000 | A | 7 | 570 | A | 7 | 1.5 | E | 8 | 0.086 | F | 8 | 0.13 | F | 8 | -9900 | -9900 | ? | 0
2003-03-08 | 16:00 | 597 | 1388 | 199 | 2 | 8 | 26 | 2 | 15 | 188 | 2 | 8 | 22300 | 2 | 8 | 2100 | 2 | 15 | 21400 | 2 | 8 | 6940 | 2 | 19 | 10 | E | 9 | 10 | E | 9 | 12 | A | 7 | 8 | A | 7 | 76 | A | 7 | 1004 | E | 9 | 230 | A | 7 | 3.1 | A | 7 | 16100 | A | 7 | 1050 | A | 7 | 1.4 | E | 8 | 0.086 | F | 8 | 0.13 | F | 8 | -9900 | -9900 | ? | 0
2003-03-08 | 17:00 | 390 | 1388 | 183 | 2 | 8 | 171 | 2 | 15 | 135 | 2 | 8 | 19700 | 2 | 8 | 15200 | 2 | 15 | 15400 | 2 | 8 | 3000 | 2 | 19 | 10 | E | 9 | 9 | E | 9 | 12 | A | 7 | 7 | A | 7 | 71 | A | 7 | 1004 | E | 9 | 250 | A | 7 | 4.6 | A | 7 | 14500 | A | 7 | 1380 | A | 7 | 1.5 | E | 8 | 0.086 | F | 8 | 0.13 | F | 8 | -9900 | -9900 | ? | 0
2003-03-08 | 18:00 | 153 | 1388 | 0 | 2 | 8 | 0 | 2 | 15 | 0 | 2 | 8 | 0 | 2 | 8 | 0 | 2 | 15 | 0 | 2 | 8 | 0 | 2 | 19 | 10 | E | 9 | 9 | E | 9 | 11 | A | 7 | 7 | A | 7 | 76 | A | 7 | 1004 | E | 9 | 220 | A | 7 | 1.5 | A | 7 | 16100 | A | 7 | 1500 | A | 7 | 1.6 | E | 8 | 0.086 | F | 8 | 0.13 | F | 8 | -9900 | -9900 | ? | 0
2003-03-08 | 19:00 | 2 | 197 | 0 | 2 | 8 | 0 | 2 | 15 | 0 | 2 | 8 | 0 | 2 | 8 | 0 | 2 | 15 | 0 | 2 | 8 | 0 | 2 | 19 | 10 | E | 9 | 8 | E | 9 | 11 | A | 7 | 6 | A | 7 | 71 | A | 7 | 1004 | E | 9 | 200 | A | 7 | 2.1 | A | 7 | 16100 | A | 7 | 77777 | A | 7 | 1.8 | E | 8 | 0.086 | F | 8 | 0.13 | F | 8 | -9900 | -9900 | ? | 0
2003-03-08 | 20:00 | 0 | 0 | 0 | 2 | 0 | 0 | 2 | 0 | 0 | 2 | 0 | 0 | 2 | 0 | 0 | 2 | 0 | 0 | 2 | 0 | 0 | 2 | 0 | 10 | E | 9 | 7 | E | 9 | 10 | A | 7 | 7 | A | 7 | 82 | A | 7 | 1004 | E | 9 | 150 | A | 7 | 3.6 | A | 7 | 16100 | A | 7 | 77777 | A | 7 | 1.8 | E | 8 | 0.086 | F | 8 | 0.13 | F | 8 | -9900 | -9900 | ? | 0
2003-03-08 | 21:00 | 0 | 0 | 0 | 2 | 0 | 0 | 2 | 0 | 0 | 2 | 0 | 0 | 2 | 0 | 0 | 2 | 0 | 0 | 2 | 0 | 0 | 2 | 0 | 10 | E | 9 | 9 | E | 9 | 11 | A | 7 | 6 | A | 7 | 71 | A | 7 | 1004 | E | 9 | 190 | A | 7 | 4.1 | A | 7 | 16100 | A | 7 | 1800 | A | 7 | 1.9 | E | 8 | 0.086 | F | 8 | 0.13 | F | 8 | -9900 | -9900 | ? | 0
2003-03-08 | 22:00 | 0 | 0 | 0 | 2 | 0 | 0 | 2 | 0 | 0 | 2 | 0 | 0 | 2 | 0 | 0 | 2 | 0 | 0 | 2 | 0 | 0 | 2 | 0 | 10 | E | 9 | 10 | E | 9 | 11 | A | 7 | 7 | A | 7 | 76 | A | 7 | 1004 | E | 9 | 170 | A | 7 | 3.6 | A | 7 | 16100 | A | 7 | 1500 | A | 7 | 2 | E | 8 | 0.086 | F | 8 | 0.13 | F | 8 | -9900 | -9900 | ? | 0
2003-03-08 | 23:00 | 0 | 0 | 0 | 2 | 0 | 0 | 2 | 0 | 0 | 2 | 0 | 0 | 2 | 0 | 0 | 2 | 0 | 0 | 2 | 0 | 0 | 2 | 0 | 10 | E | 9 | 9 | E | 9 | 11 | A | 7 | 7 | A | 7 | 76 | A | 7 | 1004 | E | 9 | 170 | A | 7 | 3.1 | A | 7 | 14500 | A | 7 | 1380 | A | 7 | 2 | E | 8 | 0.086 | F | 8 | 0.13 | F | 8 | -9900 | -9900 | ? | 0
2003-03-08 | 24:00 | 0 | 0 | 0 | 2 | 0 | 0 | 2 | 0 | 0 | 2 | 0 | 0 | 2 | 0 | 0 | 2 | 0 | 0 | 2 | 0 | 0 | 2 | 0 | 10 | E | 9 | 10 | E | 9 | 10 | A | 7 | 7 | A | 7 | 82 | A | 7 | 1004 | E | 9 | 190 | A | 7 | 2.1 | A | 7 | 16100 | A | 7 | 1320 | A | 7 | 2.1 | E | 8 | 0.086 | F | 8 | 0.13 | F | 8 | 0 | 1 | A | 7
2003-03-09 | 1:00 | 0 | 0 | 0 | 2 | 0 | 0 | 2 | 0 | 0 | 2 | 0 | 0 | 2 | 0 | 0 | 2 | 0 | 0 | 2 | 0 | 0 | 2 | 0 | 10 | E | 9 | 9 | E | 9 | 10 | A | 7 | 7 | A | 7 | 82 | A | 7 | 1004 | E | 9 | 160 | A | 7 | 3.1 | A | 7 | 11300 | A | 7 | 780 | A | 7 | 2.1 | E | 8 | 0.087 | F | 8 | 0.13 | F | 8 | 0 | 1 | A | 7
2003-03-09 | 2:00 | 0 | 0 | 0 | 2 | 0 | 0 | 2 | 0 | 0 | 2 | 0 | 0 | 2 | 0 | 0 | 2 | 0 | 0 | 2 | 0 | 0 | 2 | 0 | 10 | E | 9 | 10 | A | 7 | 9 | A | 7 | 7 | A | 7 | 87 | A | 7 | 1004 | E | 9 | 0 | A | 7 | 0 | A | 7 | 12900 | A | 7 | 1170 | A | 7 | 2 | E | 8 | 0.087 | F | 8 | 0.13 | F | 8 | 1 | 1 | A | 7
2003-03-09 | 3:00 | 0 | 0 | 0 | 2 | 0 | 0 | 2 | 0 | 0 | 2 | 0 | 0 | 2 | 0 | 0 | 2 | 0 | 0 | 2 | 0 | 0 | 2 | 0 | 10 | E | 9 | 10 | A | 7 | 9 | A | 7 | 7 | A | 7 | 87 | A | 7 | 1004 | E | 9 | 180 | A | 7 | 2.6 | A | 7 | 8000 | A | 7 | 600 | A | 7 | 2 | E | 8 | 0.087 | F | 8 | 0.13 | F | 8 | 1 | 1 | A | 7
2003-03-09 | 4:00 | 0 | 0 | 0 | 2 | 0 | 0 | 2 | 0 | 0 | 2 | 0 | 0 | 2 | 0 | 0 | 2 | 0 | 0 | 2 | 0 | 0 | 2 | 0 | 10 | E | 9 | 10 | E | 9 | 9 | A | 7 | 7 | A | 7 | 87 | A | 7 | 1004 | E | 9 | 160 | A | 7 | 5.7 | A | 7 | 8000 | A | 7 | 900 | A | 7 | 1.9 | E | 8 | 0.087 | F | 8 | 0.13 | F | 8 | 0 | 1 | A | 7
2003-03-09 | 5:00 | 0 | 0 | 0 | 2 | 0 | 0 | 2 | 0 | 0 | 2 | 0 | 0 | 2 | 0 | 0 | 2 | 0 | 0 | 2 | 0 | 0 | 2 | 0 | 10 | E | 9 | 10 | E | 9 | 9 | A | 7 | 7 | A | 7 | 87 | A | 7 | 1004 | E | 9 | 160 | A | 7 | 6.7 | A | 7 | 9700 | A | 7 | 810 | A | 7 | 1.9 | E | 8 | 0.087 | F | 8 | 0.13 | F | 8 | 0 | 1 | A | 7
2003-03-09 | 6:00 | 0 | 0 | 0 | 2 | 0 | 0 | 2 | 0 | 0 | 2 | 0 | 0 | 2 | 0 | 0 | 2 | 0 | 0 | 2 | 0 | 0 | 2 | 0 | 10 | E | 9 | 10 | E | 9 | 9 | A | 7 | 7 | A | 7 | 87 | A | 7 | 1004 | E | 9 | 170 | A | 7 | 7.7 | A | 7 | 8000 | A | 7 | 780 | A | 7 | 1.9 | E | 8 | 0.087 | F | 8 | 0.13 | F | 8 | -9900 | -9900 | ? | 0
2003-03-09 | 7:00 | 15 | 497 | 0 | 2 | 8 | 0 | 2 | 15 | 0 | 2 | 8 | 0 | 2 | 8 | 0 | 2 | 15 | 0 | 2 | 8 | 0 | 2 | 19 | 10 | E | 9 | 10 | E | 9 | 10 | A | 7 | 7 | A | 7 | 82 | A | 7 | 1004 | E | 9 | 170 | A | 7 | 8.7 | A | 7 | 4800 | A | 7 | 780 | A | 7 | 2 | E | 8 | 0.087 | F | 8 | 0.13 | F | 8 | 0 | 3 | A | 7
2003-03-09 | 8:00 | 207 | 1387 | 27 | 2 | 8 | 0 | 2 | 15 | 27 | 2 | 8 | 3200 | 2 | 8 | 0 | 2 | 15 | 3200 | 2 | 8 | 1040 | 2 | 19 | 10 | E | 9 | 10 | E | 9 | 10 | A | 7 | 7 | A | 7 | 82 | A | 7 | 1004 | E | 9 | 180 | A | 7 | 8.2 | A | 7 | 4000 | A | 7 | 480 | A | 7 | 1.9 | E | 8 | 0.087 | F | 8 | 0.13 | F | 8 | 0 | 1 | A | 7
2003-03-09 | 9:00 | 440 | 1387 | 94 | 2 | 8 | 0 | 2 | 15 | 94 | 2 | 8 | 10800 | 2 | 8 | 0 | 2 | 15 | 10800 | 2 | 8 | 3660 | 2 | 19 | 10 | E | 9 | 10 | E | 9 | 11 | A | 7 | 8 | A | 7 | 82 | A | 7 | 1004 | E | 9 | 180 | A | 7 | 8.2 | A | 7 | 3200 | A | 7 | 510 | A | 7 | 1.9 | E | 8 | 0.087 | F | 8 | 0.13 | F | 8 | 1 | 1 | A | 7
2003-03-09 | 10:00 | 640 | 1387 | 174 | 2 | 8 | 6 | 2 | 15 | 172 | 2 | 8 | 19900 | 2 | 8 | 500 | 2 | 15 | 19700 | 2 | 8 | 6830 | 2 | 19 | 10 | E | 9 | 10 | E | 9 | 12 | A | 7 | 9 | A | 7 | 82 | A | 7 | 1004 | E | 9 | 190 | A | 7 | 8.2 | A | 7 | 4800 | A | 7 | 240 | A | 7 | 1.8 | E | 8 | 0.087 | F | 8 | 0.13 | F | 8 | 0 | 1 | A | 7
2003-03-09 | 11:00 | 790 | 1387 | 177 | 2 | 8 | 6 | 2 | 15 | 173 | 2 | 8 | 20600 | 2 | 8 | 500 | 2 | 15 | 20400 | 2 | 8 | 7680 | 2 | 19 | 10 | E | 9 | 10 | E | 9 | 12 | A | 7 | 10 | A | 7 | 88 | A | 7 | 1004 | E | 9 | 200 | A | 7 | 7.7 | A | 7 | 6400 | A | 7 | 510 | A | 7 | 1.8 | E | 8 | 0.087 | F | 8 | 0.13 | F | 8 | 0 | 1 | A | 7
2003-03-09 | 12:00 | 882 | 1387 | 210 | 2 | 8 | 6 | 2 | 15 | 206 | 2 | 8 | 24600 | 2 | 8 | 500 | 2 | 15 | 24300 | 2 | 8 | 9280 | 2 | 19 | 10 | E | 9 | 10 | E | 9 | 13 | A | 7 | 11 | A | 7 | 88 | A | 7 | 1004 | E | 9 | 200 | A | 7 | 6.7 | A | 7 | 9700 | A | 7 | 690 | A | 7 | 1.8 | E | 8 | 0.087 | F | 8 | 0.13 | F | 8 | -9900 | -9900 | ? | 0
2003-03-09 | 13:00 | 909 | 1387 | 299 | 2 | 8 | 24 | 2 | 15 | 283 | 2 | 8 | 34300 | 2 | 8 | 2200 | 2 | 15 | 32900 | 2 | 8 | 11830 | 2 | 19 | 10 | E | 9 | 10 | E | 9 | 14 | A | 7 | 12 | A | 7 | 88 | A | 7 | 1004 | E | 9 | 190 | A | 7 | 5.1 | A | 7 | 14500 | A | 7 | 690 | A | 7 | 1.8 | E | 8 | 0.087 | F | 8 | 0.13 | F | 8 | 0 | 3 | A | 7
2003-03-09 | 14:00 | 869 | 1387 | 263 | 2 | 8 | 18 | 2 | 15 | 251 | 2 | 8 | 30200 | 2 | 8 | 1600 | 2 | 15 | 29200 | 2 | 8 | 10620 | 2 | 19 | 7 | E | 9 | 7 | E | 9 | 16 | A | 7 | 12 | A | 7 | 77 | A | 7 | 1004 | E | 9 | 200 | A | 7 | 5.1 | A | 7 | 16100 | A | 7 | 77777 | A | 7 | 1.7 | E | 8 | 0.087 | F | 8 | 0.13 | F | 8 | -9900 | -9900 | ? | 0
2003-03-09 | 15:00 | 765 | 1387 | 363 | 2 | 8 | 179 | 2 | 15 | 264 | 2 | 8 | 39400 | 2 | 8 | 18500 | 2 | 15 | 29100 | 2 | 8 | 6840 | 2 | 19 | 6 | E | 9 | 6 | E | 9 | 16 | A | 7 | 11 | A | 7 | 72 | A | 7 | 1004 | E | 9 | 240 | A | 7 | 7.2 | A | 7 | 16100 | A | 7 | 77777 | A | 7 | 1.7 | E | 8 | 0.087 | F | 8 | 0.13 | F | 8 | -9900 | -9900 | ? | 0
2003-03-09 | 16:00 | 603 | 1387 | 413 | 2 | 8 | 582 | 2 | 15 | 159 | 2 | 8 | 43100 | 2 | 8 | 56800 | 2 | 15 | 18300 | 2 | 8 | 3220 | 2 | 19 | 8 | E | 9 | 8 | E | 9 | 16 | A | 7 | 9 | A | 7 | 63 | A | 7 | 1004 | E | 9 | 240 | A | 7 | 6.2 | A | 7 | 14500 | A | 7 | 840 | A | 7 | 1.7 | E | 8 | 0.087 | F | 8 | 0.13 | F | 8 | 0 | 6 | A | 7
2003-03-09 | 17:00 | 396 | 1387 | 262 | 2 | 8 | 561 | 2 | 15 | 101 | 2 | 8 | 27100 | 2 | 8 | 48700 | 2 | 15 | 13200 | 2 | 8 | 1900 | 2 | 19 | 10 | E | 9 | 10 | E | 9 | 15 | A | 7 | 9 | A | 7 | 67 | A | 7 | 1004 | E | 9 | 250 | A | 7 | 4.1 | A | 7 | 14500 | A | 7 | 720 | A | 7 | 1.8 | E | 8 | 0.087 | F | 8 | 0.13 | F | 8 | -9900 | -9900 | ? | 0
2003-03-09 | 18:00 | 158 | 1387 | 0 | 2 | 8 | 0 | 2 | 15 | 0 | 2 | 8 | 0 | 2 | 8 | 0 | 2 | 15 | 0 | 2 | 8 | 0 | 2 | 19 | 10 | E | 9 | 10 | E | 9 | 14 | A | 7 | 8 | A | 7 | 67 | A | 7 | 1004 | E | 9 | 230 | A | 7 | 3.1 | A | 7 | 16100 | A | 7 | 870 | A | 7 | 1.9 | E | 8 | 0.087 | F | 8 | 0.13 | F | 8 | -9900 | -9900 | ? | 0
2003-03-09 | 19:00 | 3 | 220 | 0 | 2 | 8 | 0 | 2 | 15 | 0 | 2 | 8 | 0 | 2 | 8 | 0 | 2 | 15 | 0 | 2 | 8 | 0 | 2 | 19 | 0 | E | 9 | 0 | E | 9 | 13 | A | 7 | 8 | A | 7 | 72 | A | 7 | 1004 | E | 9 | 240 | A | 7 | 3.1 | A | 7 | 16100 | A | 7 | 77777 | A | 7 | 1.9 | E | 8 | 0.087 | F | 8 | 0.13 | F | 8 | -9900 | -9900 | ? | 0
2003-03-09 | 20:00 | 0 | 0 | 0 | 2 | 0 | 0 | 2 | 0 | 0 | 2 | 0 | 0 | 2 | 0 | 0 | 2 | 0 | 0 | 2 | 0 | 0 | 2 | 0 | 5 | B | 8 | 5 | B | 8 | 12 | B | 8 | 7.9 | B | 8 | 76 | A | 7 | 1004 | E | 9 | 190 | B | 8 | 2.3 | B | 8 | -9900 | ? | 0 | 11375 | B | 8 | 2 | E | 8 | 0.087 | F | 8 | 0.13 | F | 8 | -9900 | -9900 | ? | 0
2003-03-09 | 21:00 | 0 | 0 | 0 | 2 | 0 | 0 | 2 | 0 | 0 | 2 | 0 | 0 | 2 | 0 | 0 | 2 | 0 | 0 | 2 | 0 | 0 | 2 | 0 | 10 | E | 9 | 9 | E | 9 | 12 | A | 7 | 8 | A | 7 | 76 | A | 7 | 1004 | E | 9 | 140 | A | 7 | 1.5 | A | 7 | 16100 | A | 7 | 750 | A | 7 | 2 | E | 8 | 0.087 | F | 8 | 0.13 | F | 8 | -9900 | -9900 | ? | 0
2003-03-09 | 22:00 | 0 | 0 | 0 | 2 | 0 | 0 | 2 | 0 | 0 | 2 | 0 | 0 | 2 | 0 | 0 | 2 | 0 | 0 | 2 | 0 | 0 | 2 | 0 | 9 | E | 9 | 9 | E | 9 | 11 | A | 7 | 8 | A | 7 | 82 | A | 7 | 1004 | E | 9 | 170 | A | 7 | 2.1 | A | 7 | 16100 | A | 7 | 77777 | A | 7 | 2 | E | 8 | 0.087 | F | 8 | 0.13 | F | 8 | -9900 | -9900 | ? | 0
2003-03-09 | 23:00 | 0 | 0 | 0 | 2 | 0 | 0 | 2 | 0 | 0 | 2 | 0 | 0 | 2 | 0 | 0 | 2 | 0 | 0 | 2 | 0 | 0 | 2 | 0 | 9 | E | 9 | 8 | E | 9 | 11 | A | 7 | 8 | A | 7 | 82 | A | 7 | 1004 | E | 9 | 130 | A | 7 | 2.6 | A | 7 | 16100 | A | 7 | 77777 | A | 7 | 1.9 | E | 8 | 0.087 | F | 8 | 0.13 | F | 8 | -9900 | -9900 | ? | 0
2003-03-09 | 24:00 | 0 | 0 | 0 | 2 | 0 | 0 | 2 | 0 | 0 | 2 | 0 | 0 | 2 | 0 | 0 | 2 | 0 | 0 | 2 | 0 | 0 | 2 | 0 | 8 | E | 9 | 7 | E | 9 | 10 | A | 7 | 7 | A | 7 | 82 | A | 7 | 1004 | E | 9 | 150 | A | 7 | 2.6 | A | 7 | 16100 | A | 7 | 77777 | A | 7 | 1.9 | E | 8 | 0.087 | F | 8 | 0.13 | F | 8 | -9900 | -9900 | ? | 0
2003-03-10 | 1:00 | 0 | 0 | 0 | 2 | 0 | 0 | 2 | 0 | 0 | 2 | 0 | 0 | 2 | 0 | 0 | 2 | 0 | 0 | 2 | 0 | 0 | 2 | 0 | 9 | E | 9 | 9 | E | 9 | 10 | A | 7 | 8 | A | 7 | 87 | A | 7 | 1004 | E | 9 | 170 | A | 7 | 2.6 | A | 7 | 16100 | A | 7 | 1290 | A | 7 | 1.8 | E | 8 | 0.088 | F | 8 | 0.13 | F | 8 | -9900 | -9900 | ? | 0
2003-03-10 | 2:00 | 0 | 0 | 0 | 2 | 0 | 0 | 2 | 0 | 0 | 2 | 0 | 0 | 2 | 0 | 0 | 2 | 0 | 0 | 2 | 0 | 0 | 2 | 0 | 10 | E | 9 | 10 | A | 7 | 10 | A | 7 | 8 | A | 7 | 87 | A | 7 | 1004 | E | 9 | 140 | A | 7 | 2.1 | A | 7 | 16100 | A | 7 | 960 | A | 7 | 1.8 | E | 8 | 0.088 | F | 8 | 0.13 | F | 8 | -9900 | -9900 | ? | 0
2003-03-10 | 3:00 | 0 | 0 | 0 | 2 | 0 | 0 | 2 | 0 | 0 | 2 | 0 | 0 | 2 | 0 | 0 | 2 | 0 | 0 | 2 | 0 | 0 | 2 | 0 | 9 | E | 9 | 9 | A | 7 | 10 | A | 7 | 8 | A | 7 | 87 | A | 7 | 1004 | E | 9 | 0 | A | 7 | 0 | A | 7 | 16100 | A | 7 | 840 | A | 7 | 1.7 | E | 8 | 0.088 | F | 8 | 0.13 | F | 8 | -9900 | -9900 | ? | 0
2003-03-10 | 4:00 | 0 | 0 | 0 | 2 | 0 | 0 | 2 | 0 | 0 | 2 | 0 | 0 | 2 | 0 | 0 | 2 | 0 | 0 | 2 | 0 | 0 | 2 | 0 | 10 | E | 9 | 10 | E | 9 | 11 | A | 7 | 8 | A | 7 | 82 | A | 7 | 1004 | E | 9 | 190 | A | 7 | 3.6 | A | 7 | 16100 | A | 7 | 990 | A | 7 | 1.7 | E | 8 | 0.088 | F | 8 | 0.13 | F | 8 | -9900 | -9900 | ? | 0
2003-03-10 | 5:00 | 0 | 0 | 0 | 2 | 0 | 0 | 2 | 0 | 0 | 2 | 0 | 0 | 2 | 0 | 0 | 2 | 0 | 0 | 2 | 0 | 0 | 2 | 0 | 10 | E | 9 | 10 | E | 9 | 11 | A | 7 | 8 | A | 7 | 82 | A | 7 | 1004 | E | 9 | 200 | A | 7 | 3.1 | A | 7 | 16100 | A | 7 | 1110 | A | 7 | 1.7 | E | 8 | 0.088 | F | 8 | 0.13 | F | 8 | -9900 | -9900 | ? | 0
2003-03-10 | 6:00 | 0 | 0 | 0 | 2 | 0 | 0 | 2 | 0 | 0 | 2 | 0 | 0 | 2 | 0 | 0 | 2 | 0 | 0 | 2 | 0 | 0 | 2 | 0 | 10 | E | 9 | 10 | E | 9 | 11 | A | 7 | 8 | A | 7 | 82 | A | 7 | 1004 | E | 9 | 230 | A | 7 | 3.1 | A | 7 | 16100 | A | 7 | 810 | A | 7 | 1.7 | E | 8 | 0.088 | F | 8 | 0.13 | F | 8 | -9900 | -9900 | ? | 0
2003-03-10 | 7:00 | 18 | 543 | 0 | 2 | 8 | 0 | 2 | 15 | 0 | 2 | 8 | 0 | 2 | 8 | 0 | 2 | 15 | 0 | 2 | 8 | 0 | 2 | 19 | 9 | E | 9 | 9 | A | 7 | 10 | A | 7 | 8 | A | 7 | 87 | A | 7 | 1004 | E | 9 | 160 | A | 7 | 1.5 | A | 7 | 16100 | A | 7 | 810 | A | 7 | 1.7 | E | 8 | 0.088 | F | 8 | 0.13 | F | 8 | -9900 | -9900 | ? | 0
2003-03-10 | 8:00 | 215 | 1386 | 57 | 2 | 8 | 57 | 2 | 15 | 49 | 2 | 8 | 6400 | 2 | 8 | 4000 | 2 | 15 | 5700 | 2 | 8 | 1040 | 2 | 19 | 10 | E | 9 | 10 | E | 9 | 11 | A | 7 | 8 | A | 7 | 82 | A | 7 | 1004 | E | 9 | 170 | A | 7 | 3.6 | A | 7 | 16100 | A | 7 | 1080 | A | 7 | 1.7 | E | 8 | 0.088 | F | 8 | 0.13 | F | 8 | -9900 | -9900 | ? | 0
2003-03-10 | 9:00 | 448 | 1386 | 233 | 2 | 8 | 327 | 2 | 15 | 127 | 2 | 8 | 24700 | 2 | 8 | 30300 | 2 | 15 | 14800 | 2 | 8 | 2570 | 2 | 19 | 10 | E | 9 | 10 | E | 9 | 13 | A | 7 | 9 | A | 7 | 77 | A | 7 | 1004 | E | 9 | 200 | A | 7 | 3.6 | A | 7 | 14500 | A | 7 | 1050 | A | 7 | 1.7 | E | 8 | 0.088 | F | 8 | 0.13 | F | 8 | -9900 | -9900 | ? | 0
2003-03-10 | 10:00 | 647 | 1386 | 216 | 2 | 8 | 52 | 2 | 15 | 191 | 2 | 8 | 23600 | 2 | 8 | 5100 | 2 | 15 | 21200 | 2 | 8 | 5620 | 2 | 19 | 8 | E | 9 | 8 | E | 9 | 14 | A | 7 | 9 | A | 7 | 72 | A | 7 | 1004 | E | 9 | 200 | A | 7 | 5.1 | A | 7 | 14500 | A | 7 | 960 | A | 7 | 1.7 | E | 8 | 0.088 | F | 8 | 0.13 | F | 8 | -9900 | -9900 | ? | 0
2003-03-10 | 11:00 | 798 | 1386 | 508 | 2 | 8 | 507 | 2 | 15 | 216 | 2 | 8 | 53400 | 2 | 8 | 51700 | 2 | 15 | 23600 | 2 | 8 | 5000 | 2 | 19 | 8 | E | 9 | 8 | E | 9 | 14 | A | 7 | 9 | A | 7 | 72 | A | 7 | 1004 | E | 9 | 220 | A | 7 | 4.6 | A | 7 | 16100 | A | 7 | 1080 | A | 7 | 1.7 | E | 8 | 0.088 | F | 8 | 0.13 | F | 8 | -9900 | -9900 | ? | 0
2003-03-10 | 12:00 | 889 | 1386 | 478 | 2 | 8 | 251 | 2 | 15 | 316 | 2 | 8 | 51900 | 2 | 8 | 26300 | 2 | 15 | 34900 | 2 | 8 | 8920 | 2 | 19 | 10 | E | 9 | 10 | E | 9 | 14 | A | 7 | 8 | A | 7 | 67 | A | 7 | 1004 | E | 9 | 200 | A | 7 | 3.6 | A | 7 | 14500 | A | 7 | 1230 | A | 7 | 1.8 | E | 8 | 0.088 | F | 8 | 0.13 | F | 8 | -9900 | -9900 | ? | 0
2003-03-10 | 13:00 | 916 | 1386 | 207 | 2 | 8 | 12 | 2 | 15 | 199 | 2 | 8 | 24400 | 2 | 8 | 1000 | 2 | 15 | 23800 | 2 | 8 | 9200 | 2 | 19 | 10 | E | 9 | 10 | E | 9 | 15 | A | 7 | 9 | A | 7 | 67 | A | 7 | 1004 | E | 9 | 210 | A | 7 | 3.6 | A | 7 | 14500 | A | 7 | 930 | A | 7 | 1.8 | E | 8 | 0.088 | F | 8 | 0.13 | F | 8 | -9900 | -9900 | ? | 0
2003-03-10 | 14:00 | 875 | 1386 | 365 | 2 | 8 | 103 | 2 | 15 | 300 | 2 | 8 | 40200 | 2 | 8 | 10500 | 2 | 15 | 33500 | 2 | 8 | 9800 | 2 | 19 | 9 | E | 9 | 9 | E | 9 | 16 | A | 7 | 9 | A | 7 | 63 | A | 7 | 1004 | E | 9 | 240 | A | 7 | 4.6 | A | 7 | 16100 | A | 7 | 1290 | A | 7 | 1.7 | E | 8 | 0.088 | F | 8 | 0.13 | F | 8 | -9900 | -9900 | ? | 0
2003-03-10 | 15:00 | 771 | 1386 | 267 | 2 | 8 | 25 | 2 | 15 | 253 | 2 | 8 | 30200 | 2 | 8 | 2300 | 2 | 15 | 28900 | 2 | 8 | 9890 | 2 | 19 | 10 | E | 9 | 10 | E | 9 | 15 | A | 7 | 9 | A | 7 | 67 | A | 7 | 1004 | E | 9 | 250 | A | 7 | 5.7 | A | 7 | 16100 | A | 7 | 1500 | A | 7 | 1.7 | E | 8 | 0.088 | F | 8 | 0.13 | F | 8 | -9900 | -9900 | ? | 0
2003-03-10 | 16:00 | 609 | 1386 | 198 | 2 | 8 | 19 | 2 | 15 | 190 | 2 | 8 | 22300 | 2 | 8 | 1600 | 2 | 15 | 21600 | 2 | 8 | 7080 | 2 | 19 | 10 | E | 9 | 10 | E | 9 | 14 | A | 7 | 8 | A | 7 | 67 | A | 7 | 1004 | E | 9 | 230 | A | 7 | 4.1 | A | 7 | 16100 | A | 7 | 1440 | A | 7 | 1.7 | E | 8 | 0.088 | F | 8 | 0.13 | F | 8 | -9900 | -9900 | ? | 0
2003-03-10 | 17:00 | 401 | 1386 | 139 | 2 | 8 | 28 | 2 | 15 | 131 | 2 | 8 | 15200 | 2 | 8 | 2500 | 2 | 15 | 14500 | 2 | 8 | 3300 | 2 | 19 | 10 | E | 9 | 10 | E | 9 | 14 | A | 7 | 8 | A | 7 | 67 | A | 7 | 1004 | E | 9 | 230 | A | 7 | 4.6 | A | 7 | 16100 | A | 7 | 1110 | A | 7 | 1.7 | E | 8 | 0.088 | F | 8 | 0.13 | F | 8 | -9900 | -9900 | ? | 0
2003-03-10 | 18:00 | 164 | 1386 | 0 | 2 | 8 | 0 | 2 | 15 | 0 | 2 | 8 | 0 | 2 | 8 | 0 | 2 | 15 | 0 | 2 | 8 | 0 | 2 | 19 | 10 | E | 9 | 10 | E | 9 | 13 | A | 7 | 8 | A | 7 | 72 | A | 7 | 1004 | E | 9 | 220 | A | 7 | 4.1 | A | 7 | 16100 | A | 7 | 1020 | A | 7 | 1.7 | E | 8 | 0.088 | F | 8 | 0.13 | F | 8 | -9900 | -9900 | ? | 0
2003-03-10 | 19:00 | 4 | 266 | 0 | 2 | 8 | 0 | 2 | 15 | 0 | 2 | 8 | 0 | 2 | 8 | 0 | 2 | 15 | 0 | 2 | 8 | 0 | 2 | 19 | 10 | E | 9 | 10 | E | 9 | 13 | A | 7 | 8 | A | 7 | 72 | A | 7 | 1004 | E | 9 | 220 | A | 7 | 3.6 | A | 7 | 16100 | A | 7 | 990 | A | 7 | 1.8 | E | 8 | 0.088 | F | 8 | 0.13 | F | 8 | -9900 | -9900 | ? | 0
2003-03-10 | 20:00 | 0 | 0 | 0 | 2 | 0 | 0 | 2 | 0 | 0 | 2 | 0 | 0 | 2 | 0 | 0 | 2 | 0 | 0 | 2 | 0 | 0 | 2 | 0 | 9 | E | 9 | 9 | E | 9 | 12 | A | 7 | 8 | A | 7 | 76 | A | 7 | 1004 | E | 9 | 260 | A | 7 | 2.1 | A | 7 | 16100 | A | 7 | 1110 | A | 7 | 1.8 | E | 8 | 0.088 | F | 8 | 0.13 | F | 8 | -9900 | -9900 | ? | 0
2003-03-10 | 21:00 | 0 | 0 | 0 | 2 | 0 | 0 | 2 | 0 | 0 | 2 | 0 | 0 | 2 | 0 | 0 | 2 | 0 | 0 | 2 | 0 | 0 | 2 | 0 | 10 | E | 9 | 10 | E | 9 | 12 | A | 7 | 7 | A | 7 | 71 | A | 7 | 1004 | E | 9 | 360 | A | 7 | 1.5 | A | 7 | 16100 | A | 7 | 720 | A | 7 | 1.9 | E | 8 | 0.088 | F | 8 | 0.13 | F | 8 | -9900 | -9900 | ? | 0
2003-03-10 | 22:00 | 0 | 0 | 0 | 2 | 0 | 0 | 2 | 0 | 0 | 2 | 0 | 0 | 2 | 0 | 0 | 2 | 0 | 0 | 2 | 0 | 0 | 2 | 0 | 10 | E | 9 | 10 | E | 9 | 11 | A | 7 | 7 | A | 7 | 76 | A | 7 | 1004 | E | 9 | 0 | A | 7 | 0 | A | 7 | 16100 | A | 7 | 930 | A | 7 | 1.9 | E | 8 | 0.088 | F | 8 | 0.13 | F | 8 | -9900 | -9900 | ? | 0
2003-03-10 | 23:00 | 0 | 0 | 0 | 2 | 0 | 0 | 2 | 0 | 0 | 2 | 0 | 0 | 2 | 0 | 0 | 2 | 0 | 0 | 2 | 0 | 0 | 2 | 0 | 10 | E | 9 | 10 | E | 9 | 11 | A | 7 | 7 | A | 7 | 76 | A | 7 | 1004 | E | 9 | 0 | A | 7 | 0 | A | 7 | 16100 | A | 7 | 1020 | A | 7 | 2 | E | 8 | 0.088 | F | 8 | 0.13 | F | 8 | -9900 | -9900 | ? | 0
2003-03-10 | 24:00 | 0 | 0 | 0 | 2 | 0 | 0 | 2 | 0 | 0 | 2 | 0 | 0 | 2 | 0 | 0 | 2 | 0 | 0 | 2 | 0 | 0 | 2 | 0 | 10 | E | 9 | 10 | E | 9 | 11 | A | 7 | 7 | A | 7 | 76 | A | 7 | 1004 | E | 9 | 0 | A | 7 | 0 | A | 7 | 16100 | A | 7 | 870 | A | 7 | 2 | E | 8 | 0.088 | F | 8 | 0.13 | F | 8 | -9900 | -9900 | ? | 0
2003-03-11 | 1:00 | 0 | 0 | 0 | 2 | 0 | 0 | 2 | 0 | 0 | 2 | 0 | 0 | 2 | 0 | 0 | 2 | 0 | 0 | 2 | 0 | 0 | 2 | 0 | 10 | E | 9 | 10 | E | 9 | 10 | A | 7 | 7 | A | 7 | 82 | A | 7 | 1004 | E | 9 | 0 | A | 7 | 0 | A | 7 | 16100 | A | 7 | 1140 | A | 7 | 2.1 | E | 8 | 0.088 | F | 8 | 0.13 | F | 8 | -9900 | -9900 | ? | 0
2003-03-11 | 2:00 | 0 | 0 | 0 | 2 | 0 | 0 | 2 | 0 | 0 | 2 | 0 | 0 | 2 | 0 | 0 | 2 | 0 | 0 | 2 | 0 | 0 | 2 | 0 | 10 | E | 9 | 10 | A | 7 | 11 | A | 7 | 8 | A | 7 | 82 | A | 7 | 1004 | E | 9 | 170 | A | 7 | 3.1 | A | 7 | 16100 | A | 7 | 1080 | A | 7 | 1.9 | E | 8 | 0.088 | F | 8 | 0.13 | F | 8 | -9900 | -9900 | ? | 0
2003-03-11 | 3:00 | 0 | 0 | 0 | 2 | 0 | 0 | 2 | 0 | 0 | 2 | 0 | 0 | 2 | 0 | 0 | 2 | 0 | 0 | 2 | 0 | 0 | 2 | 0 | 10 | E | 9 | 10 | A | 7 | 11 | A | 7 | 8 | A | 7 | 82 | A | 7 | 1004 | E | 9 | 160 | A | 7 | 2.6 | A | 7 | 16100 | A | 7 | 720 | A | 7 | 1.8 | E | 8 | 0.088 | F | 8 | 0.13 | F | 8 | -9900 | -9900 | ? | 0
2003-03-11 | 4:00 | 0 | 0 | 0 | 2 | 0 | 0 | 2 | 0 | 0 | 2 | 0 | 0 | 2 | 0 | 0 | 2 | 0 | 0 | 2 | 0 | 0 | 2 | 0 | 10 | E | 9 | 10 | E | 9 | 11 | A | 7 | 8 | A | 7 | 82 | A | 7 | 1004 | E | 9 | 170 | A | 7 | 2.1 | A | 7 | 16100 | A | 7 | 690 | A | 7 | 1.6 | E | 8 | 0.088 | F | 8 | 0.13 | F | 8 | -9900 | -9900 | ? | 0
2003-03-11 | 5:00 | 0 | 0 | 0 | 2 | 0 | 0 | 2 | 0 | 0 | 2 | 0 | 0 | 2 | 0 | 0 | 2 | 0 | 0 | 2 | 0 | 0 | 2 | 0 | 10 | E | 9 | 8 | E | 9 | 10 | A | 7 | 7 | A | 7 | 82 | A | 7 | 1004 | E | 9 | 180 | A | 7 | 4.1 | A | 7 | 16100 | A | 7 | 77777 | A | 7 | 1.8 | E | 8 | 0.088 | F | 8 | 0.13 | F | 8 | -9900 | -9900 | ? | 0
2003-03-11 | 6:00 | 0 | 0 | 0 | 2 | 0 | 0 | 2 | 0 | 0 | 2 | 0 | 0 | 2 | 0 | 0 | 2 | 0 | 0 | 2 | 0 | 0 | 2 | 0 | 10 | E | 9 | 10 | E | 9 | 9 | A | 7 | 7 | A | 7 | 87 | A | 7 | 1004 | E | 9 | 200 | A | 7 | 4.6 | A | 7 | 16100 | A | 7 | 1800 | A | 7 | 1.9 | E | 8 | 0.088 | F | 8 | 0.13 | F | 8 | -9900 | -9900 | ? | 0
2003-03-11 | 7:00 | 20 | 589 | 0 | 2 | 8 | 0 | 2 | 15 | 0 | 2 | 8 | 0 | 2 | 8 | 0 | 2 | 15 | 0 | 2 | 8 | 0 | 2 | 19 | 10 | E | 9 | 10 | E | 9 | 10 | A | 7 | 7 | A | 7 | 82 | A | 7 | 1004 | E | 9 | 190 | A | 7 | 4.1 | A | 7 | 16100 | A | 7 | 1500 | A | 7 | 2.1 | E | 8 | 0.088 | F | 8 | 0.13 | F | 8 | -9900 | -9900 | ? | 0
2003-03-11 | 8:00 | 222 | 1386 | 56 | 2 | 8 | 38 | 2 | 15 | 50 | 2 | 8 | 6200 | 2 | 8 | 2900 | 2 | 15 | 5700 | 2 | 8 | 1260 | 2 | 19 | 10 | E | 9 | 10 | E | 9 | 10 | A | 7 | 7 | A | 7 | 82 | A | 7 | 1004 | E | 9 | 190 | A | 7 | 3.1 | A | 7 | 16100 | A | 7 | 1440 | A | 7 | 2.2 | E | 8 | 0.088 | F | 8 | 0.13 | F | 8 | -9900 | -9900 | ? | 0
2003-03-11 | 9:00 | 455 | 1386 | 208 | 2 | 8 | 222 | 2 | 15 | 134 | 2 | 8 | 21900 | 2 | 8 | 20700 | 2 | 15 | 15100 | 2 | 8 | 2740 | 2 | 19 | 9 | E | 9 | 9 | E | 9 | 12 | A | 7 | 8 | A | 7 | 76 | A | 7 | 1004 | E | 9 | 200 | A | 7 | 4.1 | A | 7 | 16100 | A | 7 | 1800 | A | 7 | 2.2 | E | 8 | 0.088 | F | 8 | 0.13 | F | 8 | -9900 | -9900 | ? | 0
2003-03-11 | 10:00 | 654 | 1386 | 371 | 2 | 8 | 405 | 2 | 15 | 179 | 2 | 8 | 38600 | 2 | 8 | 40100 | 2 | 15 | 19600 | 2 | 8 | 3740 | 2 | 19 | 10 | E | 9 | 10 | E | 9 | 13 | A | 7 | 8 | A | 7 | 72 | A | 7 | 1004 | E | 9 | 180 | A | 7 | 6.2 | A | 7 | 16100 | A | 7 | 1440 | A | 7 | 2.3 | E | 8 | 0.088 | F | 8 | 0.13 | F | 8 | -9900 | -9900 | ? | 0
2003-03-11 | 11:00 | 805 | 1386 | 481 | 2 | 8 | 395 | 2 | 15 | 251 | 2 | 8 | 51600 | 2 | 8 | 41800 | 2 | 15 | 27200 | 2 | 8 | 6170 | 2 | 19 | 8 | E | 9 | 8 | E | 9 | 14 | A | 7 | 8 | A | 7 | 67 | A | 7 | 1004 | E | 9 | 210 | A | 7 | 4.6 | A | 7 | 16100 | A | 7 | 1500 | A | 7 | 2.3 | E | 8 | 0.088 | F | 8 | 0.13 | F | 8 | -9900 | -9900 | ? | 0
2003-03-11 | 12:00 | 896 | 1386 | 245 | 2 | 8 | 24 | 2 | 15 | 229 | 2 | 8 | 28500 | 2 | 8 | 2000 | 2 | 15 | 27200 | 2 | 8 | 10130 | 2 | 19 | 10 | E | 9 | 10 | E | 9 | 14 | A | 7 | 8 | A | 7 | 67 | A | 7 | 1004 | E | 9 | 150 | A | 7 | 3.1 | A | 7 | 16100 | A | 7 | 690 | A | 7 | 2.3 | E | 8 | 0.088 | F | 8 | 0.13 | F | 8 | -9900 | -9900 | ? | 0
2003-03-11 | 13:00 | 922 | 1386 | 390 | 2 | 8 | 114 | 2 | 15 | 314 | 2 | 8 | 42900 | 2 | 8 | 11700 | 2 | 15 | 35100 | 2 | 8 | 10620 | 2 | 19 | 10 | E | 9 | 10 | E | 9 | 15 | A | 7 | 9 | A | 7 | 67 | A | 7 | 1004 | E | 9 | 210 | A | 7 | 3.6 | A | 7 | 16100 | A | 7 | 750 | A | 7 | 2.4 | E | 8 | 0.088 | F | 8 | 0.13 | F | 8 | -9900 | -9900 | ? | 0
2003-03-11 | 14:00 | 882 | 1386 | 224 | 2 | 8 | 6 | 2 | 15 | 220 | 2 | 8 | 26100 | 2 | 8 | 500 | 2 | 15 | 25800 | 2 | 8 | 9750 | 2 | 19 | 10 | E | 9 | 10 | E | 9 | 16 | A | 7 | 10 | A | 7 | 68 | A | 7 | 1004 | E | 9 | 250 | A | 7 | 6.2 | A | 7 | 16100 | A | 7 | 900 | A | 7 | 2.2 | E | 8 | 0.088 | F | 8 | 0.13 | F | 8 | -9900 | -9900 | ? | 0
2003-03-11 | 15:00 | 777 | 1386 | 280 | 2 | 8 | 43 | 2 | 15 | 256 | 2 | 8 | 30800 | 2 | 8 | 4300 | 2 | 15 | 28300 | 2 | 8 | 7920 | 2 | 19 | 10 | E | 9 | 7 | E | 9 | 16 | A | 7 | 10 | A | 7 | 68 | A | 7 | 1004 | E | 9 | 240 | A | 7 | 6.2 | A | 7 | 16100 | A | 7 | 77777 | A | 7 | 2 | E | 8 | 0.088 | F | 8 | 0.13 | F | 8 | -9900 | -9900 | ? | 0
2003-03-11 | 16:00 | 615 | 1386 | 167 | 2 | 8 | 6 | 2 | 15 | 164 | 2 | 8 | 19000 | 2 | 8 | 500 | 2 | 15 | 18800 | 2 | 8 | 6470 | 2 | 19 | 10 | E | 9 | 9 | E | 9 | 16 | A | 7 | 11 | A | 7 | 72 | A | 7 | 1004 | E | 9 | 220 | A | 7 | 3.6 | A | 7 | 14500 | A | 7 | 720 | A | 7 | 1.8 | E | 8 | 0.088 | F | 8 | 0.13 | F | 8 | -9900 | -9900 | ? | 0
2003-03-11 | 17:00 | 407 | 1386 | 49 | 2 | 8 | 0 | 2 | 15 | 49 | 2 | 8 | 5900 | 2 | 8 | 0 | 2 | 15 | 5900 | 2 | 8 | 2090 | 2 | 19 | 10 | E | 9 | 10 | E | 9 | 14 | A | 7 | 11 | A | 7 | 82 | A | 7 | 1004 | E | 9 | 240 | A | 7 | 6.7 | A | 7 | 9700 | A | 7 | 990 | A | 7 | 1.9 | E | 8 | 0.088 | F | 8 | 0.13 | F | 8 | -9900 | -9900 | ? | 0
2003-03-11 | 18:00 | 169 | 1386 | 0 | 2 | 8 | 0 | 2 | 15 | 0 | 2 | 8 | 0 | 2 | 8 | 0 | 2 | 15 | 0 | 2 | 8 | 0 | 2 | 19 | 10 | E | 9 | 9 | E | 9 | 14 | A | 7 | 9 | A | 7 | 72 | A | 7 | 1004 | E | 9 | 250 | A | 7 | 4.6 | A | 7 | 16100 | A | 7 | 77777 | A | 7 | 1.9 | E | 8 | 0.088 | F | 8 | 0.13 | F | 8 | -9900 | -9900 | ? | 0
2003-03-11 | 19:00 | 5 | 289 | 0 | 2 | 8 | 0 | 2 | 15 | 0 | 2 | 8 | 0 | 2 | 8 | 0 | 2 | 15 | 0 | 2 | 8 | 0 | 2 | 19 | 10 | E | 9 | 10 | E | 9 | 13 | A | 7 | 8 | A | 7 | 72 | A | 7 | 1004 | E | 9 | 240 | A | 7 | 3.1 | A | 7 | 16100 | A | 7 | 1500 | A | 7 | 2 | E | 8 | 0.088 | F | 8 | 0.13 | F | 8 | -9900 | -9900 | ? | 0
2003-03-11 | 20:00 | 0 | 0 | 0 | 2 | 0 | 0 | 2 | 0 | 0 | 2 | 0 | 0 | 2 | 0 | 0 | 2 | 0 | 0 | 2 | 0 | 0 | 2 | 0 | 10 | E | 9 | 10 | E | 9 | 13 | A | 7 | 8 | A | 7 | 72 | A | 7 | 1004 | E | 9 | 210 | A | 7 | 4.1 | A | 7 | 16100 | A | 7 | 1500 | A | 7 | 2.1 | E | 8 | 0.088 | F | 8 | 0.13 | F | 8 | -9900 | -9900 | ? | 0
2003-03-11 | 21:00 | 0 | 0 | 0 | 2 | 0 | 0 | 2 | 0 | 0 | 2 | 0 | 0 | 2 | 0 | 0 | 2 | 0 | 0 | 2 | 0 | 0 | 2 | 0 | 10 | E | 9 | 9 | E | 9 | 13 | A | 7 | 8 | A | 7 | 72 | A | 7 | 1004 | E | 9 | 220 | A | 7 | 4.1 | A | 7 | 16100 | A | 7 | 2400 | A | 7 | 2.2 | E | 8 | 0.088 | F | 8 | 0.13 | F | 8 | -9900 | -9900 | ? | 0
2003-03-11 | 22:00 | 0 | 0 | 0 | 2 | 0 | 0 | 2 | 0 | 0 | 2 | 0 | 0 | 2 | 0 | 0 | 2 | 0 | 0 | 2 | 0 | 0 | 2 | 0 | 10 | E | 9 | 10 | E | 9 | 13 | A | 7 | 8 | A | 7 | 72 | A | 7 | 1004 | E | 9 | 190 | A | 7 | 2.1 | A | 7 | 16100 | A | 7 | 870 | A | 7 | 2.3 | E | 8 | 0.088 | F | 8 | 0.13 | F | 8 | -9900 | -9900 | ? | 0
2003-03-11 | 23:00 | 0 | 0 | 0 | 2 | 0 | 0 | 2 | 0 | 0 | 2 | 0 | 0 | 2 | 0 | 0 | 2 | 0 | 0 | 2 | 0 | 0 | 2 | 0 | 10 | E | 9 | 10 | E | 9 | 12 | A | 7 | 9 | A | 7 | 82 | A | 7 | 1004 | E | 9 | 150 | A | 7 | 2.1 | A | 7 | 16100 | A | 7 | 1500 | A | 7 | 2.3 | E | 8 | 0.088 | F | 8 | 0.13 | F | 8 | -9900 | -9900 | ? | 0
2003-03-11 | 24:00 | 0 | 0 | 0 | 2 | 0 | 0 | 2 | 0 | 0 | 2 | 0 | 0 | 2 | 0 | 0 | 2 | 0 | 0 | 2 | 0 | 0 | 2 | 0 | 10 | E | 9 | 9 | E | 9 | 12 | A | 7 | 9 | A | 7 | 82 | A | 7 | 1004 | E | 9 | 140 | A | 7 | 3.6 | A | 7 | 16100 | A | 7 | 2100 | A | 7 | 2.3 | E | 8 | 0.088 | F | 8 | 0.13 | F | 8 | -9900 | -9900 | ? | 0
2003-03-12 | 1:00 | 0 | 0 | 0 | 2 | 0 | 0 | 2 | 0 | 0 | 2 | 0 | 0 | 2 | 0 | 0 | 2 | 0 | 0 | 2 | 0 | 0 | 2 | 0 | 10 | E | 9 | 9 | E | 9 | 12 | A | 7 | 9 | A | 7 | 82 | A | 7 | 1004 | E | 9 | 140 | A | 7 | 3.6 | A | 7 | 16100 | A | 7 | 1020 | A | 7 | 2.3 | E | 8 | 0.089 | F | 8 | 0.13 | F | 8 | -9900 | -9900 | ? | 0
2003-03-12 | 2:00 | 0 | 0 | 0 | 2 | 0 | 0 | 2 | 0 | 0 | 2 | 0 | 0 | 2 | 0 | 0 | 2 | 0 | 0 | 2 | 0 | 0 | 2 | 0 | 10 | E | 9 | 9 | A | 7 | 12 | A | 7 | 8 | A | 7 | 76 | A | 7 | 1004 | E | 9 | 190 | A | 7 | 1.5 | A | 7 | 16100 | A | 7 | 960 | A | 7 | 2.1 | E | 8 | 0.089 | F | 8 | 0.13 | F | 8 | -9900 | -9900 | ? | 0
2003-03-12 | 3:00 | 0 | 0 | 0 | 2 | 0 | 0 | 2 | 0 | 0 | 2 | 0 | 0 | 2 | 0 | 0 | 2 | 0 | 0 | 2 | 0 | 0 | 2 | 0 | 10 | E | 9 | 9 | A | 7 | 12 | A | 7 | 8 | A | 7 | 76 | A | 7 | 1004 | E | 9 | 150 | A | 7 | 3.6 | A | 7 | 16100 | A | 7 | 780 | A | 7 | 2 | E | 8 | 0.089 | F | 8 | 0.13 | F | 8 | -9900 | -9900 | ? | 0
2003-03-12 | 4:00 | 0 | 0 | 0 | 2 | 0 | 0 | 2 | 0 | 0 | 2 | 0 | 0 | 2 | 0 | 0 | 2 | 0 | 0 | 2 | 0 | 0 | 2 | 0 | 10 | E | 9 | 10 | E | 9 | 12 | A | 7 | 9 | A | 7 | 82 | A | 7 | 1004 | E | 9 | 150 | A | 7 | 4.1 | A | 7 | 16100 | A | 7 | 1080 | A | 7 | 1.8 | E | 8 | 0.089 | F | 8 | 0.13 | F | 8 | -9900 | -9900 | ? | 0
2003-03-12 | 5:00 | 0 | 0 | 0 | 2 | 0 | 0 | 2 | 0 | 0 | 2 | 0 | 0 | 2 | 0 | 0 | 2 | 0 | 0 | 2 | 0 | 0 | 2 | 0 | 10 | E | 9 | 10 | E | 9 | 12 | A | 7 | 9 | A | 7 | 82 | A | 7 | 1004 | E | 9 | 150 | A | 7 | 4.1 | A | 7 | 16100 | A | 7 | 77777 | A | 7 | 2 | E | 8 | 0.089 | F | 8 | 0.13 | F | 8 | -9900 | -9900 | ? | 0
2003-03-12 | 6:00 | 0 | 0 | 0 | 2 | 0 | 0 | 2 | 0 | 0 | 2 | 0 | 0 | 2 | 0 | 0 | 2 | 0 | 0 | 2 | 0 | 0 | 2 | 0 | 10 | E | 9 | 6 | E | 9 | 12 | A | 7 | 9 | A | 7 | 82 | A | 7 | 1004 | E | 9 | 160 | A | 7 | 5.1 | A | 7 | 16100 | A | 7 | 77777 | A | 7 | 2.1 | E | 8 | 0.089 | F | 8 | 0.13 | F | 8 | -9900 | -9900 | ? | 0
2003-03-12 | 7:00 | 24 | 635 | 0 | 2 | 8 | 0 | 2 | 15 | 0 | 2 | 8 | 0 | 2 | 8 | 0 | 2 | 15 | 0 | 2 | 8 | 0 | 2 | 19 | 10 | E | 9 | 6 | E | 9 | 12 | A | 7 | 9 | A | 7 | 82 | A | 7 | 1004 | E | 9 | 170 | A | 7 | 5.1 | A | 7 | 16100 | A | 7 | 77777 | A | 7 | 2.3 | E | 8 | 0.089 | F | 8 | 0.13 | F | 8 | -9900 | -9900 | ? | 0
2003-03-12 | 8:00 | 230 | 1385 | 22 | 2 | 8 | 0 | 2 | 15 | 22 | 2 | 8 | 2600 | 2 | 8 | 0 | 2 | 15 | 2600 | 2 | 8 | 890 | 2 | 19 | 10 | E | 9 | 10 | E | 9 | 12 | A | 7 | 9 | A | 7 | 82 | A | 7 | 1004 | E | 9 | 170 | A | 7 | 5.1 | A | 7 | 16100 | A | 7 | 1080 | A | 7 | 2.4 | E | 8 | 0.089 | F | 8 | 0.13 | F | 8 | -9900 | -9900 | ? | 0
2003-03-12 | 9:00 | 463 | 1385 | 95 | 2 | 8 | 0 | 2 | 15 | 95 | 2 | 8 | 10900 | 2 | 8 | 0 | 2 | 15 | 10900 | 2 | 8 | 3770 | 2 | 19 | 10 | E | 9 | 10 | E | 9 | 13 | A | 7 | 9 | A | 7 | 77 | A | 7 | 1004 | E | 9 | 190 | A | 7 | 3.1 | A | 7 | 16100 | A | 7 | 1080 | A | 7 | 2.6 | E | 8 | 0.089 | F | 8 | 0.13 | F | 8 | -9900 | -9900 | ? | 0
2003-03-12 | 10:00 | 662 | 1385 | 93 | 2 | 8 | 0 | 2 | 15 | 93 | 2 | 8 | 11200 | 2 | 8 | 0 | 2 | 15 | 11200 | 2 | 8 | 4280 | 2 | 19 | 10 | E | 9 | 9 | E | 9 | 14 | A | 7 | 10 | A | 7 | 77 | A | 7 | 1004 | E | 9 | 180 | A | 7 | 3.1 | A | 7 | 16100 | A | 7 | 1140 | A | 7 | 2.7 | E | 8 | 0.089 | F | 8 | 0.13 | F | 8 | -9900 | -9900 | ? | 0
2003-03-12 | 11:00 | 812 | 1385 | 144 | 2 | 8 | 0 | 2 | 15 | 144 | 2 | 8 | 17200 | 2 | 8 | 0 | 2 | 15 | 17200 | 2 | 8 | 6720 | 2 | 19 | 10 | E | 9 | 9 | E | 9 | 16 | A | 7 | 10 | A | 7 | 68 | A | 7 | 1004 | E | 9 | 210 | A | 7 | 4.6 | A | 7 | 16100 | A | 7 | 1500 | A | 7 | 2.7 | E | 8 | 0.089 | F | 8 | 0.13 | F | 8 | -9900 | -9900 | ? | 0
2003-03-12 | 12:00 | 903 | 1385 | 169 | 2 | 8 | 0 | 2 | 15 | 169 | 2 | 8 | 20200 | 2 | 8 | 0 | 2 | 15 | 20200 | 2 | 8 | 8030 | 2 | 19 | 10 | E | 9 | 9 | E | 9 | 17 | A | 7 | 11 | A | 7 | 68 | A | 7 | 1004 | E | 9 | 210 | A | 7 | 6.7 | A | 7 | 16100 | A | 7 | 1080 | A | 7 | 2.7 | E | 8 | 0.089 | F | 8 | 0.13 | F | 8 | -9900 | -9900 | ? | 0
2003-03-12 | 13:00 | 929 | 1385 | 134 | 2 | 8 | 0 | 2 | 15 | 134 | 2 | 8 | 16300 | 2 | 8 | 0 | 2 | 15 | 16300 | 2 | 8 | 6670 | 2 | 19 | 10 | E | 9 | 10 | E | 9 | 17 | A | 7 | 11 | A | 7 | 68 | A | 7 | 1004 | E | 9 | 210 | A | 7 | 5.1 | A | 7 | 14500 | A | 7 | 1140 | A | 7 | 2.7 | E | 8 | 0.089 | F | 8 | 0.13 | F | 8 | -9900 | -9900 | ? | 0
2003-03-12 | 14:00 | 888 | 1385 | 109 | 2 | 8 | 0 | 2 | 15 | 109 | 2 | 8 | 13400 | 2 | 8 | 0 | 2 | 15 | 13400 | 2 | 8 | 5480 | 2 | 19 | 10 | E | 9 | 6 | E | 9 | 16 | A | 7 | 12 | A | 7 | 77 | A | 7 | 1004 | E | 9 | 190 | A | 7 | 4.6 | A | 7 | 16100 | A | 7 | 77777 | A | 7 | 2.7 | E | 8 | 0.089 | F | 8 | 0.13 | F | 8 | -9900 | -9900 | ? | 0
2003-03-12 | 15:00 | 783 | 1385 | 89 | 2 | 8 | 0 | 2 | 15 | 89 | 2 | 8 | 10900 | 2 | 8 | 0 | 2 | 15 | 10900 | 2 | 8 | 4380 | 2 | 19 | 10 | E | 9 | 9 | E | 9 | 17 | A | 7 | 13 | A | 7 | 77 | A | 7 | 1004 | E | 9 | 170 | A | 7 | 3.6 | A | 7 | 16100 | A | 7 | 2100 | A | 7 | 2.7 | E | 8 | 0.089 | F | 8 | 0.13 | F | 8 | -9900 | -9900 | ? | 0
2003-03-12 | 16:00 | 620 | 1385 | 137 | 2 | 8 | 0 | 2 | 15 | 137 | 2 | 8 | 15800 | 2 | 8 | 0 | 2 | 15 | 15800 | 2 | 8 | 5710 | 2 | 19 | 10 | E | 9 | 4 | E | 9 | 17 | A | 7 | 13 | A | 7 | 77 | A | 7 | 1004 | E | 9 | 170 | A | 7 | 2.1 | A | 7 | 16100 | A | 7 | 77777 | A | 7 | 2.7 | E | 8 | 0.089 | F | 8 | 0.13 | F | 8 | 0 | 1 | A | 7
2003-03-12 | 17:00 | 413 | 1385 | 137 | 2 | 8 | 21 | 2 | 15 | 131 | 2 | 8 | 15200 | 2 | 8 | 1400 | 2 | 15 | 14800 | 2 | 8 | 4410 | 2 | 19 | 10 | E | 9 | 7 | E | 9 | 16 | A | 7 | 12 | A | 7 | 77 | A | 7 | 1004 | E | 9 | 60 | A | 7 | 1.5 | A | 7 | 16100 | A | 7 | 77777 | A | 7 | 2.6 | E | 8 | 0.089 | F | 8 | 0.13 | F | 8 | -9900 | -9900 | ? | 0
2003-03-12 | 18:00 | 175 | 1385 | 0 | 2 | 8 | 0 | 2 | 15 | 0 | 2 | 8 | 0 | 2 | 8 | 0 | 2 | 15 | 0 | 2 | 8 | 0 | 2 | 19 | 10 | E | 9 | 9 | E | 9 | 16 | A | 7 | 12 | A | 7 | 77 | A | 7 | 1004 | E | 9 | 0 | A | 7 | 0 | A | 7 | 14500 | A | 7 | 2700 | A | 7 | 2.6 | E | 8 | 0.089 | F | 8 | 0.13 | F | 8 | -9900 | -9900 | ? | 0
2003-03-12 | 19:00 | 6 | 312 | 0 | 2 | 8 | 0 | 2 | 15 | 0 | 2 | 8 | 0 | 2 | 8 | 0 | 2 | 15 | 0 | 2 | 8 | 0 | 2 | 19 | 10 | E | 9 | 7 | E | 9 | 15 | A | 7 | 11 | A | 7 | 77 | A | 7 | 1004 | E | 9 | 300 | A | 7 | 3.6 | A | 7 | 16100 | A | 7 | 77777 | A | 7 | 2.6 | E | 8 | 0.089 | F | 8 | 0.13 | F | 8 | -9900 | -9900 | ? | 0
2003-03-12 | 20:00 | 0 | 0 | 0 | 2 | 0 | 0 | 2 | 0 | 0 | 2 | 0 | 0 | 2 | 0 | 0 | 2 | 0 | 0 | 2 | 0 | 0 | 2 | 0 | 9 | E | 9 | 6 | E | 9 | 14 | A | 7 | 10 | A | 7 | 77 | A | 7 | 1004 | E | 9 | 290 | A | 7 | 4.1 | A | 7 | 16100 | A | 7 | 77777 | A | 7 | 2.6 | E | 8 | 0.089 | F | 8 | 0.13 | F | 8 | -9900 | -9900 | ? | 0
2003-03-12 | 21:00 | 0 | 0 | 0 | 2 | 0 | 0 | 2 | 0 | 0 | 2 | 0 | 0 | 2 | 0 | 0 | 2 | 0 | 0 | 2 | 0 | 0 | 2 | 0 | 10 | E | 9 | 6 | E | 9 | 14 | A | 7 | 9 | A | 7 | 72 | A | 7 | 1004 | E | 9 | 290 | A | 7 | 3.1 | A | 7 | 16100 | A | 7 | 77777 | A | 7 | 2.6 | E | 8 | 0.089 | F | 8 | 0.13 | F | 8 | -9900 | -9900 | ? | 0
2003-03-12 | 22:00 | 0 | 0 | 0 | 2 | 0 | 0 | 2 | 0 | 0 | 2 | 0 | 0 | 2 | 0 | 0 | 2 | 0 | 0 | 2 | 0 | 0 | 2 | 0 | 9 | E | 9 | 5 | E | 9 | 14 | A | 7 | 9 | A | 7 | 72 | A | 7 | 1004 | E | 9 | 340 | A | 7 | 2.1 | A | 7 | 16100 | A | 7 | 77777 | A | 7 | 2.7 | E | 8 | 0.089 | F | 8 | 0.13 | F | 8 | -9900 | -9900 | ? | 0
2003-03-12 | 23:00 | 0 | 0 | 0 | 2 | 0 | 0 | 2 | 0 | 0 | 2 | 0 | 0 | 2 | 0 | 0 | 2 | 0 | 0 | 2 | 0 | 0 | 2 | 0 | 10 | E | 9 | 9 | E | 9 | 13 | A | 7 | 9 | A | 7 | 77 | A | 7 | 1004 | E | 9 | 0 | A | 7 | 0 | A | 7 | 16100 | A | 7 | 77777 | A | 7 | 2.7 | E | 8 | 0.089 | F | 8 | 0.13 | F | 8 | -9900 | -9900 | ? | 0
2003-03-12 | 24:00 | 0 | 0 | 0 | 2 | 0 | 0 | 2 | 0 | 0 | 2 | 0 | 0 | 2 | 0 | 0 | 2 | 0 | 0 | 2 | 0 | 0 | 2 | 0 | 10 | E | 9 | 8 | E | 9 | 12 | A | 7 | 9 | A | 7 | 82 | A | 7 | 1004 | E | 9 | 0 | A | 7 | 0 | A | 7 | 16100 | A | 7 | 77777 | A | 7 | 2.7 | E | 8 | 0.089 | F | 8 | 0.13 | F | 8 | -9900 | -9900 | ? | 0
2003-03-13 | 1:00 | 0 | 0 | 0 | 2 | 0 | 0 | 2 | 0 | 0 | 2 | 0 | 0 | 2 | 0 | 0 | 2 | 0 | 0 | 2 | 0 | 0 | 2 | 0 | 0 | E | 9 | 0 | A | 7 | 11 | A | 7 | 9 | A | 7 | 87 | A | 7 | 1004 | E | 9 | 140 | A | 7 | 1.5 | A | 7 | 16100 | A | 7 | 77777 | A | 7 | 2.7 | E | 8 | 0.089 | F | 8 | 0.13 | F | 8 | -9900 | -9900 | ? | 0
2003-03-13 | 2:00 | 0 | 0 | 0 | 2 | 0 | 0 | 2 | 0 | 0 | 2 | 0 | 0 | 2 | 0 | 0 | 2 | 0 | 0 | 2 | 0 | 0 | 2 | 0 | 0 | E | 9 | 0 | A | 7 | 11 | A | 7 | 8 | A | 7 | 82 | A | 7 | 1004 | E | 9 | 290 | A | 7 | 1.5 | A | 7 | 16100 | A | 7 | 77777 | A | 7 | 2.4 | E | 8 | 0.089 | F | 8 | 0.13 | F | 8 | -9900 | -9900 | ? | 0
2003-03-13 | 3:00 | 0 | 0 | 0 | 2 | 0 | 0 | 2 | 0 | 0 | 2 | 0 | 0 | 2 | 0 | 0 | 2 | 0 | 0 | 2 | 0 | 0 | 2 | 0 | 9 | E | 9 | 9 | A | 7 | 11 | A | 7 | 8 | A | 7 | 82 | A | 7 | 1004 | E | 9 | 300 | A | 7 | 2.6 | A | 7 | 16100 | A | 7 | 3300 | A | 7 | 2.1 | E | 8 | 0.089 | F | 8 | 0.13 | F | 8 | -9900 | -9900 | ? | 0
2003-03-13 | 4:00 | 0 | 0 | 0 | 2 | 0 | 0 | 2 | 0 | 0 | 2 | 0 | 0 | 2 | 0 | 0 | 2 | 0 | 0 | 2 | 0 | 0 | 2 | 0 | 10 | E | 9 | 8 | E | 9 | 13 | A | 7 | 8 | A | 7 | 72 | A | 7 | 1004 | E | 9 | 250 | A | 7 | 4.6 | A | 7 | 16100 | A | 7 | 77777 | A | 7 | 1.8 | E | 8 | 0.089 | F | 8 | 0.13 | F | 8 | 0 | 24 | A | 7
2003-03-13 | 5:00 | 0 | 0 | 0 | 2 | 0 | 0 | 2 | 0 | 0 | 2 | 0 | 0 | 2 | 0 | 0 | 2 | 0 | 0 | 2 | 0 | 0 | 2 | 0 | 10 | E | 9 | 8 | E | 9 | 14 | A | 7 | 7 | A | 7 | 63 | A | 7 | 1004 | E | 9 | 200 | A | 7 | 9.8 | A | 7 | 16100 | A | 7 | 2400 | A | 7 | 1.9 | E | 8 | 0.089 | F | 8 | 0.13 | F | 8 | -9900 | -9900 | ? | 0
2003-03-13 | 6:00 | 0 | 0 | 0 | 2 | 0 | 0 | 2 | 0 | 0 | 2 | 0 | 0 | 2 | 0 | 0 | 2 | 0 | 0 | 2 | 0 | 0 | 2 | 0 | 10 | E | 9 | 9 | E | 9 | 13 | A | 7 | 7 | A | 7 | 67 | A | 7 | 1004 | E | 9 | 150 | A | 7 | 5.7 | A | 7 | 16100 | A | 7 | 2400 | A | 7 | 2.1 | E | 8 | 0.089 | F | 8 | 0.13 | F | 8 | -9900 | -9900 | ? | 0
2003-03-13 | 7:00 | 27 | 657 | 0 | 2 | 8 | 0 | 2 | 15 | 0 | 2 | 8 | 0 | 2 | 8 | 0 | 2 | 15 | 0 | 2 | 8 | 0 | 2 | 19 | 10 | E | 9 | 8 | E | 9 | 14 | A | 7 | 7 | A | 7 | 63 | A | 7 | 1004 | E | 9 | 190 | A | 7 | 6.2 | A | 7 | 16100 | A | 7 | 77777 | A | 7 | 2.3 | E | 8 | 0.089 | F | 8 | 0.13 | F | 8 | -9900 | -9900 | ? | 0
2003-03-13 | 8:00 | 238 | 1384 | 26 | 2 | 8 | 0 | 2 | 15 | 26 | 2 | 8 | 3100 | 2 | 8 | 0 | 2 | 15 | 3100 | 2 | 8 | 1040 | 2 | 19 | 10 | E | 9 | 7 | E | 9 | 14 | A | 7 | 7 | A | 7 | 63 | A | 7 | 1004 | E | 9 | 200 | A | 7 | 6.2 | A | 7 | 14500 | A | 7 | 77777 | A | 7 | 2.3 | E | 8 | 0.089 | F | 8 | 0.13 | F | 8 | -9900 | -9900 | ? | 0
2003-03-13 | 9:00 | 471 | 1384 | 50 | 2 | 8 | 0 | 2 | 15 | 50 | 2 | 8 | 6100 | 2 | 8 | 0 | 2 | 15 | 6100 | 2 | 8 | 2220 | 2 | 19 | 10 | E | 9 | 7 | E | 9 | 16 | A | 7 | 7 | A | 7 | 55 | A | 7 | 1004 | E | 9 | 180 | A | 7 | 11.3 | A | 7 | 16100 | A | 7 | 77777 | A | 7 | 2.4 | E | 8 | 0.089 | F | 8 | 0.13 | F | 8 | -9900 | -9900 | ? | 0
2003-03-13 | 10:00 | 669 | 1384 | 83 | 2 | 8 | 0 | 2 | 15 | 83 | 2 | 8 | 10100 | 2 | 8 | 0 | 2 | 15 | 10100 | 2 | 8 | 3890 | 2 | 19 | 9 | E | 9 | 5 | E | 9 | 16 | A | 7 | 7 | A | 7 | 55 | A | 7 | 1004 | E | 9 | 190 | A | 7 | 7.7 | A | 7 | 16100 | A | 7 | 77777 | A | 7 | 2.4 | E | 8 | 0.089 | F | 8 | 0.13 | F | 8 | -9900 | -9900 | ? | 0
2003-03-13 | 11:00 | 819 | 1384 | 100 | 2 | 8 | 0 | 2 | 15 | 100 | 2 | 8 | 12300 | 2 | 8 | 0 | 2 | 15 | 12300 | 2 | 8 | 4930 | 2 | 19 | 10 | E | 9 | 9 | E | 9 | 14 | A | 7 | 9 | A | 7 | 72 | A | 7 | 1004 | E | 9 | 190 | A | 7 | 5.1 | A | 7 | 12900 | A | 7 | 1320 | A | 7 | 2.3 | E | 8 | 0.089 | F | 8 | 0.13 | F | 8 | -9900 | -9900 | ? | 0
2003-03-13 | 12:00 | 910 | 1384 | 111 | 2 | 8 | 0 | 2 | 15 | 111 | 2 | 8 | 13700 | 2 | 8 | 0 | 2 | 15 | 13700 | 2 | 8 | 5620 | 2 | 19 | 10 | E | 9 | 7 | E | 9 | 14 | A | 7 | 9 | A | 7 | 72 | A | 7 | 1004 | E | 9 | 250 | A | 7 | 3.1 | A | 7 | 14500 | A | 7 | 77777 | A | 7 | 2.2 | E | 8 | 0.089 | F | 8 | 0.13 | F | 8 | 0 | 1 | A | 7
2003-03-13 | 13:00 | 935 | 1384 | 128 | 2 | 8 | 0 | 2 | 15 | 128 | 2 | 8 | 15700 | 2 | 8 | 0 | 2 | 15 | 15700 | 2 | 8 | 6430 | 2 | 19 | 10 | E | 9 | 9 | E | 9 | 14 | A | 7 | 9 | A | 7 | 72 | A | 7 | 1004 | E | 9 | 250 | A | 7 | 1.5 | A | 7 | 16100 | A | 7 | 1260 | A | 7 | 2.1 | E | 8 | 0.089 | F | 8 | 0.13 | F | 8 | 1 | 1 | A | 7
2003-03-13 | 14:00 | 894 | 1384 | 269 | 2 | 8 | 18 | 2 | 15 | 257 | 2 | 8 | 31000 | 2 | 8 | 1600 | 2 | 15 | 30000 | 2 | 8 | 10990 | 2 | 19 | 10 | E | 9 | 10 | E | 9 | 16 | A | 7 | 10 | A | 7 | 68 | A | 7 | 1004 | E | 9 | 200 | A | 7 | 2.1 | A | 7 | 16100 | A | 7 | 1800 | A | 7 | 2 | E | 8 | 0.089 | F | 8 | 0.13 | F | 8 | -9900 | -9900 | ? | 0
2003-03-13 | 15:00 | 788 | 1384 | 157 | 2 | 8 | 0 | 2 | 15 | 157 | 2 | 8 | 18500 | 2 | 8 | 0 | 2 | 15 | 18500 | 2 | 8 | 7120 | 2 | 19 | 10 | E | 9 | 10 | E | 9 | 17 | A | 7 | 8 | A | 7 | 55 | A | 7 | 1004 | E | 9 | 180 | A | 7 | 7.2 | A | 7 | 16100 | A | 7 | 1500 | A | 7 | 1.8 | E | 8 | 0.089 | F | 8 | 0.13 | F | 8 | -9900 | -9900 | ? | 0
2003-03-13 | 16:00 | 626 | 1384 | 144 | 2 | 8 | 0 | 2 | 15 | 144 | 2 | 8 | 16600 | 2 | 8 | 0 | 2 | 15 | 16600 | 2 | 8 | 5950 | 2 | 19 | 10 | E | 9 | 9 | E | 9 | 17 | A | 7 | 7 | A | 7 | 52 | A | 7 | 1004 | E | 9 | 190 | A | 7 | 7.7 | A | 7 | 16100 | A | 7 | 1800 | A | 7 | 1.7 | E | 8 | 0.089 | F | 8 | 0.13 | F | 8 | 1 | 6 | A | 7
2003-03-13 | 17:00 | 418 | 1384 | 136 | 2 | 8 | 14 | 2 | 15 | 131 | 2 | 8 | 15000 | 2 | 8 | 900 | 2 | 15 | 14700 | 2 | 8 | 4450 | 2 | 19 | 10 | E | 9 | 9 | E | 9 | 16 | A | 7 | 7 | A | 7 | 55 | A | 7 | 1004 | E | 9 | 210 | A | 7 | 6.2 | A | 7 | 14500 | A | 7 | 1500 | A | 7 | 1.8 | E | 8 | 0.089 | F | 8 | 0.13 | F | 8 | -9900 | -9900 | ? | 0
2003-03-13 | 18:00 | 180 | 1384 | 0 | 2 | 8 | 0 | 2 | 15 | 0 | 2 | 8 | 0 | 2 | 8 | 0 | 2 | 15 | 0 | 2 | 8 | 0 | 2 | 19 | 10 | E | 9 | 10 | E | 9 | 13 | A | 7 | 8 | A | 7 | 72 | A | 7 | 1004 | E | 9 | 210 | A | 7 | 3.6 | A | 7 | 9700 | A | 7 | 1080 | A | 7 | 1.9 | E | 8 | 0.089 | F | 8 | 0.13 | F | 8 | 0 | 1 | A | 7
2003-03-13 | 19:00 | 7 | 334 | 0 | 2 | 8 | 0 | 2 | 15 | 0 | 2 | 8 | 0 | 2 | 8 | 0 | 2 | 15 | 0 | 2 | 8 | 0 | 2 | 19 | 10 | E | 9 | 9 | E | 9 | 13 | A | 7 | 9 | A | 7 | 77 | A | 7 | 1004 | E | 9 | 170 | A | 7 | 4.1 | A | 7 | 16100 | A | 7 | 1410 | A | 7 | 1.9 | E | 8 | 0.089 | F | 8 | 0.13 | F | 8 | 0 | 1 | A | 7
2003-03-13 | 20:00 | 0 | 0 | 0 | 2 | 0 | 0 | 2 | 0 | 0 | 2 | 0 | 0 | 2 | 0 | 0 | 2 | 0 | 0 | 2 | 0 | 0 | 2 | 0 | 10 | E | 9 | 9 | E | 9 | 12 | A | 7 | 7 | A | 7 | 71 | A | 7 | 1004 | E | 9 | 200 | A | 7 | 8.7 | A | 7 | 12900 | A | 7 | 1200 | A | 7 | 1.9 | E | 8 | 0.089 | F | 8 | 0.13 | F | 8 | 0 | 1 | A | 7
2003-03-13 | 21:00 | 0 | 0 | 0 | 2 | 0 | 0 | 2 | 0 | 0 | 2 | 0 | 0 | 2 | 0 | 0 | 2 | 0 | 0 | 2 | 0 | 0 | 2 | 0 | 10 | E | 9 | 9 | E | 9 | 12 | A | 7 | 8 | A | 7 | 76 | A | 7 | 1004 | E | 9 | 190 | A | 7 | 5.7 | A | 7 | 16100 | A | 7 | 77777 | A | 7 | 1.9 | E | 8 | 0.089 | F | 8 | 0.13 | F | 8 | -9900 | -9900 | ? | 0
2003-03-13 | 22:00 | 0 | 0 | 0 | 2 | 0 | 0 | 2 | 0 | 0 | 2 | 0 | 0 | 2 | 0 | 0 | 2 | 0 | 0 | 2 | 0 | 0 | 2 | 0 | 10 | E | 9 | 9 | E | 9 | 11 | A | 7 | 7 | A | 7 | 76 | A | 7 | 1004 | E | 9 | 180 | A | 7 | 5.1 | A | 7 | 16100 | A | 7 | 1170 | A | 7 | 1.8 | E | 8 | 0.089 | F | 8 | 0.13 | F | 8 | 1 | 6 | A | 7
2003-03-13 | 23:00 | 0 | 0 | 0 | 2 | 0 | 0 | 2 | 0 | 0 | 2 | 0 | 0 | 2 | 0 | 0 | 2 | 0 | 0 | 2 | 0 | 0 | 2 | 0 | 2 | E | 9 | 2 | E | 9 | 11 | A | 7 | 6 | A | 7 | 71 | A | 7 | 1004 | E | 9 | 180 | A | 7 | 9.3 | A | 7 | 16100 | A | 7 | 77777 | A | 7 | 1.8 | E | 8 | 0.089 | F | 8 | 0.13 | F | 8 | -9900 | -9900 | ? | 0
2003-03-13 | 24:00 | 0 | 0 | 0 | 2 | 0 | 0 | 2 | 0 | 0 | 2 | 0 | 0 | 2 | 0 | 0 | 2 | 0 | 0 | 2 | 0 | 0 | 2 | 0 | 3 | E | 9 | 3 | E | 9 | 10 | A | 7 | 6 | A | 7 | 76 | A | 7 | 1004 | E | 9 | 190 | A | 7 | 6.2 | A | 7 | 16100 | A | 7 | 77777 | A | 7 | 1.7 | E | 8 | 0.089 | F | 8 | 0.13 | F | 8 | -9900 | -9900 | ? | 0
2003-03-14 | 1:00 | 0 | 0 | 0 | 2 | 0 | 0 | 2 | 0 | 0 | 2 | 0 | 0 | 2 | 0 | 0 | 2 | 0 | 0 | 2 | 0 | 0 | 2 | 0 | 3 | E | 9 | 3 | A | 7 | 11 | A | 7 | 6 | A | 7 | 71 | A | 7 | 1004 | E | 9 | 200 | A | 7 | 4.6 | A | 7 | 16100 | A | 7 | 77777 | A | 7 | 1.6 | E | 8 | 0.09 | F | 8 | 0.13 | F | 8 | -9900 | -9900 | ? | 0
2003-03-14 | 2:00 | 0 | 0 | 0 | 2 | 0 | 0 | 2 | 0 | 0 | 2 | 0 | 0 | 2 | 0 | 0 | 2 | 0 | 0 | 2 | 0 | 0 | 2 | 0 | 2 | E | 9 | 2 | A | 7 | 9 | A | 7 | 5 | A | 7 | 76 | A | 7 | 1004 | E | 9 | 190 | A | 7 | 2.1 | A | 7 | 16100 | A | 7 | 77777 | A | 7 | 1.6 | E | 8 | 0.09 | F | 8 | 0.13 | F | 8 | -9900 | -9900 | ? | 0
2003-03-14 | 3:00 | 0 | 0 | 0 | 2 | 0 | 0 | 2 | 0 | 0 | 2 | 0 | 0 | 2 | 0 | 0 | 2 | 0 | 0 | 2 | 0 | 0 | 2 | 0 | 9 | E | 9 | 9 | A | 7 | 11 | A | 7 | 6 | A | 7 | 71 | A | 7 | 1004 | E | 9 | 210 | A | 7 | 5.1 | A | 7 | 12900 | A | 7 | 570 | A | 7 | 1.6 | E | 8 | 0.09 | F | 8 | 0.13 | F | 8 | 1 | 1 | A | 7
2003-03-14 | 4:00 | 0 | 0 | 0 | 2 | 0 | 0 | 2 | 0 | 0 | 2 | 0 | 0 | 2 | 0 | 0 | 2 | 0 | 0 | 2 | 0 | 0 | 2 | 0 | 9 | E | 9 | 9 | E | 9 | 9 | A | 7 | 6 | A | 7 | 81 | A | 7 | 1004 | E | 9 | 170 | A | 7 | 4.6 | A | 7 | 16100 | A | 7 | 1170 | A | 7 | 1.6 | E | 8 | 0.09 | F | 8 | 0.13 | F | 8 | 1 | 6 | A | 7
2003-03-14 | 5:00 | 0 | 0 | 0 | 2 | 0 | 0 | 2 | 0 | 0 | 2 | 0 | 0 | 2 | 0 | 0 | 2 | 0 | 0 | 2 | 0 | 0 | 2 | 0 | 10 | E | 9 | 10 | E | 9 | 9 | A | 7 | 7 | A | 7 | 87 | A | 7 | 1004 | E | 9 | 180 | A | 7 | 3.1 | A | 7 | 12900 | A | 7 | 900 | A | 7 | 1.6 | E | 8 | 0.09 | F | 8 | 0.13 | F | 8 | 1 | 1 | A | 7
2003-03-14 | 6:00 | 0 | 0 | 0 | 2 | 0 | 0 | 2 | 0 | 0 | 2 | 0 | 0 | 2 | 0 | 0 | 2 | 0 | 0 | 2 | 0 | 0 | 2 | 0 | 10 | E | 9 | 10 | E | 9 | 9 | A | 7 | 7 | A | 7 | 87 | A | 7 | 1004 | E | 9 | 190 | A | 7 | 5.1 | A | 7 | 16100 | A | 7 | 1110 | A | 7 | 1.6 | E | 8 | 0.09 | F | 8 | 0.13 | F | 8 | -9900 | -9900 | ? | 0
2003-03-14 | 7:00 | 31 | 703 | 0 | 2 | 8 | 35 | 2 | 15 | 0 | 2 | 8 | 0 | 2 | 8 | 0 | 2 | 15 | 0 | 2 | 8 | 0 | 2 | 19 | 9 | E | 9 | 9 | E | 9 | 9 | A | 7 | 7 | A | 7 | 87 | A | 7 | 1004 | E | 9 | 180 | A | 7 | 6.7 | A | 7 | 11300 | A | 7 | 960 | A | 7 | 1.6 | E | 8 | 0.09 | F | 8 | 0.13 | F | 8 | 1 | 1 | A | 7
2003-03-14 | 8:00 | 245 | 1383 | 53 | 2 | 8 | 5 | 2 | 15 | 52 | 2 | 8 | 6000 | 2 | 8 | 100 | 2 | 15 | 6000 | 2 | 8 | 1850 | 2 | 19 | 10 | E | 9 | 10 | E | 9 | 10 | A | 7 | 7 | A | 7 | 82 | A | 7 | 1004 | E | 9 | 190 | A | 7 | 5.1 | A | 7 | 14500 | A | 7 | 1140 | A | 7 | 1.6 | E | 8 | 0.09 | F | 8 | 0.13 | F | 8 | 0 | 1 | A | 7
2003-03-14 | 9:00 | 478 | 1383 | 124 | 2 | 8 | 11 | 2 | 15 | 120 | 2 | 8 | 14000 | 2 | 8 | 700 | 2 | 15 | 13800 | 2 | 8 | 4550 | 2 | 19 | 9 | E | 9 | 9 | E | 9 | 11 | A | 7 | 7 | A | 7 | 76 | A | 7 | 1004 | E | 9 | 190 | A | 7 | 5.7 | A | 7 | 14500 | A | 7 | 1320 | A | 7 | 1.6 | E | 8 | 0.09 | F | 8 | 0.13 | F | 8 | -9900 | -9900 | ? | 0
2003-03-14 | 10:00 | 676 | 1383 | 337 | 2 | 8 | 238 | 2 | 15 | 220 | 2 | 8 | 36600 | 2 | 8 | 24300 | 2 | 15 | 24700 | 2 | 8 | 5440 | 2 | 19 | 8 | E | 9 | 8 | E | 9 | 11 | A | 7 | 7 | A | 7 | 76 | A | 7 | 1004 | E | 9 | 200 | A | 7 | 6.2 | A | 7 | 14500 | A | 7 | 1050 | A | 7 | 1.5 | E | 8 | 0.09 | F | 8 | 0.13 | F | 8 | 0 | 1 | A | 7
2003-03-14 | 11:00 | 826 | 1383 | 510 | 2 | 8 | 449 | 2 | 15 | 242 | 2 | 8 | 53300 | 2 | 8 | 45900 | 2 | 15 | 25800 | 2 | 8 | 5800 | 2 | 19 | 8 | E | 9 | 8 | E | 9 | 14 | A | 7 | 8 | A | 7 | 67 | A | 7 | 1004 | E | 9 | 190 | A | 7 | 6.7 | A | 7 | 16100 | A | 7 | 1350 | A | 7 | 1.6 | E | 8 | 0.09 | F | 8 | 0.13 | F | 8 | -9900 | -9900 | ? | 0
2003-03-14 | 12:00 | 916 | 1383 | 239 | 2 | 8 | 30 | 2 | 15 | 219 | 2 | 8 | 26400 | 2 | 8 | 3000 | 2 | 15 | 24400 | 2 | 8 | 7860 | 2 | 19 | 8 | E | 9 | 8 | E | 9 | 14 | A | 7 | 8 | A | 7 | 67 | A | 7 | 1004 | E | 9 | 200 | A | 7 | 4.6 | A | 7 | 16100 | A | 7 | 1440 | A | 7 | 1.6 | E | 8 | 0.09 | F | 8 | 0.13 | F | 8 | -9900 | -9900 | ? | 0
2003-03-14 | 13:00 | 942 | 1383 | 665 | 2 | 8 | 500 | 2 | 15 | 324 | 2 | 8 | 68600 | 2 | 8 | 51500 | 2 | 15 | 33500 | 2 | 8 | 9030 | 2 | 19 | 3 | E | 9 | 3 | E | 9 | 16 | A | 7 | 8 | A | 7 | 59 | A | 7 | 1004 | E | 9 | 190 | A | 7 | 4.6 | A | 7 | 16100 | A | 7 | 77777 | A | 7 | 1.6 | E | 8 | 0.09 | F | 8 | 0.13 | F | 8 | -9900 | -9900 | ? | 0
2003-03-14 | 14:00 | 900 | 1383 | 371 | 2 | 8 | 103 | 2 | 15 | 304 | 2 | 8 | 40800 | 2 | 8 | 10500 | 2 | 15 | 34000 | 2 | 8 | 10150 | 2 | 19 | 4 | E | 9 | 4 | E | 9 | 17 | A | 7 | 8 | A | 7 | 55 | A | 7 | 1004 | E | 9 | 210 | A | 7 | 3.6 | A | 7 | 14500 | A | 7 | 77777 | A | 7 | 1.6 | E | 8 | 0.09 | F | 8 | 0.13 | F | 8 | -9900 | -9900 | ? | 0
2003-03-14 | 15:00 | 794 | 1383 | 157 | 2 | 8 | 0 | 2 | 15 | 157 | 2 | 8 | 18500 | 2 | 8 | 0 | 2 | 15 | 18500 | 2 | 8 | 7150 | 2 | 19 | 10 | E | 9 | 8 | E | 9 | 17 | A | 7 | 7 | A | 7 | 52 | A | 7 | 1004 | E | 9 | 260 | A | 7 | 1.5 | A | 7 | 16100 | A | 7 | 77777 | A | 7 | 1.7 | E | 8 | 0.09 | F | 8 | 0.13 | F | 8 | -9900 | -9900 | ? | 0
2003-03-14 | 16:00 | 632 | 1383 | 121 | 2 | 8 | 0 | 2 | 15 | 121 | 2 | 8 | 14200 | 2 | 8 | 0 | 2 | 15 | 14200 | 2 | 8 | 5230 | 2 | 19 | 10 | E | 9 | 4 | E | 9 | 16 | A | 7 | 9 | A | 7 | 63 | A | 7 | 1004 | E | 9 | 360 | A | 7 | 1.5 | A | 7 | 16100 | A | 7 | 77777 | A | 7 | 1.7 | E | 8 | 0.09 | F | 8 | 0.13 | F | 8 | -9900 | -9900 | ? | 0
2003-03-14 | 17:00 | 424 | 1383 | 77 | 2 | 8 | 0 | 2 | 15 | 77 | 2 | 8 | 8900 | 2 | 8 | 0 | 2 | 15 | 8900 | 2 | 8 | 3090 | 2 | 19 | 10 | E | 9 | 9 | E | 9 | 16 | A | 7 | 6 | A | 7 | 51 | A | 7 | 1004 | E | 9 | 120 | A | 7 | 5.1 | A | 7 | 14500 | A | 7 | 1230 | A | 7 | 1.8 | E | 8 | 0.09 | F | 8 | 0.13 | F | 8 | -9900 | -9900 | ? | 0
2003-03-14 | 18:00 | 186 | 1383 | 0 | 2 | 8 | 0 | 2 | 15 | 0 | 2 | 8 | 0 | 2 | 8 | 0 | 2 | 15 | 0 | 2 | 8 | 0 | 2 | 19 | 10 | E | 9 | 9 | E | 9 | 14 | A | 7 | 8 | A | 7 | 67 | A | 7 | 1004 | E | 9 | 130 | A | 7 | 3.6 | A | 7 | 14500 | A | 7 | 1260 | A | 7 | 1.9 | E | 8 | 0.09 | F | 8 | 0.13 | F | 8 | -9900 | -9900 | ? | 0
2003-03-14 | 19:00 | 8 | 380 | 0 | 2 | 8 | 0 | 2 | 15 | 0 | 2 | 8 | 0 | 2 | 8 | 0 | 2 | 15 | 0 | 2 | 8 | 0 | 2 | 19 | 10 | E | 9 | 10 | E | 9 | 14 | A | 7 | 7 | A | 7 | 63 | A | 7 | 1004 | E | 9 | 0 | A | 7 | 0 | A | 7 | 16100 | A | 7 | 1440 | A | 7 | 2 | E | 8 | 0.09 | F | 8 | 0.13 | F | 8 | -9900 | -9900 | ? | 0
2003-03-14 | 20:00 | 0 | 0 | 0 | 2 | 0 | 0 | 2 | 0 | 0 | 2 | 0 | 0 | 2 | 0 | 0 | 2 | 0 | 0 | 2 | 0 | 0 | 2 | 0 | 10 | E | 9 | 10 | E | 9 | 12 | A | 7 | 9 | A | 7 | 82 | A | 7 | 1004 | E | 9 | 290 | A | 7 | 2.1 | A | 7 | 12900 | A | 7 | 1080 | A | 7 | 2 | E | 8 | 0.09 | F | 8 | 0.13 | F | 8 | 0 | 1 | A | 7
2003-03-14 | 21:00 | 0 | 0 | 0 | 2 | 0 | 0 | 2 | 0 | 0 | 2 | 0 | 0 | 2 | 0 | 0 | 2 | 0 | 0 | 2 | 0 | 0 | 2 | 0 | 10 | E | 9 | 9 | E | 9 | 12 | A | 7 | 9 | A | 7 | 82 | A | 7 | 1004 | E | 9 | 300 | A | 7 | 1.5 | A | 7 | 12900 | A | 7 | 1020 | A | 7 | 2 | E | 8 | 0.09 | F | 8 | 0.13 | F | 8 | 1 | 1 | A | 7
2003-03-14 | 22:00 | 0 | 0 | 0 | 2 | 0 | 0 | 2 | 0 | 0 | 2 | 0 | 0 | 2 | 0 | 0 | 2 | 0 | 0 | 2 | 0 | 0 | 2 | 0 | 10 | E | 9 | 9 | E | 9 | 11 | A | 7 | 9 | A | 7 | 87 | A | 7 | 1004 | E | 9 | 50 | A | 7 | 2.1 | A | 7 | 16100 | A | 7 | 1500 | A | 7 | 2 | E | 8 | 0.09 | F | 8 | 0.13 | F | 8 | 1 | 1 | A | 7
2003-03-14 | 23:00 | 0 | 0 | 0 | 2 | 0 | 0 | 2 | 0 | 0 | 2 | 0 | 0 | 2 | 0 | 0 | 2 | 0 | 0 | 2 | 0 | 0 | 2 | 0 | 10 | E | 9 | 9 | E | 9 | 11 | A | 7 | 9 | A | 7 | 87 | A | 7 | 1004 | E | 9 | 90 | A | 7 | 2.1 | A | 7 | 16100 | A | 7 | 1800 | A | 7 | 1.9 | E | 8 | 0.09 | F | 8 | 0.13 | F | 8 | 0 | 1 | A | 7
2003-03-14 | 24:00 | 0 | 0 | 0 | 2 | 0 | 0 | 2 | 0 | 0 | 2 | 0 | 0 | 2 | 0 | 0 | 2 | 0 | 0 | 2 | 0 | 0 | 2 | 0 | 10 | E | 9 | 9 | E | 9 | 11 | A | 7 | 8 | A | 7 | 82 | A | 7 | 1004 | E | 9 | 210 | A | 7 | 1.5 | A | 7 | 16100 | A | 7 | 1800 | A | 7 | 1.9 | E | 8 | 0.09 | F | 8 | 0.13 | F | 8 | -9900 | -9900 | ? | 0
2003-03-15 | 1:00 | 0 | 0 | 0 | 2 | 0 | 0 | 2 | 0 | 0 | 2 | 0 | 0 | 2 | 0 | 0 | 2 | 0 | 0 | 2 | 0 | 0 | 2 | 0 | 10 | E | 9 | 9 | A | 7 | 12 | A | 7 | 8 | A | 7 | 76 | A | 7 | 1004 | E | 9 | 220 | A | 7 | 4.6 | A | 7 | 12900 | A | 7 | 930 | A | 7 | 1.8 | E | 8 | 0.09 | F | 8 | 0.13 | F | 8 | 0 | 1 | A | 7
2003-03-15 | 2:00 | 0 | 0 | 0 | 2 | 0 | 0 | 2 | 0 | 0 | 2 | 0 | 0 | 2 | 0 | 0 | 2 | 0 | 0 | 2 | 0 | 0 | 2 | 0 | 10 | E | 9 | 9 | A | 7 | 12 | A | 7 | 8 | A | 7 | 76 | A | 7 | 1004 | E | 9 | 210 | A | 7 | 2.6 | A | 7 | 16100 | A | 7 | 1080 | A | 7 | 1.7 | E | 8 | 0.09 | F | 8 | 0.13 | F | 8 | -9900 | -9900 | ? | 0
2003-03-15 | 3:00 | 0 | 0 | 0 | 2 | 0 | 0 | 2 | 0 | 0 | 2 | 0 | 0 | 2 | 0 | 0 | 2 | 0 | 0 | 2 | 0 | 0 | 2 | 0 | 10 | E | 9 | 9 | A | 7 | 11 | A | 7 | 8 | A | 7 | 82 | A | 7 | 1004 | E | 9 | 190 | A | 7 | 5.7 | A | 7 | 9700 | A | 7 | 990 | A | 7 | 1.6 | E | 8 | 0.09 | F | 8 | 0.13 | F | 8 | 0 | 1 | A | 7
2003-03-15 | 4:00 | 0 | 0 | 0 | 2 | 0 | 0 | 2 | 0 | 0 | 2 | 0 | 0 | 2 | 0 | 0 | 2 | 0 | 0 | 2 | 0 | 0 | 2 | 0 | 9 | E | 9 | 9 | E | 9 | 9 | A | 7 | 6 | A | 7 | 81 | A | 7 | 1004 | E | 9 | 200 | A | 7 | 4.6 | A | 7 | 11300 | A | 7 | 420 | A | 7 | 1.5 | E | 8 | 0.09 | F | 8 | 0.13 | F | 8 | 2 | 1 | A | 7
2003-03-15 | 5:00 | 0 | 0 | 0 | 2 | 0 | 0 | 2 | 0 | 0 | 2 | 0 | 0 | 2 | 0 | 0 | 2 | 0 | 0 | 2 | 0 | 0 | 2 | 0 | 1 | E | 9 | 1 | E | 9 | 9 | A | 7 | 6 | A | 7 | 81 | A | 7 | 1004 | E | 9 | 0 | A | 7 | 0 | A | 7 | 16100 | A | 7 | 77777 | A | 7 | 1.5 | E | 8 | 0.09 | F | 8 | 0.13 | F | 8 | -9900 | -9900 | ? | 0
2003-03-15 | 6:00 | 0 | 0 | 0 | 2 | 0 | 0 | 2 | 0 | 0 | 2 | 0 | 0 | 2 | 0 | 0 | 2 | 0 | 0 | 2 | 0 | 0 | 2 | 0 | 5 | E | 9 | 5 | E | 9 | 8 | A | 7 | 5 | A | 7 | 81 | A | 7 | 1004 | E | 9 | 170 | A | 7 | 4.1 | A | 7 | 16100 | A | 7 | 77777 | A | 7 | 1.4 | E | 8 | 0.09 | F | 8 | 0.13 | F | 8 | -9900 | -9900 | ? | 0
2003-03-15 | 7:00 | 34 | 749 | 1 | 2 | 8 | 80 | 2 | 15 | 1 | 2 | 8 | 600 | 2 | 8 | 4500 | 2 | 15 | 300 | 2 | 8 | 40 | 2 | 19 | 2 | E | 9 | 2 | E | 9 | 8 | A | 7 | 5 | A | 7 | 81 | A | 7 | 1004 | E | 9 | 150 | A | 7 | 2.6 | A | 7 | 16100 | A | 7 | 77777 | A | 7 | 1.4 | E | 8 | 0.09 | F | 8 | 0.13 | F | 8 | -9900 | -9900 | ? | 0
2003-03-15 | 8:00 | 253 | 1383 | 127 | 2 | 8 | 394 | 2 | 15 | 55 | 2 | 8 | 12900 | 2 | 8 | 28700 | 2 | 15 | 7600 | 2 | 8 | 960 | 2 | 19 | 3 | E | 9 | 3 | E | 9 | 9 | A | 7 | 6 | A | 7 | 81 | A | 7 | 1004 | E | 9 | 170 | A | 7 | 2.6 | A | 7 | 16100 | A | 7 | 77777 | A | 7 | 1.4 | E | 8 | 0.09 | F | 8 | 0.13 | F | 8 | -9900 | -9900 | ? | 0
2003-03-15 | 9:00 | 486 | 1383 | 198 | 2 | 8 | 140 | 2 | 15 | 149 | 2 | 8 | 21500 | 2 | 8 | 13300 | 2 | 15 | 16800 | 2 | 8 | 3410 | 2 | 19 | 0 | E | 9 | 0 | E | 9 | 11 | A | 7 | 7 | A | 7 | 76 | A | 7 | 1004 | E | 9 | 170 | A | 7 | 4.1 | A | 7 | 14500 | A | 7 | 77777 | A | 7 | 1.4 | E | 8 | 0.09 | F | 8 | 0.13 | F | 8 | -9900 | -9900 | ? | 0
2003-03-15 | 10:00 | 684 | 1383 | 145 | 2 | 8 | 23 | 2 | 15 | 134 | 2 | 8 | 16000 | 2 | 8 | 2300 | 2 | 15 | 14900 | 2 | 8 | 4310 | 2 | 19 | 9 | E | 9 | 9 | E | 9 | 12 | A | 7 | 7 | A | 7 | 71 | A | 7 | 1004 | E | 9 | 160 | A | 7 | 4.6 | A | 7 | 14500 | A | 7 | 1380 | A | 7 | 1.4 | E | 8 | 0.09 | F | 8 | 0.13 | F | 8 | -9900 | -9900 | ? | 0
2003-03-15 | 11:00 | 833 | 1383 | 516 | 2 | 8 | 467 | 2 | 15 | 235 | 2 | 8 | 54200 | 2 | 8 | 47800 | 2 | 15 | 25300 | 2 | 8 | 5650 | 2 | 19 | 7 | E | 9 | 7 | E | 9 | 13 | A | 7 | 8 | A | 7 | 72 | A | 7 | 1004 | E | 9 | 200 | A | 7 | 4.1 | A | 7 | 16100 | A | 7 | 77777 | A | 7 | 1.4 | E | 8 | 0.09 | F | 8 | 0.13 | F | 8 | 0 | 1 | A | 7
2003-03-15 | 12:00 | 923 | 1383 | 327 | 2 | 8 | 113 | 2 | 15 | 251 | 2 | 8 | 36200 | 2 | 8 | 12000 | 2 | 15 | 28100 | 2 | 8 | 7300 | 2 | 19 | 8 | E | 9 | 8 | E | 9 | 14 | A | 7 | 6 | A | 7 | 59 | A | 7 | 1004 | E | 9 | 240 | A | 7 | 2.6 | A | 7 | 14500 | A | 7 | 1230 | A | 7 | 1.3 | E | 8 | 0.09 | F | 8 | 0.13 | F | 8 | -9900 | -9900 | ? | 0
2003-03-15 | 13:00 | 948 | 1383 | 647 | 2 | 8 | 548 | 2 | 15 | 270 | 2 | 8 | 68100 | 2 | 8 | 56600 | 2 | 15 | 29100 | 2 | 8 | 7450 | 2 | 19 | 3 | E | 9 | 3 | E | 9 | 15 | A | 7 | 5 | A | 7 | 51 | A | 7 | 1004 | E | 9 | 240 | A | 7 | 5.1 | A | 7 | 14500 | A | 7 | 77777 | A | 7 | 1.3 | E | 8 | 0.09 | F | 8 | 0.13 | F | 8 | 0 | 3 | A | 7
2003-03-15 | 14:00 | 906 | 1383 | 576 | 2 | 8 | 462 | 2 | 15 | 272 | 2 | 8 | 60200 | 2 | 8 | 47600 | 2 | 15 | 28900 | 2 | 8 | 7140 | 2 | 19 | 5 | E | 9 | 5 | E | 9 | 13 | A | 7 | 6 | A | 7 | 62 | A | 7 | 1004 | E | 9 | 260 | A | 7 | 5.7 | A | 7 | 11300 | A | 7 | 77777 | A | 7 | 1.2 | E | 8 | 0.09 | F | 8 | 0.13 | F | 8 | -9900 | -9900 | ? | 0
2003-03-15 | 15:00 | 800 | 1383 | 150 | 2 | 8 | 0 | 2 | 15 | 150 | 2 | 8 | 17800 | 2 | 8 | 0 | 2 | 15 | 17800 | 2 | 8 | 6910 | 2 | 19 | 5 | E | 9 | 5 | E | 9 | 13 | A | 7 | 4 | A | 7 | 54 | A | 7 | 1004 | E | 9 | 240 | A | 7 | 6.7 | A | 7 | 16100 | A | 7 | 77777 | A | 7 | 1.2 | E | 8 | 0.09 | F | 8 | 0.13 | F | 8 | -9900 | -9900 | ? | 0
2003-03-15 | 16:00 | 637 | 1383 | 444 | 2 | 8 | 502 | 2 | 15 | 212 | 2 | 8 | 45300 | 2 | 8 | 49300 | 2 | 15 | 22500 | 2 | 8 | 4500 | 2 | 19 | 4 | E | 9 | 4 | E | 9 | 13 | A | 7 | 6 | A | 7 | 62 | A | 7 | 1004 | E | 9 | 220 | A | 7 | 4.1 | A | 7 | 14500 | A | 7 | 77777 | A | 7 | 1.1 | E | 8 | 0.09 | F | 8 | 0.13 | F | 8 | 0 | 6 | A | 7
2003-03-15 | 17:00 | 429 | 1383 | 133 | 2 | 8 | 28 | 2 | 15 | 125 | 2 | 8 | 14700 | 2 | 8 | 2600 | 2 | 15 | 13800 | 2 | 8 | 3290 | 2 | 19 | 8 | E | 9 | 8 | E | 9 | 12 | A | 7 | 4 | A | 7 | 58 | A | 7 | 1004 | E | 9 | 260 | A | 7 | 5.1 | A | 7 | 16100 | A | 7 | 77777 | A | 7 | 1.2 | E | 8 | 0.09 | F | 8 | 0.13 | F | 8 | -9900 | -9900 | ? | 0
2003-03-15 | 18:00 | 191 | 1383 | 0 | 2 | 8 | 0 | 2 | 15 | 0 | 2 | 8 | 0 | 2 | 8 | 0 | 2 | 15 | 0 | 2 | 8 | 0 | 2 | 19 | 6 | E | 9 | 5 | E | 9 | 12 | A | 7 | 5 | A | 7 | 62 | A | 7 | 1004 | E | 9 | 250 | A | 7 | 2.6 | A | 7 | 14500 | A | 7 | 77777 | A | 7 | 1.3 | E | 8 | 0.09 | F | 8 | 0.13 | F | 8 | -9900 | -9900 | ? | 0
2003-03-15 | 19:00 | 10 | 403 | 0 | 2 | 8 | 0 | 2 | 15 | 0 | 2 | 8 | 0 | 2 | 8 | 0 | 2 | 15 | 0 | 2 | 8 | 0 | 2 | 19 | 4 | E | 9 | 4 | E | 9 | 9 | A | 7 | 6 | A | 7 | 81 | A | 7 | 1004 | E | 9 | 150 | A | 7 | 3.1 | A | 7 | 16100 | A | 7 | 77777 | A | 7 | 1.3 | E | 8 | 0.09 | F | 8 | 0.13 | F | 8 | -9900 | -9900 | ? | 0
2003-03-15 | 20:00 | 0 | 0 | 0 | 2 | 0 | 0 | 2 | 0 | 0 | 2 | 0 | 0 | 2 | 0 | 0 | 2 | 0 | 0 | 2 | 0 | 0 | 2 | 0 | 0 | E | 9 | 0 | E | 9 | 8 | A | 7 | 5 | A | 7 | 81 | A | 7 | 1004 | E | 9 | 160 | A | 7 | 2.6 | A | 7 | 16100 | A | 7 | 77777 | A | 7 | 1.3 | E | 8 | 0.09 | F | 8 | 0.13 | F | 8 | -9900 | -9900 | ? | 0
2003-03-15 | 21:00 | 0 | 0 | 0 | 2 | 0 | 0 | 2 | 0 | 0 | 2 | 0 | 0 | 2 | 0 | 0 | 2 | 0 | 0 | 2 | 0 | 0 | 2 | 0 | 3 | E | 9 | 3 | E | 9 | 8 | A | 7 | 5 | A | 7 | 81 | A | 7 | 1004 | E | 9 | 180 | A | 7 | 4.6 | A | 7 | 16100 | A | 7 | 77777 | A | 7 | 1.4 | E | 8 | 0.09 | F | 8 | 0.13 | F | 8 | -9900 | -9900 | ? | 0
2003-03-15 | 22:00 | 0 | 0 | 0 | 2 | 0 | 0 | 2 | 0 | 0 | 2 | 0 | 0 | 2 | 0 | 0 | 2 | 0 | 0 | 2 | 0 | 0 | 2 | 0 | 8 | E | 9 | 8 | E | 9 | 8 | A | 7 | 5 | A | 7 | 81 | A | 7 | 1004 | E | 9 | 180 | A | 7 | 3.6 | A | 7 | 16100 | A | 7 | 3300 | A | 7 | 1.4 | E | 8 | 0.09 | F | 8 | 0.13 | F | 8 | -9900 | -9900 | ? | 0
2003-03-15 | 23:00 | 0 | 0 | 0 | 2 | 0 | 0 | 2 | 0 | 0 | 2 | 0 | 0 | 2 | 0 | 0 | 2 | 0 | 0 | 2 | 0 | 0 | 2 | 0 | 6 | E | 9 | 6 | E | 9 | 8 | A | 7 | 6 | A | 7 | 87 | A | 7 | 1004 | E | 9 | 160 | A | 7 | 4.1 | A | 7 | 16100 | A | 7 | 77777 | A | 7 | 1.4 | E | 8 | 0.09 | F | 8 | 0.13 | F | 8 | -9900 | -9900 | ? | 0
2003-03-15 | 24:00 | 0 | 0 | 0 | 2 | 0 | 0 | 2 | 0 | 0 | 2 | 0 | 0 | 2 | 0 | 0 | 2 | 0 | 0 | 2 | 0 | 0 | 2 | 0 | 8 | E | 9 | 8 | E | 9 | 8 | A | 7 | 5 | A | 7 | 81 | A | 7 | 1004 | E | 9 | 190 | A | 7 | 3.1 | A | 7 | 16100 | A | 7 | 1410 | A | 7 | 1.4 | E | 8 | 0.09 | F | 8 | 0.13 | F | 8 | -9900 | -9900 | ? | 0
2003-03-16 | 1:00 | 0 | 0 | 0 | 2 | 0 | 0 | 2 | 0 | 0 | 2 | 0 | 0 | 2 | 0 | 0 | 2 | 0 | 0 | 2 | 0 | 0 | 2 | 0 | 6 | E | 9 | 5 | A | 7 | 8 | A | 7 | 6 | A | 7 | 87 | A | 7 | 1004 | E | 9 | 190 | A | 7 | 4.1 | A | 7 | 16100 | A | 7 | 77777 | A | 7 | 1.4 | E | 8 | 0.091 | F | 8 | 0.13 | F | 8 | -9900 | -9900 | ? | 0
2003-03-16 | 2:00 | 0 | 0 | 0 | 2 | 0 | 0 | 2 | 0 | 0 | 2 | 0 | 0 | 2 | 0 | 0 | 2 | 0 | 0 | 2 | 0 | 0 | 2 | 0 | 10 | E | 9 | 9 | A | 7 | 8 | A | 7 | 6 | A | 7 | 87 | A | 7 | 1004 | E | 9 | 210 | A | 7 | 1.5 | A | 7 | 9700 | A | 7 | 690 | A | 7 | 1.4 | E | 8 | 0.091 | F | 8 | 0.13 | F | 8 | -9900 | -9900 | ? | 0
2003-03-16 | 3:00 | 0 | 0 | 0 | 2 | 0 | 0 | 2 | 0 | 0 | 2 | 0 | 0 | 2 | 0 | 0 | 2 | 0 | 0 | 2 | 0 | 0 | 2 | 0 | 6 | E | 9 | 5 | A | 7 | 8 | A | 7 | 6 | A | 7 | 87 | A | 7 | 1004 | E | 9 | 190 | A | 7 | 3.6 | A | 7 | 16100 | A | 7 | 77777 | A | 7 | 1.4 | E | 8 | 0.091 | F | 8 | 0.13 | F | 8 | 0 | 1 | A | 7
2003-03-16 | 4:00 | 0 | 0 | 0 | 2 | 0 | 0 | 2 | 0 | 0 | 2 | 0 | 0 | 2 | 0 | 0 | 2 | 0 | 0 | 2 | 0 | 0 | 2 | 0 | 9 | E | 9 | 9 | E | 9 | 8 | A | 7 | 6 | A | 7 | 87 | A | 7 | 1004 | E | 9 | 170 | A | 7 | 3.1 | A | 7 | 16100 | A | 7 | 2700 | A | 7 | 1.4 | E | 8 | 0.091 | F | 8 | 0.13 | F | 8 | 0 | 6 | A | 7
2003-03-16 | 5:00 | 0 | 0 | 0 | 2 | 0 | 0 | 2 | 0 | 0 | 2 | 0 | 0 | 2 | 0 | 0 | 2 | 0 | 0 | 2 | 0 | 0 | 2 | 0 | 3 | E | 9 | 3 | E | 9 | 7 | A | 7 | 4 | A | 7 | 81 | A | 7 | 1004 | E | 9 | 180 | A | 7 | 3.1 | A | 7 | 16100 | A | 7 | 77777 | A | 7 | 1.4 | E | 8 | 0.091 | F | 8 | 0.13 | F | 8 | -9900 | -9900 | ? | 0
2003-03-16 | 6:00 | 0 | 0 | 0 | 2 | 0 | 0 | 2 | 0 | 0 | 2 | 0 | 0 | 2 | 0 | 0 | 2 | 0 | 0 | 2 | 0 | 0 | 2 | 0 | 4 | E | 9 | 4 | E | 9 | 7 | A | 7 | 4 | A | 7 | 81 | A | 7 | 1004 | E | 9 | 140 | A | 7 | 1.5 | A | 7 | 16100 | A | 7 | 77777 | A | 7 | 1.4 | E | 8 | 0.091 | F | 8 | 0.13 | F | 8 | -9900 | -9900 | ? | 0
2003-03-16 | 7:00 | 38 | 795 | 2 | 2 | 8 | 54 | 2 | 15 | 2 | 2 | 8 | 500 | 2 | 8 | 3100 | 2 | 15 | 400 | 2 | 8 | 80 | 2 | 19 | 0 | E | 9 | 0 | E | 9 | 7 | A | 7 | 4 | A | 7 | 81 | A | 7 | 1004 | E | 9 | 190 | A | 7 | 2.1 | A | 7 | 16100 | A | 7 | 77777 | A | 7 | 1.4 | E | 8 | 0.091 | F | 8 | 0.13 | F | 8 | -9900 | -9900 | ? | 0
2003-03-16 | 8:00 | 261 | 1382 | 102 | 2 | 8 | 214 | 2 | 15 | 62 | 2 | 8 | 10900 | 2 | 8 | 15600 | 2 | 15 | 8000 | 2 | 8 | 1150 | 2 | 19 | 8 | E | 9 | 8 | E | 9 | 8 | A | 7 | 5 | A | 7 | 81 | A | 7 | 1004 | E | 9 | 190 | A | 7 | 2.6 | A | 7 | 16100 | A | 7 | 1080 | A | 7 | 1.4 | E | 8 | 0.091 | F | 8 | 0.13 | F | 8 | -9900 | -9900 | ? | 0
2003-03-16 | 9:00 | 493 | 1382 | 254 | 2 | 8 | 353 | 2 | 15 | 128 | 2 | 8 | 26500 | 2 | 8 | 32900 | 2 | 15 | 14700 | 2 | 8 | 2470 | 2 | 19 | 10 | E | 9 | 10 | E | 9 | 9 | A | 7 | 6 | A | 7 | 81 | A | 7 | 1004 | E | 9 | 160 | A | 7 | 5.7 | A | 7 | 16100 | A | 7 | 1140 | A | 7 | 1.3 | E | 8 | 0.091 | F | 8 | 0.13 | F | 8 | -9900 | -9900 | ? | 0
2003-03-16 | 10:00 | 691 | 1382 | 354 | 2 | 8 | 232 | 2 | 15 | 237 | 2 | 8 | 38300 | 2 | 8 | 23700 | 2 | 15 | 26400 | 2 | 8 | 5910 | 2 | 19 | 8 | E | 9 | 8 | E | 9 | 11 | A | 7 | 7 | A | 7 | 76 | A | 7 | 1004 | E | 9 | 180 | A | 7 | 6.7 | A | 7 | 14500 | A | 7 | 1800 | A | 7 | 1.3 | E | 8 | 0.091 | F | 8 | 0.13 | F | 8 | -9900 | -9900 | ? | 0
2003-03-16 | 11:00 | 840 | 1382 | 206 | 2 | 8 | 24 | 2 | 15 | 191 | 2 | 8 | 22700 | 2 | 8 | 2400 | 2 | 15 | 21200 | 2 | 8 | 6580 | 2 | 19 | 0 | E | 9 | 0 | E | 9 | 12 | A | 7 | 7 | A | 7 | 71 | A | 7 | 1004 | E | 9 | 190 | A | 7 | 6.2 | A | 7 | 14500 | A | 7 | 77777 | A | 7 | 1.3 | E | 8 | 0.091 | F | 8 | 0.13 | F | 8 | -9900 | -9900 | ? | 0
2003-03-16 | 12:00 | 930 | 1382 | 695 | 2 | 8 | 579 | 2 | 15 | 304 | 2 | 8 | 72000 | 2 | 8 | 59600 | 2 | 15 | 31800 | 2 | 8 | 8300 | 2 | 19 | 8 | E | 9 | 8 | E | 9 | 12 | A | 7 | 6 | A | 7 | 67 | A | 7 | 1004 | E | 9 | 190 | A | 7 | 3.1 | A | 7 | 16100 | A | 7 | 1290 | A | 7 | 1.3 | E | 8 | 0.091 | F | 8 | 0.13 | F | 8 | -9900 | -9900 | ? | 0
2003-03-16 | 13:00 | 954 | 1382 | 268 | 2 | 8 | 42 | 2 | 15 | 239 | 2 | 8 | 29600 | 2 | 8 | 4300 | 2 | 15 | 26700 | 2 | 8 | 8760 | 2 | 19 | 0 | E | 9 | 0 | E | 9 | 14 | A | 7 | 6 | A | 7 | 59 | A | 7 | 1004 | E | 9 | 140 | A | 7 | 2.6 | A | 7 | 14500 | A | 7 | 77777 | A | 7 | 1.3 | E | 8 | 0.091 | F | 8 | 0.13 | F | 8 | -9900 | -9900 | ? | 0
2003-03-16 | 14:00 | 912 | 1382 | 537 | 2 | 8 | 340 | 2 | 15 | 312 | 2 | 8 | 57500 | 2 | 8 | 36400 | 2 | 15 | 33400 | 2 | 8 | 8590 | 2 | 19 | 6 | E | 9 | 6 | E | 9 | 14 | A | 7 | 6 | A | 7 | 59 | A | 7 | 1004 | E | 9 | 300 | A | 7 | 5.1 | A | 7 | 12900 | A | 7 | 77777 | A | 7 | 1.3 | E | 8 | 0.091 | F | 8 | 0.13 | F | 8 | -9900 | -9900 | ? | 0
2003-03-16 | 15:00 | 806 | 1382 | 510 | 2 | 8 | 518 | 2 | 15 | 207 | 2 | 8 | 53900 | 2 | 8 | 52900 | 2 | 15 | 23000 | 2 | 8 | 4810 | 2 | 19 | 8 | E | 9 | 8 | E | 9 | 13 | A | 7 | 5 | A | 7 | 58 | A | 7 | 1004 | E | 9 | 280 | A | 7 | 4.1 | A | 7 | 14500 | A | 7 | 1230 | A | 7 | 1.3 | E | 8 | 0.091 | F | 8 | 0.13 | F | 8 | -9900 | -9900 | ? | 0
2003-03-16 | 16:00 | 643 | 1382 | 368 | 2 | 8 | 387 | 2 | 15 | 187 | 2 | 8 | 39300 | 2 | 8 | 39600 | 2 | 15 | 20800 | 2 | 8 | 4110 | 2 | 19 | 6 | E | 9 | 6 | E | 9 | 13 | A | 7 | 5 | A | 7 | 58 | A | 7 | 1004 | E | 9 | 280 | A | 7 | 2.6 | A | 7 | 14500 | A | 7 | 77777 | A | 7 | 1.3 | E | 8 | 0.091 | F | 8 | 0.13 | F | 8 | -9900 | -9900 | ? | 0
2003-03-16 | 17:00 | 435 | 1382 | 265 | 2 | 8 | 436 | 2 | 15 | 127 | 2 | 8 | 27100 | 2 | 8 | 39000 | 2 | 15 | 14800 | 2 | 8 | 2450 | 2 | 19 | 8 | E | 9 | 8 | E | 9 | 13 | A | 7 | 4 | A | 7 | 54 | A | 7 | 1004 | E | 9 | 0 | A | 7 | 0 | A | 7 | 14500 | A | 7 | 1050 | A | 7 | 1.3 | E | 8 | 0.091 | F | 8 | 0.13 | F | 8 | -9900 | -9900 | ? | 0
2003-03-16 | 18:00 | 196 | 1382 | 63 | 2 | 8 | 0 | 2 | 15 | 63 | 2 | 8 | 6900 | 2 | 8 | 0 | 2 | 15 | 6900 | 2 | 8 | 1900 | 2 | 19 | 8 | E | 9 | 8 | E | 9 | 12 | A | 7 | 5 | A | 7 | 62 | A | 7 | 1004 | E | 9 | 320 | A | 7 | 2.6 | A | 7 | 14500 | A | 7 | 990 | A | 7 | 1.3 | E | 8 | 0.091 | F | 8 | 0.13 | F | 8 | -9900 | -9900 | ? | 0
2003-03-16 | 19:00 | 11 | 426 | 0 | 2 | 8 | 0 | 2 | 15 | 0 | 2 | 8 | 0 | 2 | 8 | 0 | 2 | 15 | 0 | 2 | 8 | 0 | 2 | 19 | 3 | E | 9 | 3 | E | 9 | 9 | A | 7 | 4 | A | 7 | 71 | A | 7 | 1004 | E | 9 | 300 | A | 7 | 3.6 | A | 7 | 16100 | A | 7 | 77777 | A | 7 | 1.3 | E | 8 | 0.091 | F | 8 | 0.13 | F | 8 | -9900 | -9900 | ? | 0
2003-03-16 | 20:00 | 0 | 0 | 0 | 2 | 0 | 0 | 2 | 0 | 0 | 2 | 0 | 0 | 2 | 0 | 0 | 2 | 0 | 0 | 2 | 0 | 0 | 2 | 0 | 0 | E | 9 | 0 | E | 9 | 8 | A | 7 | 4 | A | 7 | 76 | A | 7 | 1004 | E | 9 | 320 | A | 7 | 2.1 | A | 7 | 16100 | A | 7 | 77777 | A | 7 | 1.3 | E | 8 | 0.091 | F | 8 | 0.13 | F | 8 | -9900 | -9900 | ? | 0
2003-03-16 | 21:00 | 0 | 0 | 0 | 2 | 0 | 0 | 2 | 0 | 0 | 2 | 0 | 0 | 2 | 0 | 0 | 2 | 0 | 0 | 2 | 0 | 0 | 2 | 0 | 0 | B | 8 | 0 | B | 8 | 7.1 | B | 8 | 3.6 | B | 8 | 78 | A | 7 | 1004 | E | 9 | 300 | B | 8 | 1.8 | B | 8 | -9900 | ? | 0 | 77777 | B | 8 | 1.3 | E | 8 | 0.091 | F | 8 | 0.13 | F | 8 | -9900 | -9900 | ? | 0
2003-03-16 | 22:00 | 0 | 0 | 0 | 2 | 0 | 0 | 2 | 0 | 0 | 2 | 0 | 0 | 2 | 0 | 0 | 2 | 0 | 0 | 2 | 0 | 0 | 2 | 0 | 0 | E | 9 | 0 | E | 9 | 6 | A | 7 | 3 | A | 7 | 81 | A | 7 | 1004 | E | 9 | 280 | A | 7 | 1.5 | A | 7 | 16100 | A | 7 | 77777 | A | 7 | 1.3 | E | 8 | 0.091 | F | 8 | 0.13 | F | 8 | -9900 | -9900 | ? | 0
2003-03-16 | 23:00 | 0 | 0 | 0 | 2 | 0 | 0 | 2 | 0 | 0 | 2 | 0 | 0 | 2 | 0 | 0 | 2 | 0 | 0 | 2 | 0 | 0 | 2 | 0 | 0 | E | 9 | 0 | E | 9 | 4 | A | 7 | 2 | A | 7 | 87 | A | 7 | 1004 | E | 9 | 310 | A | 7 | 2.6 | A | 7 | 16100 | A | 7 | 77777 | A | 7 | 1.2 | E | 8 | 0.091 | F | 8 | 0.13 | F | 8 | -9900 | -9900 | ? | 0
2003-03-16 | 24:00 | 0 | 0 | 0 | 2 | 0 | 0 | 2 | 0 | 0 | 2 | 0 | 0 | 2 | 0 | 0 | 2 | 0 | 0 | 2 | 0 | 0 | 2 | 0 | 0 | E | 9 | 0 | E | 9 | 4 | A | 7 | 2 | A | 7 | 87 | A | 7 | 1004 | E | 9 | 160 | A | 7 | 1.5 | A | 7 | 16100 | A | 7 | 77777 | A | 7 | 1.2 | E | 8 | 0.091 | F | 8 | 0.13 | F | 8 | -9900 | -9900 | ? | 0
2003-03-17 | 1:00 | 0 | 0 | 0 | 2 | 0 | 0 | 2 | 0 | 0 | 2 | 0 | 0 | 2 | 0 | 0 | 2 | 0 | 0 | 2 | 0 | 0 | 2 | 0 | 0 | E | 9 | 0 | A | 7 | 3 | A | 7 | 2 | A | 7 | 93 | A | 7 | 1004 | E | 9 | 0 | A | 7 | 0 | A | 7 | 16100 | A | 7 | 77777 | A | 7 | 1.1 | E | 8 | 0.091 | F | 8 | 0.13 | F | 8 | -9900 | -9900 | ? | 0
2003-03-17 | 2:00 | 0 | 0 | 0 | 2 | 0 | 0 | 2 | 0 | 0 | 2 | 0 | 0 | 2 | 0 | 0 | 2 | 0 | 0 | 2 | 0 | 0 | 2 | 0 | 3 | E | 9 | 3 | A | 7 | 3 | A | 7 | 1 | A | 7 | 87 | A | 7 | 1004 | E | 9 | 0 | A | 7 | 0 | A | 7 | 16100 | A | 7 | 77777 | A | 7 | 1.1 | E | 8 | 0.091 | F | 8 | 0.13 | F | 8 | -9900 | -9900 | ? | 0
2003-03-17 | 3:00 | 0 | 0 | 0 | 2 | 0 | 0 | 2 | 0 | 0 | 2 | 0 | 0 | 2 | 0 | 0 | 2 | 0 | 0 | 2 | 0 | 0 | 2 | 0 | 0 | E | 9 | 0 | A | 7 | 2 | A | 7 | 1 | A | 7 | 93 | A | 7 | 1004 | E | 9 | 0 | A | 7 | 0 | A | 7 | 16100 | A | 7 | 77777 | A | 7 | 1 | E | 8 | 0.091 | F | 8 | 0.13 | F | 8 | -9900 | -9900 | ? | 0
2003-03-17 | 4:00 | 0 | 0 | 0 | 2 | 0 | 0 | 2 | 0 | 0 | 2 | 0 | 0 | 2 | 0 | 0 | 2 | 0 | 0 | 2 | 0 | 0 | 2 | 0 | 3 | E | 9 | 3 | E | 9 | 2 | A | 7 | 1 | A | 7 | 93 | A | 7 | 1004 | E | 9 | 290 | A | 7 | 1.5 | A | 7 | 16100 | A | 7 | 77777 | A | 7 | 1 | E | 8 | 0.091 | F | 8 | 0.13 | F | 8 | -9900 | -9900 | ? | 0
2003-03-17 | 5:00 | 0 | 0 | 0 | 2 | 0 | 0 | 2 | 0 | 0 | 2 | 0 | 0 | 2 | 0 | 0 | 2 | 0 | 0 | 2 | 0 | 0 | 2 | 0 | 3 | E | 9 | 3 | E | 9 | 2 | A | 7 | 1 | A | 7 | 93 | A | 7 | 1004 | E | 9 | 0 | A | 7 | 0 | A | 7 | 16100 | A | 7 | 77777 | A | 7 | 1 | E | 8 | 0.091 | F | 8 | 0.13 | F | 8 | -9900 | -9900 | ? | 0
2003-03-17 | 6:00 | 0 | 0 | 0 | 2 | 0 | 0 | 2 | 0 | 0 | 2 | 0 | 0 | 2 | 0 | 0 | 2 | 0 | 0 | 2 | 0 | 0 | 2 | 0 | 0 | E | 9 | 0 | E | 9 | 1 | A | 7 | -1 | A | 7 | 86 | A | 7 | 1004 | E | 9 | 0 | A | 7 | 0 | A | 7 | 16100 | A | 7 | 77777 | A | 7 | 1 | E | 8 | 0.091 | F | 8 | 0.13 | F | 8 | -9900 | -9900 | ? | 0
2003-03-17 | 7:00 | 43 | 840 | 4 | 2 | 8 | 92 | 2 | 15 | 2 | 2 | 8 | 800 | 2 | 8 | 5300 | 2 | 15 | 500 | 2 | 8 | 80 | 2 | 19 | 0 | E | 9 | 0 | E | 9 | 1 | A | 7 | 0 | A | 7 | 93 | A | 7 | 1004 | E | 9 | 0 | A | 7 | 0 | A | 7 | 14500 | A | 7 | 77777 | A | 7 | 1 | E | 8 | 0.091 | F | 8 | 0.13 | F | 8 | -9900 | -9900 | ? | 0
2003-03-17 | 8:00 | 268 | 1381 | 138 | 2 | 8 | 410 | 2 | 15 | 58 | 2 | 8 | 14000 | 2 | 8 | 30700 | 2 | 15 | 8000 | 2 | 8 | 1010 | 2 | 19 | 0 | E | 9 | 0 | E | 9 | 4 | A | 7 | 2 | A | 7 | 87 | A | 7 | 1004 | E | 9 | 0 | A | 7 | 0 | A | 7 | 14500 | A | 7 | 77777 | A | 7 | 1 | E | 8 | 0.091 | F | 8 | 0.13 | F | 8 | -9900 | -9900 | ? | 0
2003-03-17 | 9:00 | 501 | 1381 | 228 | 2 | 8 | 208 | 2 | 15 | 152 | 2 | 8 | 24700 | 2 | 8 | 20000 | 2 | 15 | 17500 | 2 | 8 | 3500 | 2 | 19 | 3 | E | 9 | 3 | E | 9 | 7 | A | 7 | 4 | A | 7 | 81 | A | 7 | 1004 | E | 9 | 180 | A | 7 | 1.5 | A | 7 | 11300 | A | 7 | 77777 | A | 7 | 1.1 | E | 8 | 0.091 | F | 8 | 0.13 | F | 8 | -9900 | -9900 | ? | 0
2003-03-17 | 10:00 | 698 | 1381 | 417 | 2 | 8 | 436 | 2 | 15 | 196 | 2 | 8 | 43500 | 2 | 8 | 43600 | 2 | 15 | 21300 | 2 | 8 | 4220 | 2 | 19 | 10 | E | 9 | 10 | E | 9 | 9 | A | 7 | 6 | A | 7 | 81 | A | 7 | 1004 | E | 9 | 260 | A | 7 | 4.1 | A | 7 | 16100 | A | 7 | 990 | A | 7 | 1.1 | E | 8 | 0.091 | F | 8 | 0.13 | F | 8 | -9900 | -9900 | ? | 0
2003-03-17 | 11:00 | 847 | 1381 | 618 | 2 | 8 | 727 | 2 | 15 | 171 | 2 | 8 | 64400 | 2 | 8 | 72600 | 2 | 15 | 19700 | 2 | 8 | 4040 | 2 | 19 | 0 | E | 9 | 0 | E | 9 | 11 | A | 7 | 6 | A | 7 | 71 | A | 7 | 1004 | E | 9 | 150 | A | 7 | 1.5 | A | 7 | 16100 | A | 7 | 77777 | A | 7 | 1.1 | E | 8 | 0.091 | F | 8 | 0.13 | F | 8 | 1 | 1 | A | 7
2003-03-17 | 12:00 | 936 | 1381 | 549 | 2 | 8 | 334 | 2 | 15 | 322 | 2 | 8 | 58900 | 2 | 8 | 35800 | 2 | 15 | 34500 | 2 | 8 | 9100 | 2 | 19 | 4 | E | 9 | 4 | E | 9 | 12 | A | 7 | 4 | A | 7 | 58 | A | 7 | 1004 | E | 9 | 160 | A | 7 | 2.6 | A | 7 | 14500 | A | 7 | 77777 | A | 7 | 1.1 | E | 8 | 0.091 | F | 8 | 0.13 | F | 8 | -9900 | -9900 | ? | 0
2003-03-17 | 13:00 | 961 | 1381 | 287 | 2 | 8 | 30 | 2 | 15 | 266 | 2 | 8 | 31700 | 2 | 8 | 3000 | 2 | 15 | 29500 | 2 | 8 | 9650 | 2 | 19 | 8 | E | 9 | 8 | E | 9 | 13 | A | 7 | 4 | A | 7 | 54 | A | 7 | 1004 | E | 9 | 330 | A | 7 | 6.2 | A | 7 | 14500 | A | 7 | 1440 | A | 7 | 1.1 | E | 8 | 0.091 | F | 8 | 0.13 | F | 8 | 1 | 3 | A | 7
2003-03-17 | 14:00 | 918 | 1381 | 275 | 2 | 8 | 12 | 2 | 15 | 267 | 2 | 8 | 31800 | 2 | 8 | 1100 | 2 | 15 | 31100 | 2 | 8 | 11470 | 2 | 19 | 8 | E | 9 | 8 | E | 9 | 11 | A | 7 | 4 | A | 7 | 62 | A | 7 | 1004 | E | 9 | 60 | A | 7 | 2.1 | A | 7 | 14500 | A | 7 | 900 | A | 7 | 1.1 | E | 8 | 0.091 | F | 8 | 0.13 | F | 8 | 4 | 1 | A | 7
2003-03-17 | 15:00 | 812 | 1381 | 217 | 2 | 8 | 12 | 2 | 15 | 210 | 2 | 8 | 25100 | 2 | 8 | 1000 | 2 | 15 | 24500 | 2 | 8 | 9030 | 2 | 19 | 3 | E | 9 | 3 | E | 9 | 12 | A | 7 | 3 | A | 7 | 54 | A | 7 | 1004 | E | 9 | 90 | A | 7 | 2.1 | A | 7 | 16100 | A | 7 | 77777 | A | 7 | 1.2 | E | 8 | 0.091 | F | 8 | 0.13 | F | 8 | -9900 | -9900 | ? | 0
2003-03-17 | 16:00 | 648 | 1381 | 412 | 2 | 8 | 457 | 2 | 15 | 197 | 2 | 8 | 42500 | 2 | 8 | 45100 | 2 | 15 | 21200 | 2 | 8 | 4160 | 2 | 19 | 4 | E | 9 | 4 | E | 9 | 12 | A | 7 | 5 | A | 7 | 62 | A | 7 | 1004 | E | 9 | 130 | A | 7 | 4.6 | A | 7 | 16100 | A | 7 | 77777 | A | 7 | 1.2 | E | 8 | 0.091 | F | 8 | 0.13 | F | 8 | 6 | 6 | A | 7
2003-03-17 | 17:00 | 440 | 1381 | 291 | 2 | 8 | 573 | 2 | 15 | 108 | 2 | 8 | 30400 | 2 | 8 | 51600 | 2 | 15 | 13900 | 2 | 8 | 2040 | 2 | 19 | 8 | E | 9 | 8 | E | 9 | 12 | A | 7 | 5 | A | 7 | 62 | A | 7 | 1004 | E | 9 | 210 | A | 7 | 1.5 | A | 7 | 16100 | A | 7 | 1440 | A | 7 | 1.2 | E | 8 | 0.091 | F | 8 | 0.13 | F | 8 | -9900 | -9900 | ? | 0
2003-03-17 | 18:00 | 202 | 1381 | 146 | 2 | 8 | 338 | 2 | 15 | 97 | 2 | 8 | 14700 | 2 | 8 | 20800 | 2 | 15 | 11700 | 2 | 8 | 2140 | 2 | 19 | 3 | E | 9 | 3 | E | 9 | 11 | A | 7 | 6 | A | 7 | 71 | A | 7 | 1004 | E | 9 | 200 | A | 7 | 1.5 | A | 7 | 16100 | A | 7 | 77777 | A | 7 | 1.1 | E | 8 | 0.091 | F | 8 | 0.13 | F | 8 | -9900 | -9900 | ? | 0
2003-03-17 | 19:00 | 13 | 472 | 0 | 2 | 8 | 0 | 2 | 15 | 0 | 2 | 8 | 0 | 2 | 8 | 0 | 2 | 15 | 0 | 2 | 8 | 0 | 2 | 19 | 10 | E | 9 | 10 | E | 9 | 10 | A | 7 | 6 | A | 7 | 76 | A | 7 | 1004 | E | 9 | 290 | A | 7 | 1.5 | A | 7 | 16100 | A | 7 | 1350 | A | 7 | 1.1 | E | 8 | 0.091 | F | 8 | 0.13 | F | 8 | -9900 | -9900 | ? | 0
2003-03-17 | 20:00 | 0 | 0 | 0 | 2 | 0 | 0 | 2 | 0 | 0 | 2 | 0 | 0 | 2 | 0 | 0 | 2 | 0 | 0 | 2 | 0 | 0 | 2 | 0 | 0 | E | 9 | 0 | E | 9 | 9 | A | 7 | 5 | A | 7 | 76 | A | 7 | 1004 | E | 9 | 0 | A | 7 | 0 | A | 7 | 16100 | A | 7 | 77777 | A | 7 | 1.1 | E | 8 | 0.091 | F | 8 | 0.13 | F | 8 | -9900 | -9900 | ? | 0
2003-03-17 | 21:00 | 0 | 0 | 0 | 2 | 0 | 0 | 2 | 0 | 0 | 2 | 0 | 0 | 2 | 0 | 0 | 2 | 0 | 0 | 2 | 0 | 0 | 2 | 0 | 0 | B | 8 | 0 | B | 8 | 7.1 | B | 8 | 4.1 | B | 8 | 81 | A | 7 | 1004 | E | 9 | 0 | B | 8 | 0 | B | 8 | -9900 | ? | 0 | 77777 | B | 8 | 1.1 | E | 8 | 0.091 | F | 8 | 0.13 | F | 8 | -9900 | -9900 | ? | 0
2003-03-17 | 22:00 | 0 | 0 | 0 | 2 | 0 | 0 | 2 | 0 | 0 | 2 | 0 | 0 | 2 | 0 | 0 | 2 | 0 | 0 | 2 | 0 | 0 | 2 | 0 | 0 | B | 8 | 0 | B | 8 | 5.1 | B | 8 | 3 | B | 8 | 86 | A | 7 | 1004 | E | 9 | 0 | B | 8 | 0 | B | 8 | -9900 | ? | 0 | 77777 | B | 8 | 1.1 | E | 8 | 0.091 | F | 8 | 0.13 | F | 8 | -9900 | -9900 | ? | 0
2003-03-17 | 23:00 | 0 | 0 | 0 | 2 | 0 | 0 | 2 | 0 | 0 | 2 | 0 | 0 | 2 | 0 | 0 | 2 | 0 | 0 | 2 | 0 | 0 | 2 | 0 | 0 | E | 9 | 0 | E | 9 | 3 | A | 7 | 2 | A | 7 | 93 | A | 7 | 1004 | E | 9 | 0 | A | 7 | 0 | A | 7 | 16100 | A | 7 | 77777 | A | 7 | 1.1 | E | 8 | 0.091 | F | 8 | 0.13 | F | 8 | -9900 | -9900 | ? | 0
2003-03-17 | 24:00 | 0 | 0 | 0 | 2 | 0 | 0 | 2 | 0 | 0 | 2 | 0 | 0 | 2 | 0 | 0 | 2 | 0 | 0 | 2 | 0 | 0 | 2 | 0 | 0 | E | 9 | 0 | E | 9 | 3 | A | 7 | 1 | A | 7 | 87 | A | 7 | 1004 | E | 9 | 270 | A | 7 | 1.5 | A | 7 | 16100 | A | 7 | 77777 | A | 7 | 1.1 | E | 8 | 0.091 | F | 8 | 0.13 | F | 8 | -9900 | -9900 | ? | 0
2003-03-18 | 1:00 | 0 | 0 | 0 | 2 | 0 | 0 | 2 | 0 | 0 | 2 | 0 | 0 | 2 | 0 | 0 | 2 | 0 | 0 | 2 | 0 | 0 | 2 | 0 | 0 | E | 9 | 0 | A | 7 | 2 | A | 7 | 0 | A | 7 | 87 | A | 7 | 1004 | E | 9 | 0 | A | 7 | 0 | A | 7 | 12900 | A | 7 | 77777 | A | 7 | 1.2 | E | 8 | 0.092 | F | 8 | 0.13 | F | 8 | -9900 | -9900 | ? | 0
2003-03-18 | 2:00 | 0 | 0 | 0 | 2 | 0 | 0 | 2 | 0 | 0 | 2 | 0 | 0 | 2 | 0 | 0 | 2 | 0 | 0 | 2 | 0 | 0 | 2 | 0 | 0 | E | 9 | 0 | A | 7 | 2 | A | 7 | 1 | A | 7 | 93 | A | 7 | 1004 | E | 9 | 0 | A | 7 | 0 | A | 7 | 16100 | A | 7 | 77777 | A | 7 | 1.1 | E | 8 | 0.092 | F | 8 | 0.13 | F | 8 | -9900 | -9900 | ? | 0
2003-03-18 | 3:00 | 0 | 0 | 0 | 2 | 0 | 0 | 2 | 0 | 0 | 2 | 0 | 0 | 2 | 0 | 0 | 2 | 0 | 0 | 2 | 0 | 0 | 2 | 0 | 0 | E | 9 | 0 | A | 7 | 3 | A | 7 | 1 | A | 7 | 87 | A | 7 | 1004 | E | 9 | 270 | A | 7 | 2.1 | A | 7 | 16100 | A | 7 | 77777 | A | 7 | 1.1 | E | 8 | 0.092 | F | 8 | 0.13 | F | 8 | -9900 | -9900 | ? | 0
2003-03-18 | 4:00 | 0 | 0 | 0 | 2 | 0 | 0 | 2 | 0 | 0 | 2 | 0 | 0 | 2 | 0 | 0 | 2 | 0 | 0 | 2 | 0 | 0 | 2 | 0 | 7 | E | 9 | 7 | E | 9 | 3 | A | 7 | 2 | A | 7 | 93 | A | 7 | 1004 | E | 9 | 210 | A | 7 | 2.1 | A | 7 | 16100 | A | 7 | 77777 | A | 7 | 1 | E | 8 | 0.092 | F | 8 | 0.13 | F | 8 | 6 | 24 | A | 7
2003-03-18 | 5:00 | 0 | 0 | 0 | 2 | 0 | 0 | 2 | 0 | 0 | 2 | 0 | 0 | 2 | 0 | 0 | 2 | 0 | 0 | 2 | 0 | 0 | 2 | 0 | 8 | E | 9 | 8 | E | 9 | 4 | A | 7 | 2 | A | 7 | 87 | A | 7 | 1004 | E | 9 | 0 | A | 7 | 0 | A | 7 | 16100 | A | 7 | 3000 | A | 7 | 1.1 | E | 8 | 0.092 | F | 8 | 0.13 | F | 8 | -9900 | -9900 | ? | 0
2003-03-18 | 6:00 | 0 | 0 | 0 | 2 | 0 | 0 | 2 | 0 | 0 | 2 | 0 | 0 | 2 | 0 | 0 | 2 | 0 | 0 | 2 | 0 | 0 | 2 | 0 | 10 | E | 9 | 10 | E | 9 | 6 | A | 7 | 3 | A | 7 | 81 | A | 7 | 1004 | E | 9 | 170 | A | 7 | 5.1 | A | 7 | 16100 | A | 7 | 2700 | A | 7 | 1.2 | E | 8 | 0.092 | F | 8 | 0.13 | F | 8 | -9900 | -9900 | ? | 0
2003-03-18 | 7:00 | 47 | 886 | 4 | 2 | 8 | 64 | 2 | 15 | 3 | 2 | 8 | 800 | 2 | 8 | 3500 | 2 | 15 | 600 | 2 | 8 | 80 | 2 | 19 | 9 | E | 9 | 9 | E | 9 | 6 | A | 7 | 3 | A | 7 | 81 | A | 7 | 1004 | E | 9 | 180 | A | 7 | 5.7 | A | 7 | 16100 | A | 7 | 3000 | A | 7 | 1.3 | E | 8 | 0.092 | F | 8 | 0.13 | F | 8 | -9900 | -9900 | ? | 0
2003-03-18 | 8:00 | 276 | 1380 | 137 | 2 | 8 | 438 | 2 | 15 | 49 | 2 | 8 | 14100 | 2 | 8 | 33600 | 2 | 15 | 7300 | 2 | 8 | 890 | 2 | 19 | 4 | E | 9 | 2 | A | 7 | 7 | A | 7 | 3 | A | 7 | 76 | A | 7 | 1004 | E | 9 | 170 | A | 7 | 5.1 | A | 7 | 16100 | A | 7 | 77777 | A | 7 | 1.4 | E | 8 | 0.092 | F | 8 | 0.13 | F | 8 | -9900 | -9900 | ? | 0
2003-03-18 | 9:00 | 508 | 1380 | 313 | 2 | 8 | 624 | 2 | 15 | 82 | 2 | 8 | 32600 | 2 | 8 | 58300 | 2 | 15 | 11100 | 2 | 8 | 1600 | 2 | 19 | 1 | E | 9 | 1 | E | 9 | 8 | A | 7 | 4 | A | 7 | 76 | A | 7 | 1004 | E | 9 | 190 | A | 7 | 6.2 | A | 7 | 16100 | A | 7 | 77777 | A | 7 | 1.4 | E | 8 | 0.092 | F | 8 | 0.13 | F | 8 | -9900 | -9900 | ? | 0
2003-03-18 | 10:00 | 705 | 1380 | 470 | 2 | 8 | 558 | 2 | 15 | 183 | 2 | 8 | 49300 | 2 | 8 | 56000 | 2 | 15 | 20600 | 2 | 8 | 3930 | 2 | 19 | 6 | E | 9 | 6 | E | 9 | 11 | A | 7 | 6 | A | 7 | 71 | A | 7 | 1004 | E | 9 | 170 | A | 7 | 7.7 | A | 7 | 14500 | A | 7 | 77777 | A | 7 | 1.5 | E | 8 | 0.092 | F | 8 | 0.13 | F | 8 | -9900 | -9900 | ? | 0
2003-03-18 | 11:00 | 854 | 1380 | 267 | 2 | 8 | 41 | 2 | 15 | 242 | 2 | 8 | 29500 | 2 | 8 | 4100 | 2 | 15 | 26900 | 2 | 8 | 8130 | 2 | 19 | 8 | E | 9 | 8 | E | 9 | 11 | A | 7 | 6 | A | 7 | 71 | A | 7 | 1004 | E | 9 | 160 | A | 7 | 7.2 | A | 7 | 14500 | A | 7 | 1800 | A | 7 | 1.5 | E | 8 | 0.092 | F | 8 | 0.13 | F | 8 | -9900 | -9900 | ? | 0
2003-03-18 | 12:00 | 943 | 1380 | 397 | 2 | 8 | 101 | 2 | 15 | 328 | 2 | 8 | 43700 | 2 | 8 | 10300 | 2 | 15 | 36600 | 2 | 8 | 11250 | 2 | 19 | 9 | E | 9 | 9 | E | 9 | 12 | A | 7 | 6 | A | 7 | 67 | A | 7 | 1004 | E | 9 | 170 | A | 7 | 6.7 | A | 7 | 16100 | A | 7 | 1500 | A | 7 | 1.5 | E | 8 | 0.092 | F | 8 | 0.13 | F | 8 | -9900 | -9900 | ? | 0
2003-03-18 | 13:00 | 967 | 1380 | 586 | 2 | 8 | 391 | 2 | 15 | 311 | 2 | 8 | 63200 | 2 | 8 | 42100 | 2 | 15 | 33700 | 2 | 8 | 9000 | 2 | 19 | 10 | E | 9 | 9 | E | 9 | 14 | A | 7 | 6 | A | 7 | 59 | A | 7 | 1004 | E | 9 | 200 | A | 7 | 4.6 | A | 7 | 16100 | A | 7 | 1170 | A | 7 | 1.5 | E | 8 | 0.092 | F | 8 | 0.13 | F | 8 | -9900 | -9900 | ? | 0
2003-03-18 | 14:00 | 924 | 1380 | 511 | 2 | 8 | 292 | 2 | 15 | 316 | 2 | 8 | 54900 | 2 | 8 | 31300 | 2 | 15 | 33900 | 2 | 8 | 8810 | 2 | 19 | 10 | E | 9 | 9 | E | 9 | 16 | A | 7 | 6 | A | 7 | 51 | A | 7 | 1004 | E | 9 | 190 | A | 7 | 4.6 | A | 7 | 16100 | A | 7 | 1200 | A | 7 | 1.5 | E | 8 | 0.092 | F | 8 | 0.13 | F | 8 | -9900 | -9900 | ? | 0
2003-03-18 | 15:00 | 817 | 1380 | 312 | 2 | 8 | 68 | 2 | 15 | 272 | 2 | 8 | 34300 | 2 | 8 | 6900 | 2 | 15 | 30200 | 2 | 8 | 8640 | 2 | 19 | 6 | E | 9 | 6 | E | 9 | 15 | A | 7 | 7 | A | 7 | 59 | A | 7 | 1004 | E | 9 | 240 | A | 7 | 3.1 | A | 7 | 12900 | A | 7 | 77777 | A | 7 | 1.4 | E | 8 | 0.092 | F | 8 | 0.13 | F | 8 | -9900 | -9900 | ? | 0
2003-03-18 | 16:00 | 654 | 1380 | 389 | 2 | 8 | 374 | 2 | 15 | 211 | 2 | 8 | 41200 | 2 | 8 | 38300 | 2 | 15 | 23000 | 2 | 8 | 4770 | 2 | 19 | 6 | B | 8 | 6 | B | 8 | 14.2 | B | 8 | 8.3 | B | 8 | 68 | A | 7 | 1004 | E | 9 | 190 | B | 8 | 4 | B | 8 | -9900 | ? | 0 | 21916 | B | 8 | 1.3 | E | 8 | 0.092 | F | 8 | 0.13 | F | 8 | -9900 | -9900 | ? | 0
2003-03-18 | 17:00 | 445 | 1380 | 280 | 2 | 8 | 502 | 2 | 15 | 117 | 2 | 8 | 29000 | 2 | 8 | 45400 | 2 | 15 | 14300 | 2 | 8 | 2230 | 2 | 19 | 8 | B | 8 | 7 | B | 8 | 13.9 | B | 8 | 8 | B | 8 | 68 | A | 7 | 1004 | E | 9 | 150 | B | 8 | 1.3 | B | 8 | -9900 | ? | 0 | 11191 | B | 8 | 1.4 | E | 8 | 0.092 | F | 8 | 0.13 | F | 8 | -9900 | -9900 | ? | 0
2003-03-18 | 18:00 | 207 | 1380 | 137 | 2 | 8 | 252 | 2 | 15 | 99 | 2 | 8 | 13700 | 2 | 8 | 15700 | 2 | 15 | 11400 | 2 | 8 | 2180 | 2 | 19 | 4 | B | 8 | 4 | B | 8 | 13.6 | B | 8 | 8.3 | B | 8 | 70 | A | 7 | 1004 | E | 9 | 210 | B | 8 | 2.7 | B | 8 | -9900 | ? | 0 | 21507 | B | 8 | 1.4 | E | 8 | 0.092 | F | 8 | 0.13 | F | 8 | -9900 | -9900 | ? | 0
2003-03-18 | 19:00 | 14 | 495 | 0 | 2 | 8 | 0 | 2 | 15 | 0 | 2 | 8 | 0 | 2 | 8 | 0 | 2 | 15 | 0 | 2 | 8 | 0 | 2 | 19 | 8 | B | 8 | 8 | B | 8 | 12.8 | B | 8 | 7.5 | B | 8 | 70 | A | 7 | 1004 | E | 9 | 230 | B | 8 | 2.8 | B | 8 | -9900 | ? | 0 | 11398 | B | 8 | 1.4 | E | 8 | 0.092 | F | 8 | 0.13 | F | 8 | -9900 | -9900 | ? | 0
2003-03-18 | 20:00 | 0 | 0 | 0 | 2 | 0 | 0 | 2 | 0 | 0 | 2 | 0 | 0 | 2 | 0 | 0 | 2 | 0 | 0 | 2 | 0 | 0 | 2 | 0 | 3 | B | 8 | 3 | B | 8 | 11.4 | B | 8 | 6.8 | B | 8 | 73 | A | 7 | 1004 | E | 9 | 80 | B | 8 | 0.7 | B | 8 | -9900 | ? | 0 | 21713 | B | 8 | 1.4 | E | 8 | 0.092 | F | 8 | 0.13 | F | 8 | -9900 | -9900 | ? | 0
2003-03-18 | 21:00 | 0 | 0 | 0 | 2 | 0 | 0 | 2 | 0 | 0 | 2 | 0 | 0 | 2 | 0 | 0 | 2 | 0 | 0 | 2 | 0 | 0 | 2 | 0 | 1 | B | 8 | 1 | B | 8 | 10.2 | B | 8 | 6.1 | B | 8 | 76 | A | 7 | 1004 | E | 9 | 50 | B | 8 | 0.8 | B | 8 | -9900 | ? | 0 | 21914 | B | 8 | 1.4 | E | 8 | 0.092 | F | 8 | 0.13 | F | 8 | -9900 | -9900 | ? | 0
2003-03-18 | 22:00 | 0 | 0 | 0 | 2 | 0 | 0 | 2 | 0 | 0 | 2 | 0 | 0 | 2 | 0 | 0 | 2 | 0 | 0 | 2 | 0 | 0 | 2 | 0 | 1 | B | 8 | 1 | B | 8 | 8.4 | B | 8 | 5.3 | B | 8 | 81 | A | 7 | 1004 | E | 9 | 20 | B | 8 | 0.6 | B | 8 | -9900 | ? | 0 | 21904 | B | 8 | 1.4 | E | 8 | 0.092 | F | 8 | 0.13 | F | 8 | -9900 | -9900 | ? | 0
2003-03-18 | 23:00 | 0 | 0 | 0 | 2 | 0 | 0 | 2 | 0 | 0 | 2 | 0 | 0 | 2 | 0 | 0 | 2 | 0 | 0 | 2 | 0 | 0 | 2 | 0 | 0 | E | 9 | 0 | E | 9 | 7 | A | 7 | 4 | A | 7 | 81 | A | 7 | 1004 | E | 9 | 0 | A | 7 | 0 | A | 7 | 12900 | A | 7 | 77777 | A | 7 | 1.3 | E | 8 | 0.092 | F | 8 | 0.13 | F | 8 | -9900 | -9900 | ? | 0
2003-03-18 | 24:00 | 0 | 0 | 0 | 2 | 0 | 0 | 2 | 0 | 0 | 2 | 0 | 0 | 2 | 0 | 0 | 2 | 0 | 0 | 2 | 0 | 0 | 2 | 0 | 2 | E | 9 | 2 | E | 9 | 6 | A | 7 | 3 | A | 7 | 81 | A | 7 | 1004 | E | 9 | 0 | A | 7 | 0 | A | 7 | 9700 | A | 7 | 77777 | A | 7 | 1.3 | E | 8 | 0.092 | F | 8 | 0.13 | F | 8 | -9900 | -9900 | ? | 0
2003-03-19 | 1:00 | 0 | 0 | 0 | 2 | 0 | 0 | 2 | 0 | 0 | 2 | 0 | 0 | 2 | 0 | 0 | 2 | 0 | 0 | 2 | 0 | 0 | 2 | 0 | 0 | E | 9 | 0 | A | 7 | 6 | A | 7 | 3 | A | 7 | 81 | A | 7 | 1004 | E | 9 | 0 | A | 7 | 0 | A | 7 | 11300 | A | 7 | 77777 | A | 7 | 1.3 | E | 8 | 0.092 | F | 8 | 0.13 | F | 8 | -9900 | -9900 | ? | 0
2003-03-19 | 2:00 | 0 | 0 | 0 | 2 | 0 | 0 | 2 | 0 | 0 | 2 | 0 | 0 | 2 | 0 | 0 | 2 | 0 | 0 | 2 | 0 | 0 | 2 | 0 | 0 | E | 9 | 0 | A | 7 | 6 | A | 7 | 3 | A | 7 | 81 | A | 7 | 1004 | E | 9 | 0 | A | 7 | 0 | A | 7 | 8000 | A | 7 | 77777 | A | 7 | 1.3 | E | 8 | 0.092 | F | 8 | 0.13 | F | 8 | -9900 | -9900 | ? | 0
2003-03-19 | 3:00 | 0 | 0 | 0 | 2 | 0 | 0 | 2 | 0 | 0 | 2 | 0 | 0 | 2 | 0 | 0 | 2 | 0 | 0 | 2 | 0 | 0 | 2 | 0 | 0 | E | 9 | 0 | A | 7 | 6 | A | 7 | 3 | A | 7 | 81 | A | 7 | 1004 | E | 9 | 0 | A | 7 | 0 | A | 7 | 11300 | A | 7 | 77777 | A | 7 | 1.3 | E | 8 | 0.092 | F | 8 | 0.13 | F | 8 | -9900 | -9900 | ? | 0
2003-03-19 | 4:00 | 0 | 0 | 0 | 2 | 0 | 0 | 2 | 0 | 0 | 2 | 0 | 0 | 2 | 0 | 0 | 2 | 0 | 0 | 2 | 0 | 0 | 2 | 0 | 10 | E | 9 | 6 | E | 9 | 6 | A | 7 | 3 | A | 7 | 81 | A | 7 | 1004 | E | 9 | 290 | A | 7 | 1.5 | A | 7 | 9700 | A | 7 | 77777 | A | 7 | 1.4 | E | 8 | 0.092 | F | 8 | 0.13 | F | 8 | -9900 | -9900 | ? | 0
2003-03-19 | 5:00 | 0 | 0 | 0 | 2 | 0 | 0 | 2 | 0 | 0 | 2 | 0 | 0 | 2 | 0 | 0 | 2 | 0 | 0 | 2 | 0 | 0 | 2 | 0 | 10 | E | 9 | 7 | E | 9 | 6 | A | 7 | 4 | A | 7 | 87 | A | 7 | 1004 | E | 9 | 0 | A | 7 | 0 | A | 7 | 11300 | A | 7 | 77777 | A | 7 | 1.4 | E | 8 | 0.092 | F | 8 | 0.13 | F | 8 | -9900 | -9900 | ? | 0
2003-03-19 | 6:00 | 0 | 0 | 0 | 2 | 0 | 0 | 2 | 0 | 0 | 2 | 0 | 0 | 2 | 0 | 0 | 2 | 0 | 0 | 2 | 0 | 0 | 2 | 0 | 9 | E | 9 | 5 | E | 9 | 7 | A | 7 | 4 | A | 7 | 81 | A | 7 | 1004 | E | 9 | 0 | A | 7 | 0 | A | 7 | 14500 | A | 7 | 77777 | A | 7 | 1.5 | E | 8 | 0.092 | F | 8 | 0.13 | F | 8 | -9900 | -9900 | ? | 0
2003-03-19 | 7:00 | 52 | 908 | 1 | 2 | 8 | 0 | 2 | 15 | 1 | 2 | 8 | 100 | 2 | 8 | 0 | 2 | 15 | 100 | 2 | 8 | 40 | 2 | 19 | 9 | B | 8 | 5 | B | 8 | 7 | B | 8 | 3.6 | B | 8 | 79 | A | 7 | 1004 | E | 9 | 50 | B | 8 | 1.1 | B | 8 | -9900 | ? | 0 | 77777 | B | 8 | 1.6 | E | 8 | 0.092 | F | 8 | 0.13 | F | 8 | -9900 | -9900 | ? | 0
2003-03-19 | 8:00 | 284 | 1379 | 36 | 2 | 8 | 0 | 2 | 15 | 36 | 2 | 8 | 4200 | 2 | 8 | 0 | 2 | 15 | 4200 | 2 | 8 | 1450 | 2 | 19 | 10 | E | 9 | 5 | E | 9 | 8 | A | 7 | 4 | A | 7 | 76 | A | 7 | 1004 | E | 9 | 100 | A | 7 | 2.1 | A | 7 | 14500 | A | 7 | 77777 | A | 7 | 1.7 | E | 8 | 0.092 | F | 8 | 0.13 | F | 8 | -9900 | -9900 | ? | 0
2003-03-19 | 9:00 | 516 | 1379 | 108 | 2 | 8 | 0 | 2 | 15 | 108 | 2 | 8 | 12400 | 2 | 8 | 0 | 2 | 15 | 12400 | 2 | 8 | 4370 | 2 | 19 | 10 | B | 8 | 6 | B | 8 | 9 | B | 8 | 5 | B | 8 | 76 | A | 7 | 1004 | E | 9 | 120 | B | 8 | 1.9 | B | 8 | -9900 | ? | 0 | 14837 | B | 8 | 1.8 | E | 8 | 0.092 | F | 8 | 0.13 | F | 8 | -9900 | -9900 | ? | 0
2003-03-19 | 10:00 | 713 | 1379 | 78 | 2 | 8 | 0 | 2 | 15 | 78 | 2 | 8 | 9600 | 2 | 8 | 0 | 2 | 15 | 9600 | 2 | 8 | 3770 | 2 | 19 | 10 | B | 8 | 8 | B | 8 | 9.6 | B | 8 | 5.6 | B | 8 | 76 | A | 7 | 1004 | E | 9 | 130 | B | 8 | 1.7 | B | 8 | -9900 | ? | 0 | 7673 | B | 8 | 1.8 | E | 8 | 0.092 | F | 8 | 0.13 | F | 8 | -9900 | -9900 | ? | 0
2003-03-19 | 11:00 | 860 | 1379 | 100 | 2 | 8 | 0 | 2 | 15 | 100 | 2 | 8 | 12300 | 2 | 8 | 0 | 2 | 15 | 12300 | 2 | 8 | 5030 | 2 | 19 | 10 | E | 9 | 9 | E | 9 | 10 | A | 7 | 6 | A | 7 | 76 | A | 7 | 1004 | E | 9 | 150 | A | 7 | 1.5 | A | 7 | 8000 | A | 7 | 510 | A | 7 | 1.9 | E | 8 | 0.092 | F | 8 | 0.13 | F | 8 | 1 | 1 | A | 7
2003-03-19 | 12:00 | 949 | 1379 | 117 | 2 | 8 | 0 | 2 | 15 | 117 | 2 | 8 | 14500 | 2 | 8 | 0 | 2 | 15 | 14500 | 2 | 8 | 5980 | 2 | 19 | 10 | E | 9 | 10 | E | 9 | 10 | A | 7 | 7 | A | 7 | 82 | A | 7 | 1004 | E | 9 | 140 | A | 7 | 2.6 | A | 7 | 12900 | A | 7 | 1800 | A | 7 | 2 | E | 8 | 0.092 | F | 8 | 0.13 | F | 8 | 1 | 1 | A | 7
2003-03-19 | 13:00 | 973 | 1379 | 116 | 2 | 8 | 0 | 2 | 15 | 116 | 2 | 8 | 14400 | 2 | 8 | 0 | 2 | 15 | 14400 | 2 | 8 | 5980 | 2 | 19 | 10 | E | 9 | 9 | E | 9 | 10 | A | 7 | 7 | A | 7 | 82 | A | 7 | 1004 | E | 9 | 90 | A | 7 | 2.1 | A | 7 | 8000 | A | 7 | 1500 | A | 7 | 2.1 | E | 8 | 0.092 | F | 8 | 0.13 | F | 8 | 0 | 1 | A | 7
2003-03-19 | 14:00 | 930 | 1379 | 109 | 2 | 8 | 0 | 2 | 15 | 109 | 2 | 8 | 13500 | 2 | 8 | 0 | 2 | 15 | 13500 | 2 | 8 | 5570 | 2 | 19 | 10 | E | 9 | 10 | E | 9 | 11 | A | 7 | 7 | A | 7 | 76 | A | 7 | 1004 | E | 9 | 160 | A | 7 | 3.1 | A | 7 | 11300 | A | 7 | 1110 | A | 7 | 2 | E | 8 | 0.092 | F | 8 | 0.13 | F | 8 | 1 | 1 | A | 7
2003-03-19 | 15:00 | 823 | 1379 | 122 | 2 | 8 | 0 | 2 | 15 | 122 | 2 | 8 | 14800 | 2 | 8 | 0 | 2 | 15 | 14800 | 2 | 8 | 5890 | 2 | 19 | 10 | E | 9 | 10 | E | 9 | 11 | A | 7 | 7 | A | 7 | 76 | A | 7 | 1004 | E | 9 | 220 | A | 7 | 1.5 | A | 7 | 8000 | A | 7 | 1350 | A | 7 | 1.9 | E | 8 | 0.092 | F | 8 | 0.13 | F | 8 | 1 | 1 | A | 7
2003-03-19 | 16:00 | 659 | 1379 | 112 | 2 | 8 | 0 | 2 | 15 | 112 | 2 | 8 | 13300 | 2 | 8 | 0 | 2 | 15 | 13300 | 2 | 8 | 5010 | 2 | 19 | 10 | E | 9 | 10 | E | 9 | 10 | A | 7 | 8 | A | 7 | 87 | A | 7 | 1004 | E | 9 | 120 | A | 7 | 1.5 | A | 7 | 8000 | A | 7 | 1200 | A | 7 | 1.8 | E | 8 | 0.092 | F | 8 | 0.13 | F | 8 | 1 | 1 | A | 7
2003-03-19 | 17:00 | 451 | 1379 | 111 | 2 | 8 | 0 | 2 | 15 | 111 | 2 | 8 | 12600 | 2 | 8 | 0 | 2 | 15 | 12600 | 2 | 8 | 4180 | 2 | 19 | 10 | E | 9 | 9 | E | 9 | 10 | A | 7 | 8 | A | 7 | 87 | A | 7 | 1004 | E | 9 | 0 | A | 7 | 0 | A | 7 | 8000 | A | 7 | 330 | A | 7 | 1.8 | E | 8 | 0.092 | F | 8 | 0.13 | F | 8 | 0 | 1 | A | 7
2003-03-19 | 18:00 | 212 | 1379 | 26 | 2 | 8 | 0 | 2 | 15 | 26 | 2 | 8 | 3100 | 2 | 8 | 0 | 2 | 15 | 3100 | 2 | 8 | 1020 | 2 | 19 | 9 | E | 9 | 9 | A | 7 | 11 | A | 7 | 8 | A | 7 | 82 | A | 7 | 1004 | E | 9 | 180 | A | 7 | 3.6 | A | 7 | 8000 | A | 7 | 420 | A | 7 | 1.7 | E | 8 | 0.092 | F | 8 | 0.13 | F | 8 | 0 | 1 | A | 7
2003-03-19 | 19:00 | 16 | 517 | 0 | 2 | 8 | 0 | 2 | 15 | 0 | 2 | 8 | 0 | 2 | 8 | 0 | 2 | 15 | 0 | 2 | 8 | 0 | 2 | 19 | 9 | E | 9 | 9 | E | 9 | 11 | A | 7 | 7 | A | 7 | 76 | A | 7 | 1004 | E | 9 | 170 | A | 7 | 4.6 | A | 7 | 16100 | A | 7 | 870 | A | 7 | 1.7 | E | 8 | 0.092 | F | 8 | 0.13 | F | 8 | 1 | 1 | A | 7
2003-03-19 | 20:00 | 0 | 0 | 0 | 2 | 0 | 0 | 2 | 0 | 0 | 2 | 0 | 0 | 2 | 0 | 0 | 2 | 0 | 0 | 2 | 0 | 0 | 2 | 0 | 10 | E | 9 | 10 | E | 9 | 10 | A | 7 | 7 | A | 7 | 82 | A | 7 | 1004 | E | 9 | 190 | A | 7 | 2.6 | A | 7 | 9700 | A | 7 | 870 | A | 7 | 1.6 | E | 8 | 0.092 | F | 8 | 0.13 | F | 8 | 2 | 1 | A | 7
2003-03-19 | 21:00 | 0 | 0 | 0 | 2 | 0 | 0 | 2 | 0 | 0 | 2 | 0 | 0 | 2 | 0 | 0 | 2 | 0 | 0 | 2 | 0 | 0 | 2 | 0 | 8 | E | 9 | 8 | E | 9 | 10 | A | 7 | 7 | A | 7 | 82 | A | 7 | 1004 | E | 9 | 170 | A | 7 | 3.6 | A | 7 | 16100 | A | 7 | 1290 | A | 7 | 1.6 | E | 8 | 0.092 | F | 8 | 0.13 | F | 8 | 0 | 1 | A | 7
2003-03-19 | 22:00 | 0 | 0 | 0 | 2 | 0 | 0 | 2 | 0 | 0 | 2 | 0 | 0 | 2 | 0 | 0 | 2 | 0 | 0 | 2 | 0 | 0 | 2 | 0 | 8 | E | 9 | 8 | E | 9 | 9 | A | 7 | 7 | A | 7 | 87 | A | 7 | 1004 | E | 9 | 160 | A | 7 | 4.1 | A | 7 | 16100 | A | 7 | 1290 | A | 7 | 1.6 | E | 8 | 0.092 | F | 8 | 0.13 | F | 8 | 5 | 6 | A | 7
2003-03-19 | 23:00 | 0 | 0 | 0 | 2 | 0 | 0 | 2 | 0 | 0 | 2 | 0 | 0 | 2 | 0 | 0 | 2 | 0 | 0 | 2 | 0 | 0 | 2 | 0 | 8 | E | 9 | 8 | E | 9 | 9 | A | 7 | 6 | A | 7 | 81 | A | 7 | 1004 | E | 9 | 160 | A | 7 | 3.6 | A | 7 | 16100 | A | 7 | 1500 | A | 7 | 1.6 | E | 8 | 0.092 | F | 8 | 0.13 | F | 8 | -9900 | -9900 | ? | 0
2003-03-19 | 24:00 | 0 | 0 | 0 | 2 | 0 | 0 | 2 | 0 | 0 | 2 | 0 | 0 | 2 | 0 | 0 | 2 | 0 | 0 | 2 | 0 | 0 | 2 | 0 | 10 | E | 9 | 10 | E | 9 | 9 | A | 7 | 7 | A | 7 | 87 | A | 7 | 1004 | E | 9 | 190 | A | 7 | 3.6 | A | 7 | 9700 | A | 7 | 720 | A | 7 | 1.6 | E | 8 | 0.092 | F | 8 | 0.13 | F | 8 | 0 | 1 | A | 7
2003-03-20 | 1:00 | 0 | 0 | 0 | 2 | 0 | 0 | 2 | 0 | 0 | 2 | 0 | 0 | 2 | 0 | 0 | 2 | 0 | 0 | 2 | 0 | 0 | 2 | 0 | 10 | E | 9 | 10 | A | 7 | 9 | A | 7 | 7 | A | 7 | 87 | A | 7 | 1004 | E | 9 | 180 | A | 7 | 3.6 | A | 7 | 16100 | A | 7 | 1110 | A | 7 | 1.6 | E | 8 | 0.093 | F | 8 | 0.13 | F | 8 | 0 | 1 | A | 7
2003-03-20 | 2:00 | 0 | 0 | 0 | 2 | 0 | 0 | 2 | 0 | 0 | 2 | 0 | 0 | 2 | 0 | 0 | 2 | 0 | 0 | 2 | 0 | 0 | 2 | 0 | 9 | E | 9 | 9 | A | 7 | 9 | A | 7 | 6 | A | 7 | 81 | A | 7 | 1004 | E | 9 | 190 | A | 7 | 5.1 | A | 7 | 12900 | A | 7 | 930 | A | 7 | 1.5 | E | 8 | 0.093 | F | 8 | 0.13 | F | 8 | 0 | 1 | A | 7
2003-03-20 | 3:00 | 0 | 0 | 0 | 2 | 0 | 0 | 2 | 0 | 0 | 2 | 0 | 0 | 2 | 0 | 0 | 2 | 0 | 0 | 2 | 0 | 0 | 2 | 0 | 9 | E | 9 | 9 | A | 7 | 9 | A | 7 | 6 | A | 7 | 81 | A | 7 | 1004 | E | 9 | 180 | A | 7 | 5.7 | A | 7 | 16100 | A | 7 | 1050 | A | 7 | 1.4 | E | 8 | 0.093 | F | 8 | 0.13 | F | 8 | 0 | 1 | A | 7
2003-03-20 | 4:00 | 0 | 0 | 0 | 2 | 0 | 0 | 2 | 0 | 0 | 2 | 0 | 0 | 2 | 0 | 0 | 2 | 0 | 0 | 2 | 0 | 0 | 2 | 0 | 10 | E | 9 | 10 | E | 9 | 9 | A | 7 | 6 | A | 7 | 81 | A | 7 | 1004 | E | 9 | 170 | A | 7 | 3.6 | A | 7 | 16100 | A | 7 | 720 | A | 7 | 1.3 | E | 8 | 0.093 | F | 8 | 0.13 | F | 8 | 2 | 6 | A | 7
2003-03-20 | 5:00 | 0 | 0 | 0 | 2 | 0 | 0 | 2 | 0 | 0 | 2 | 0 | 0 | 2 | 0 | 0 | 2 | 0 | 0 | 2 | 0 | 0 | 2 | 0 | 10 | E | 9 | 10 | E | 9 | 9 | A | 7 | 6 | A | 7 | 81 | A | 7 | 1004 | E | 9 | 190 | A | 7 | 4.1 | A | 7 | 14500 | A | 7 | 780 | A | 7 | 1.3 | E | 8 | 0.093 | F | 8 | 0.13 | F | 8 | -9900 | -9900 | ? | 0
2003-03-20 | 6:00 | 0 | 0 | 0 | 2 | 0 | 0 | 2 | 0 | 0 | 2 | 0 | 0 | 2 | 0 | 0 | 2 | 0 | 0 | 2 | 0 | 0 | 2 | 0 | 4 | E | 9 | 4 | E | 9 | 8 | A | 7 | 6 | A | 7 | 87 | A | 7 | 1004 | E | 9 | 180 | A | 7 | 5.1 | A | 7 | 16100 | A | 7 | 77777 | A | 7 | 1.4 | E | 8 | 0.093 | F | 8 | 0.13 | F | 8 | -9900 | -9900 | ? | 0
2003-03-20 | 7:00 | 57 | 954 | 9 | 2 | 8 | 81 | 2 | 15 | 7 | 2 | 8 | 1300 | 2 | 8 | 3900 | 2 | 15 | 1100 | 2 | 8 | 140 | 2 | 19 | 3 | E | 9 | 3 | E | 9 | 8 | A | 7 | 6 | A | 7 | 87 | A | 7 | 1004 | E | 9 | 190 | A | 7 | 4.1 | A | 7 | 16100 | A | 7 | 77777 | A | 7 | 1.4 | E | 8 | 0.093 | F | 8 | 0.13 | F | 8 | -9900 | -9900 | ? | 0
2003-03-20 | 8:00 | 291 | 1379 | 108 | 2 | 8 | 163 | 2 | 15 | 74 | 2 | 8 | 11500 | 2 | 8 | 12600 | 2 | 15 | 8800 | 2 | 8 | 1410 | 2 | 19 | 3 | E | 9 | 3 | E | 9 | 10 | A | 7 | 7 | A | 7 | 82 | A | 7 | 1004 | E | 9 | 190 | A | 7 | 5.1 | A | 7 | 14500 | A | 7 | 77777 | A | 7 | 1.4 | E | 8 | 0.093 | F | 8 | 0.13 | F | 8 | -9900 | -9900 | ? | 0
2003-03-20 | 9:00 | 523 | 1379 | 301 | 2 | 8 | 445 | 2 | 15 | 132 | 2 | 8 | 31500 | 2 | 8 | 42100 | 2 | 15 | 15500 | 2 | 8 | 2570 | 2 | 19 | 10 | E | 9 | 10 | E | 9 | 11 | A | 7 | 7 | A | 7 | 76 | A | 7 | 1004 | E | 9 | 190 | A | 7 | 4.6 | A | 7 | 12900 | A | 7 | 600 | A | 7 | 1.3 | E | 8 | 0.093 | F | 8 | 0.13 | F | 8 | -9900 | -9900 | ? | 0
2003-03-20 | 10:00 | 720 | 1379 | 466 | 2 | 8 | 559 | 2 | 15 | 173 | 2 | 8 | 49400 | 2 | 8 | 56400 | 2 | 15 | 19900 | 2 | 8 | 3720 | 2 | 19 | 4 | E | 9 | 4 | E | 9 | 12 | A | 7 | 7 | A | 7 | 71 | A | 7 | 1004 | E | 9 | 190 | A | 7 | 4.1 | A | 7 | 12900 | A | 7 | 77777 | A | 7 | 1.3 | E | 8 | 0.093 | F | 8 | 0.13 | F | 8 | -9900 | -9900 | ? | 0
2003-03-20 | 11:00 | 867 | 1379 | 363 | 2 | 8 | 112 | 2 | 15 | 292 | 2 | 8 | 39900 | 2 | 8 | 11400 | 2 | 15 | 32700 | 2 | 8 | 9570 | 2 | 19 | 7 | B | 8 | 7 | B | 8 | 11.9 | B | 8 | 6.4 | B | 8 | 69 | A | 7 | 1004 | E | 9 | 210 | B | 8 | 5.1 | B | 8 | -9900 | ? | 0 | 11585 | B | 8 | 1.3 | E | 8 | 0.093 | F | 8 | 0.13 | F | 8 | -9900 | -9900 | ? | 0
2003-03-20 | 12:00 | 956 | 1379 | 602 | 2 | 8 | 448 | 2 | 15 | 291 | 2 | 8 | 63000 | 2 | 8 | 46300 | 2 | 15 | 30900 | 2 | 8 | 8190 | 2 | 19 | 10 | E | 9 | 10 | E | 9 | 12 | A | 7 | 6 | A | 7 | 67 | A | 7 | 1004 | E | 9 | 230 | A | 7 | 6.2 | A | 7 | 12900 | A | 7 | 1170 | A | 7 | 1.4 | E | 8 | 0.093 | F | 8 | 0.13 | F | 8 | -9900 | -9900 | ? | 0
2003-03-20 | 13:00 | 979 | 1379 | 720 | 2 | 8 | 680 | 2 | 15 | 236 | 2 | 8 | 74500 | 2 | 8 | 67900 | 2 | 15 | 26200 | 2 | 8 | 6450 | 2 | 19 | 5 | E | 9 | 5 | E | 9 | 13 | A | 7 | 6 | A | 7 | 62 | A | 7 | 1004 | E | 9 | 240 | A | 7 | 3.1 | A | 7 | 14500 | A | 7 | 77777 | A | 7 | 1.4 | E | 8 | 0.093 | F | 8 | 0.13 | F | 8 | -9900 | -9900 | ? | 0
2003-03-20 | 14:00 | 936 | 1379 | 428 | 2 | 8 | 152 | 2 | 15 | 325 | 2 | 8 | 46700 | 2 | 8 | 16000 | 2 | 15 | 35800 | 2 | 8 | 9580 | 2 | 19 | 0 | E | 9 | 0 | E | 9 | 14 | A | 7 | 6 | A | 7 | 59 | A | 7 | 1004 | E | 9 | 260 | A | 7 | 7.2 | A | 7 | 14500 | A | 7 | 77777 | A | 7 | 1.3 | E | 8 | 0.093 | F | 8 | 0.13 | F | 8 | -9900 | -9900 | ? | 0
2003-03-20 | 15:00 | 828 | 1379 | 332 | 2 | 8 | 62 | 2 | 15 | 295 | 2 | 8 | 36500 | 2 | 8 | 6300 | 2 | 15 | 32700 | 2 | 8 | 9300 | 2 | 19 | 10 | E | 9 | 10 | E | 9 | 13 | A | 7 | 4 | A | 7 | 54 | A | 7 | 1004 | E | 9 | 230 | A | 7 | 4.1 | A | 7 | 14500 | A | 7 | 1440 | A | 7 | 1.3 | E | 8 | 0.093 | F | 8 | 0.13 | F | 8 | -9900 | -9900 | ? | 0
2003-03-20 | 16:00 | 665 | 1379 | 216 | 2 | 8 | 19 | 2 | 15 | 207 | 2 | 8 | 24400 | 2 | 8 | 1600 | 2 | 15 | 23600 | 2 | 8 | 7930 | 2 | 19 | 10 | E | 9 | 9 | E | 9 | 11 | A | 7 | 6 | A | 7 | 71 | A | 7 | 1004 | E | 9 | 260 | A | 7 | 3.6 | A | 7 | 14500 | A | 7 | 1020 | A | 7 | 1.3 | E | 8 | 0.093 | F | 8 | 0.13 | F | 8 | -9900 | -9900 | ? | 0
2003-03-20 | 17:00 | 456 | 1379 | 138 | 2 | 8 | 7 | 2 | 15 | 136 | 2 | 8 | 15400 | 2 | 8 | 500 | 2 | 15 | 15300 | 2 | 8 | 4820 | 2 | 19 | 10 | E | 9 | 10 | E | 9 | 12 | A | 7 | 5 | A | 7 | 62 | A | 7 | 1004 | E | 9 | 220 | A | 7 | 4.1 | A | 7 | 14500 | A | 7 | 1470 | A | 7 | 1.3 | E | 8 | 0.093 | F | 8 | 0.13 | F | 8 | -9900 | -9900 | ? | 0
2003-03-20 | 18:00 | 217 | 1379 | 122 | 2 | 8 | 115 | 2 | 15 | 104 | 2 | 8 | 12800 | 2 | 8 | 7800 | 2 | 15 | 11600 | 2 | 8 | 2210 | 2 | 19 | 10 | E | 9 | 6 | E | 9 | 10 | A | 7 | 4 | A | 7 | 66 | A | 7 | 1004 | E | 9 | 230 | A | 7 | 4.1 | A | 7 | 16100 | A | 7 | 77777 | A | 7 | 1.4 | E | 8 | 0.093 | F | 8 | 0.13 | F | 8 | -9900 | -9900 | ? | 0
2003-03-20 | 19:00 | 18 | 540 | 0 | 2 | 8 | 0 | 2 | 15 | 0 | 2 | 8 | 0 | 2 | 8 | 0 | 2 | 15 | 0 | 2 | 8 | 0 | 2 | 19 | 10 | E | 9 | 4 | E | 9 | 10 | A | 7 | 4 | A | 7 | 66 | A | 7 | 1004 | E | 9 | 220 | A | 7 | 4.1 | A | 7 | 16100 | A | 7 | 77777 | A | 7 | 1.5 | E | 8 | 0.093 | F | 8 | 0.13 | F | 8 | -9900 | -9900 | ? | 0
2003-03-20 | 20:00 | 0 | 0 | 0 | 2 | 0 | 0 | 2 | 0 | 0 | 2 | 0 | 0 | 2 | 0 | 0 | 2 | 0 | 0 | 2 | 0 | 0 | 2 | 0 | 10 | E | 9 | 4 | E | 9 | 9 | A | 7 | 4 | A | 7 | 71 | A | 7 | 1004 | E | 9 | 210 | A | 7 | 3.1 | A | 7 | 16100 | A | 7 | 77777 | A | 7 | 1.6 | E | 8 | 0.093 | F | 8 | 0.13 | F | 8 | -9900 | -9900 | ? | 0
2003-03-20 | 21:00 | 0 | 0 | 0 | 2 | 0 | 0 | 2 | 0 | 0 | 2 | 0 | 0 | 2 | 0 | 0 | 2 | 0 | 0 | 2 | 0 | 0 | 2 | 0 | 10 | E | 9 | 6 | E | 9 | 9 | A | 7 | 4 | A | 7 | 71 | A | 7 | 1004 | E | 9 | 210 | A | 7 | 2.6 | A | 7 | 16100 | A | 7 | 77777 | A | 7 | 1.7 | E | 8 | 0.093 | F | 8 | 0.13 | F | 8 | -9900 | -9900 | ? | 0
2003-03-20 | 22:00 | 0 | 0 | 0 | 2 | 0 | 0 | 2 | 0 | 0 | 2 | 0 | 0 | 2 | 0 | 0 | 2 | 0 | 0 | 2 | 0 | 0 | 2 | 0 | 10 | E | 9 | 8 | E | 9 | 9 | A | 7 | 4 | A | 7 | 71 | A | 7 | 1004 | E | 9 | 210 | A | 7 | 2.1 | A | 7 | 16100 | A | 7 | 77777 | A | 7 | 1.7 | E | 8 | 0.093 | F | 8 | 0.13 | F | 8 | -9900 | -9900 | ? | 0
2003-03-20 | 23:00 | 0 | 0 | 0 | 2 | 0 | 0 | 2 | 0 | 0 | 2 | 0 | 0 | 2 | 0 | 0 | 2 | 0 | 0 | 2 | 0 | 0 | 2 | 0 | 10 | E | 9 | 6 | E | 9 | 9 | A | 7 | 4 | A | 7 | 71 | A | 7 | 1004 | E | 9 | 190 | A | 7 | 7.7 | A | 7 | 16100 | A | 7 | 77777 | A | 7 | 1.8 | E | 8 | 0.093 | F | 8 | 0.13 | F | 8 | -9900 | -9900 | ? | 0
2003-03-20 | 24:00 | 0 | 0 | 0 | 2 | 0 | 0 | 2 | 0 | 0 | 2 | 0 | 0 | 2 | 0 | 0 | 2 | 0 | 0 | 2 | 0 | 0 | 2 | 0 | 10 | E | 9 | 10 | E | 9 | 9 | A | 7 | 4 | A | 7 | 71 | A | 7 | 1004 | E | 9 | 180 | A | 7 | 6.2 | A | 7 | 16100 | A | 7 | 1170 | A | 7 | 1.8 | E | 8 | 0.093 | F | 8 | 0.13 | F | 8 | -9900 | -9900 | ? | 0
2003-03-21 | 1:00 | 0 | 0 | 0 | 2 | 0 | 0 | 2 | 0 | 0 | 2 | 0 | 0 | 2 | 0 | 0 | 2 | 0 | 0 | 2 | 0 | 0 | 2 | 0 | 10 | E | 9 | 10 | A | 7 | 9 | A | 7 | 5 | A | 7 | 76 | A | 7 | 1004 | E | 9 | 160 | A | 7 | 6.2 | A | 7 | 16100 | A | 7 | 990 | A | 7 | 1.9 | E | 8 | 0.093 | F | 8 | 0.13 | F | 8 | 0 | 1 | A | 7
2003-03-21 | 2:00 | 0 | 0 | 0 | 2 | 0 | 0 | 2 | 0 | 0 | 2 | 0 | 0 | 2 | 0 | 0 | 2 | 0 | 0 | 2 | 0 | 0 | 2 | 0 | 10 | E | 9 | 10 | A | 7 | 8 | A | 7 | 5 | A | 7 | 81 | A | 7 | 1004 | E | 9 | 150 | A | 7 | 5.7 | A | 7 | 14500 | A | 7 | 990 | A | 7 | 1.9 | E | 8 | 0.093 | F | 8 | 0.13 | F | 8 | -9900 | -9900 | ? | 0
2003-03-21 | 3:00 | 0 | 0 | 0 | 2 | 0 | 0 | 2 | 0 | 0 | 2 | 0 | 0 | 2 | 0 | 0 | 2 | 0 | 0 | 2 | 0 | 0 | 2 | 0 | 10 | E | 9 | 10 | A | 7 | 8 | A | 7 | 6 | A | 7 | 87 | A | 7 | 1004 | E | 9 | 150 | A | 7 | 5.7 | A | 7 | 12900 | A | 7 | 990 | A | 7 | 1.9 | E | 8 | 0.093 | F | 8 | 0.13 | F | 8 | 0 | 1 | A | 7
2003-03-21 | 4:00 | 0 | 0 | 0 | 2 | 0 | 0 | 2 | 0 | 0 | 2 | 0 | 0 | 2 | 0 | 0 | 2 | 0 | 0 | 2 | 0 | 0 | 2 | 0 | 10 | E | 9 | 10 | E | 9 | 8 | A | 7 | 6 | A | 7 | 87 | A | 7 | 1004 | E | 9 | 170 | A | 7 | 4.6 | A | 7 | 12900 | A | 7 | 810 | A | 7 | 1.9 | E | 8 | 0.093 | F | 8 | 0.13 | F | 8 | 0 | 1 | A | 7
2003-03-21 | 5:00 | 0 | 0 | 0 | 2 | 0 | 0 | 2 | 0 | 0 | 2 | 0 | 0 | 2 | 0 | 0 | 2 | 0 | 0 | 2 | 0 | 0 | 2 | 0 | 10 | E | 9 | 10 | E | 9 | 8 | A | 7 | 6 | A | 7 | 87 | A | 7 | 1004 | E | 9 | 180 | A | 7 | 5.7 | A | 7 | 14500 | A | 7 | 960 | A | 7 | 2 | E | 8 | 0.093 | F | 8 | 0.13 | F | 8 | 0 | 1 | A | 7
2003-03-21 | 6:00 | 0 | 0 | 0 | 2 | 0 | 0 | 2 | 0 | 0 | 2 | 0 | 0 | 2 | 0 | 0 | 2 | 0 | 0 | 2 | 0 | 0 | 2 | 0 | 10 | B | 8 | 10 | B | 8 | 7.9 | B | 8 | 5.7 | B | 8 | 86 | A | 7 | 1004 | E | 9 | 180 | B | 8 | 6.4 | B | 8 | -9900 | ? | 0 | 920 | B | 8 | 2.1 | E | 8 | 0.093 | F | 8 | 0.13 | F | 8 | -9900 | -9900 | ? | 0
2003-03-21 | 7:00 | 62 | 999 | 7 | 2 | 8 | 30 | 2 | 15 | 6 | 2 | 8 | 900 | 2 | 8 | 1200 | 2 | 15 | 900 | 2 | 8 | 100 | 2 | 19 | 10 | B | 8 | 10 | B | 8 | 7.9 | B | 8 | 5.5 | B | 8 | 85 | A | 7 | 1004 | E | 9 | 180 | B | 8 | 7 | B | 8 | -9900 | ? | 0 | 880 | B | 8 | 2.2 | E | 8 | 0.093 | F | 8 | 0.13 | F | 8 | -9900 | -9900 | ? | 0
2003-03-21 | 8:00 | 299 | 1378 | 37 | 2 | 8 | 0 | 2 | 15 | 37 | 2 | 8 | 4400 | 2 | 8 | 0 | 2 | 15 | 4400 | 2 | 8 | 1500 | 2 | 19 | 10 | E | 9 | 10 | E | 9 | 9 | A | 7 | 6 | A | 7 | 81 | A | 7 | 1004 | E | 9 | 180 | A | 7 | 7.7 | A | 7 | 11300 | A | 7 | 840 | A | 7 | 2.2 | E | 8 | 0.093 | F | 8 | 0.13 | F | 8 | 0 | 1 | A | 7
2003-03-21 | 9:00 | 530 | 1378 | 66 | 2 | 8 | 0 | 2 | 15 | 66 | 2 | 8 | 7900 | 2 | 8 | 0 | 2 | 15 | 7900 | 2 | 8 | 2950 | 2 | 19 | 10 | E | 9 | 10 | E | 9 | 9 | A | 7 | 6 | A | 7 | 81 | A | 7 | 1004 | E | 9 | 180 | A | 7 | 8.2 | A | 7 | 14500 | A | 7 | 720 | A | 7 | 2.3 | E | 8 | 0.093 | F | 8 | 0.13 | F | 8 | 0 | 1 | A | 7
2003-03-21 | 10:00 | 727 | 1378 | 210 | 2 | 8 | 17 | 2 | 15 | 201 | 2 | 8 | 24000 | 2 | 8 | 1400 | 2 | 15 | 23300 | 2 | 8 | 8230 | 2 | 19 | 10 | E | 9 | 10 | E | 9 | 10 | A | 7 | 7 | A | 7 | 82 | A | 7 | 1004 | E | 9 | 170 | A | 7 | 7.7 | A | 7 | 16100 | A | 7 | 840 | A | 7 | 2.3 | E | 8 | 0.093 | F | 8 | 0.13 | F | 8 | 0 | 1 | A | 7
2003-03-21 | 11:00 | 874 | 1378 | 218 | 2 | 8 | 6 | 2 | 15 | 214 | 2 | 8 | 25400 | 2 | 8 | 500 | 2 | 15 | 25100 | 2 | 8 | 9540 | 2 | 19 | 10 | E | 9 | 10 | E | 9 | 11 | A | 7 | 8 | A | 7 | 82 | A | 7 | 1004 | E | 9 | 170 | A | 7 | 8.7 | A | 7 | 12900 | A | 7 | 960 | A | 7 | 2.4 | E | 8 | 0.093 | F | 8 | 0.13 | F | 8 | -9900 | -9900 | ? | 0
2003-03-21 | 12:00 | 962 | 1378 | 228 | 2 | 8 | 6 | 2 | 15 | 224 | 2 | 8 | 26900 | 2 | 8 | 500 | 2 | 15 | 26600 | 2 | 8 | 10350 | 2 | 19 | 10 | E | 9 | 10 | E | 9 | 12 | A | 7 | 8 | A | 7 | 76 | A | 7 | 1004 | E | 9 | 180 | A | 7 | 9.8 | A | 7 | 9700 | A | 7 | 1020 | A | 7 | 2.4 | E | 8 | 0.093 | F | 8 | 0.13 | F | 8 | 0 | 1 | A | 7
2003-03-21 | 13:00 | 985 | 1378 | 195 | 2 | 8 | 0 | 2 | 15 | 195 | 2 | 8 | 23300 | 2 | 8 | 0 | 2 | 15 | 23300 | 2 | 8 | 9370 | 2 | 19 | 10 | E | 9 | 10 | E | 9 | 12 | A | 7 | 8 | A | 7 | 76 | A | 7 | 1004 | E | 9 | 180 | A | 7 | 9.3 | A | 7 | 9700 | A | 7 | 1020 | A | 7 | 2.5 | E | 8 | 0.093 | F | 8 | 0.13 | F | 8 | 0 | 1 | A | 7
2003-03-21 | 14:00 | 941 | 1378 | 224 | 2 | 8 | 6 | 2 | 15 | 219 | 2 | 8 | 26300 | 2 | 8 | 500 | 2 | 15 | 25900 | 2 | 8 | 10070 | 2 | 19 | 10 | E | 9 | 9 | E | 9 | 12 | A | 7 | 9 | A | 7 | 82 | A | 7 | 1004 | E | 9 | 180 | A | 7 | 8.2 | A | 7 | 8000 | A | 7 | 1020 | A | 7 | 2.5 | E | 8 | 0.093 | F | 8 | 0.13 | F | 8 | 0 | 1 | A | 7
2003-03-21 | 15:00 | 834 | 1378 | 142 | 2 | 8 | 0 | 2 | 15 | 142 | 2 | 8 | 17000 | 2 | 8 | 0 | 2 | 15 | 17000 | 2 | 8 | 6730 | 2 | 19 | 10 | E | 9 | 9 | E | 9 | 12 | A | 7 | 9 | A | 7 | 82 | A | 7 | 1004 | E | 9 | 180 | A | 7 | 6.7 | A | 7 | 11300 | A | 7 | 1170 | A | 7 | 2.5 | E | 8 | 0.093 | F | 8 | 0.13 | F | 8 | 0 | 1 | A | 7
2003-03-21 | 16:00 | 670 | 1378 | 89 | 2 | 8 | 0 | 2 | 15 | 89 | 2 | 8 | 10700 | 2 | 8 | 0 | 2 | 15 | 10700 | 2 | 8 | 4150 | 2 | 19 | 10 | E | 9 | 10 | E | 9 | 13 | A | 7 | 9 | A | 7 | 77 | A | 7 | 1004 | E | 9 | 180 | A | 7 | 7.2 | A | 7 | 8000 | A | 7 | 1080 | A | 7 | 2.5 | E | 8 | 0.093 | F | 8 | 0.13 | F | 8 | 1 | 1 | A | 7
2003-03-21 | 17:00 | 461 | 1378 | 64 | 2 | 8 | 0 | 2 | 15 | 64 | 2 | 8 | 7600 | 2 | 8 | 0 | 2 | 15 | 7600 | 2 | 8 | 2740 | 2 | 19 | 10 | E | 9 | 10 | E | 9 | 13 | A | 7 | 10 | A | 7 | 82 | A | 7 | 1004 | E | 9 | 190 | A | 7 | 7.2 | A | 7 | 8000 | A | 7 | 990 | A | 7 | 2.6 | E | 8 | 0.093 | F | 8 | 0.13 | F | 8 | 2 | 1 | A | 7
2003-03-21 | 18:00 | 223 | 1378 | 116 | 2 | 8 | 51 | 2 | 15 | 107 | 2 | 8 | 12500 | 2 | 8 | 4000 | 2 | 15 | 11900 | 2 | 8 | 2130 | 2 | 19 | 10 | E | 9 | 10 | E | 9 | 13 | A | 7 | 10 | A | 7 | 82 | A | 7 | 1004 | E | 9 | 200 | A | 7 | 5.7 | A | 7 | 12900 | A | 7 | 900 | A | 7 | 2.6 | E | 8 | 0.093 | F | 8 | 0.13 | F | 8 | 1 | 1 | A | 7
2003-03-21 | 19:00 | 20 | 586 | 0 | 2 | 8 | 0 | 2 | 15 | 0 | 2 | 8 | 0 | 2 | 8 | 0 | 2 | 15 | 0 | 2 | 8 | 0 | 2 | 19 | 10 | E | 9 | 10 | E | 9 | 12 | A | 7 | 8 | A | 7 | 76 | A | 7 | 1004 | E | 9 | 210 | A | 7 | 5.7 | A | 7 | 12900 | A | 7 | 1110 | A | 7 | 2.7 | E | 8 | 0.093 | F | 8 | 0.13 | F | 8 | 1 | 1 | A | 7
2003-03-21 | 20:00 | 0 | 0 | 0 | 2 | 0 | 0 | 2 | 0 | 0 | 2 | 0 | 0 | 2 | 0 | 0 | 2 | 0 | 0 | 2 | 0 | 0 | 2 | 0 | 10 | E | 9 | 10 | E | 9 | 11 | A | 7 | 7 | A | 7 | 76 | A | 7 | 1004 | E | 9 | 190 | A | 7 | 7.7 | A | 7 | 16100 | A | 7 | 1290 | A | 7 | 2.6 | E | 8 | 0.093 | F | 8 | 0.13 | F | 8 | 0 | 1 | A | 7
2003-03-21 | 21:00 | 0 | 0 | 0 | 2 | 0 | 0 | 2 | 0 | 0 | 2 | 0 | 0 | 2 | 0 | 0 | 2 | 0 | 0 | 2 | 0 | 0 | 2 | 0 | 10 | E | 9 | 9 | E | 9 | 11 | A | 7 | 7 | A | 7 | 76 | A | 7 | 1004 | E | 9 | 190 | A | 7 | 5.7 | A | 7 | 16100 | A | 7 | 1080 | A | 7 | 2.6 | E | 8 | 0.093 | F | 8 | 0.13 | F | 8 | 0 | 1 | A | 7
2003-03-21 | 22:00 | 0 | 0 | 0 | 2 | 0 | 0 | 2 | 0 | 0 | 2 | 0 | 0 | 2 | 0 | 0 | 2 | 0 | 0 | 2 | 0 | 0 | 2 | 0 | 10 | E | 9 | 9 | E | 9 | 11 | A | 7 | 7 | A | 7 | 76 | A | 7 | 1004 | E | 9 | 190 | A | 7 | 4.1 | A | 7 | 14500 | A | 7 | 1050 | A | 7 | 2.5 | E | 8 | 0.093 | F | 8 | 0.13 | F | 8 | 0 | 1 | A | 7
2003-03-21 | 23:00 | 0 | 0 | 0 | 2 | 0 | 0 | 2 | 0 | 0 | 2 | 0 | 0 | 2 | 0 | 0 | 2 | 0 | 0 | 2 | 0 | 0 | 2 | 0 | 10 | E | 9 | 10 | E | 9 | 11 | A | 7 | 8 | A | 7 | 82 | A | 7 | 1004 | E | 9 | 160 | A | 7 | 5.1 | A | 7 | 12900 | A | 7 | 1080 | A | 7 | 2.5 | E | 8 | 0.093 | F | 8 | 0.13 | F | 8 | 0 | 1 | A | 7
2003-03-21 | 24:00 | 0 | 0 | 0 | 2 | 0 | 0 | 2 | 0 | 0 | 2 | 0 | 0 | 2 | 0 | 0 | 2 | 0 | 0 | 2 | 0 | 0 | 2 | 0 | 10 | E | 9 | 10 | E | 9 | 11 | A | 7 | 8 | A | 7 | 82 | A | 7 | 1004 | E | 9 | 160 | A | 7 | 4.6 | A | 7 | 16100 | A | 7 | 1110 | A | 7 | 2.4 | E | 8 | 0.093 | F | 8 | 0.13 | F | 8 | 0 | 1 | A | 7
2003-03-22 | 1:00 | 0 | 0 | 0 | 2 | 0 | 0 | 2 | 0 | 0 | 2 | 0 | 0 | 2 | 0 | 0 | 2 | 0 | 0 | 2 | 0 | 0 | 2 | 0 | 10 | E | 9 | 10 | A | 7 | 11 | A | 7 | 8 | A | 7 | 82 | A | 7 | 1004 | E | 9 | 160 | A | 7 | 6.2 | A | 7 | 14500 | A | 7 | 1170 | A | 7 | 2.4 | E | 8 | 0.094 | F | 8 | 0.13 | F | 8 | 0 | 1 | A | 7
2003-03-22 | 2:00 | 0 | 0 | 0 | 2 | 0 | 0 | 2 | 0 | 0 | 2 | 0 | 0 | 2 | 0 | 0 | 2 | 0 | 0 | 2 | 0 | 0 | 2 | 0 | 10 | E | 9 | 10 | A | 7 | 12 | A | 7 | 8 | A | 7 | 76 | A | 7 | 1004 | E | 9 | 160 | A | 7 | 6.2 | A | 7 | 14500 | A | 7 | 990 | A | 7 | 2.3 | E | 8 | 0.094 | F | 8 | 0.13 | F | 8 | 0 | 1 | A | 7
2003-03-22 | 3:00 | 0 | 0 | 0 | 2 | 0 | 0 | 2 | 0 | 0 | 2 | 0 | 0 | 2 | 0 | 0 | 2 | 0 | 0 | 2 | 0 | 0 | 2 | 0 | 10 | E | 9 | 10 | A | 7 | 12 | A | 7 | 9 | A | 7 | 82 | A | 7 | 1004 | E | 9 | 160 | A | 7 | 7.2 | A | 7 | 14500 | A | 7 | 960 | A | 7 | 2.2 | E | 8 | 0.094 | F | 8 | 0.13 | F | 8 | 0 | 1 | A | 7
2003-03-22 | 4:00 | 0 | 0 | 0 | 2 | 0 | 0 | 2 | 0 | 0 | 2 | 0 | 0 | 2 | 0 | 0 | 2 | 0 | 0 | 2 | 0 | 0 | 2 | 0 | 10 | E | 9 | 10 | E | 9 | 12 | A | 7 | 9 | A | 7 | 82 | A | 7 | 1004 | E | 9 | 160 | A | 7 | 5.7 | A | 7 | 11300 | A | 7 | 960 | A | 7 | 2.1 | E | 8 | 0.094 | F | 8 | 0.13 | F | 8 | 0 | 1 | A | 7
2003-03-22 | 5:00 | 0 | 0 | 0 | 2 | 0 | 0 | 2 | 0 | 0 | 2 | 0 | 0 | 2 | 0 | 0 | 2 | 0 | 0 | 2 | 0 | 0 | 2 | 0 | 10 | E | 9 | 10 | E | 9 | 12 | A | 7 | 9 | A | 7 | 82 | A | 7 | 1004 | E | 9 | 170 | A | 7 | 6.2 | A | 7 | 16100 | A | 7 | 1050 | A | 7 | 2.1 | E | 8 | 0.094 | F | 8 | 0.13 | F | 8 | 0 | 1 | A | 7
2003-03-22 | 6:00 | 0 | 0 | 0 | 2 | 0 | 0 | 2 | 0 | 0 | 2 | 0 | 0 | 2 | 0 | 0 | 2 | 0 | 0 | 2 | 0 | 0 | 2 | 0 | 10 | E | 9 | 10 | E | 9 | 12 | A | 7 | 9 | A | 7 | 82 | A | 7 | 1004 | E | 9 | 170 | A | 7 | 6.7 | A | 7 | 12900 | A | 7 | 960 | A | 7 | 2 | E | 8 | 0.094 | F | 8 | 0.13 | F | 8 | 1 | 1 | A | 7
2003-03-22 | 7:00 | 68 | 1044 | 3 | 2 | 8 | 0 | 2 | 15 | 3 | 2 | 8 | 400 | 2 | 8 | 0 | 2 | 15 | 400 | 2 | 8 | 120 | 2 | 19 | 10 | E | 9 | 10 | E | 9 | 12 | A | 7 | 9 | A | 7 | 82 | A | 7 | 1004 | E | 9 | 200 | A | 7 | 4.6 | A | 7 | 8000 | A | 7 | 840 | A | 7 | 1.9 | E | 8 | 0.094 | F | 8 | 0.13 | F | 8 | 2 | 1 | A | 7
2003-03-22 | 8:00 | 307 | 1377 | 30 | 2 | 8 | 0 | 2 | 15 | 30 | 2 | 8 | 3600 | 2 | 8 | 0 | 2 | 15 | 3600 | 2 | 8 | 1260 | 2 | 19 | 10 | E | 9 | 9 | E | 9 | 10 | A | 7 | 7 | A | 7 | 82 | A | 7 | 1004 | E | 9 | 300 | A | 7 | 5.1 | A | 7 | 14500 | A | 7 | 660 | A | 7 | 1.8 | E | 8 | 0.094 | F | 8 | 0.13 | F | 8 | 5 | 1 | A | 7
2003-03-22 | 9:00 | 538 | 1377 | 85 | 2 | 8 | 0 | 2 | 15 | 85 | 2 | 8 | 10000 | 2 | 8 | 0 | 2 | 15 | 10000 | 2 | 8 | 3680 | 2 | 19 | 10 | E | 9 | 9 | E | 9 | 9 | A | 7 | 6 | A | 7 | 81 | A | 7 | 1004 | E | 9 | 260 | A | 7 | 3.1 | A | 7 | 11300 | A | 7 | 1320 | A | 7 | 1.6 | E | 8 | 0.094 | F | 8 | 0.13 | F | 8 | 1 | 1 | A | 7
2003-03-22 | 10:00 | 734 | 1377 | 110 | 2 | 8 | 0 | 2 | 15 | 110 | 2 | 8 | 13200 | 2 | 8 | 0 | 2 | 15 | 13200 | 2 | 8 | 5160 | 2 | 19 | 10 | E | 9 | 5 | E | 9 | 9 | A | 7 | 6 | A | 7 | 81 | A | 7 | 1004 | E | 9 | 200 | A | 7 | 4.1 | A | 7 | 14500 | A | 7 | 77777 | A | 7 | 1.5 | E | 8 | 0.094 | F | 8 | 0.13 | F | 8 | 0 | 1 | A | 7
2003-03-22 | 11:00 | 881 | 1377 | 224 | 2 | 8 | 12 | 2 | 15 | 216 | 2 | 8 | 26100 | 2 | 8 | 1000 | 2 | 15 | 25500 | 2 | 8 | 9640 | 2 | 19 | 10 | E | 9 | 7 | E | 9 | 10 | A | 7 | 6 | A | 7 | 76 | A | 7 | 1004 | E | 9 | 180 | A | 7 | 5.1 | A | 7 | 16100 | A | 7 | 77777 | A | 7 | 1.4 | E | 8 | 0.094 | F | 8 | 0.13 | F | 8 | -9900 | -9900 | ? | 0
2003-03-22 | 12:00 | 968 | 1377 | 398 | 2 | 8 | 90 | 2 | 15 | 335 | 2 | 8 | 43900 | 2 | 8 | 9200 | 2 | 15 | 37300 | 2 | 8 | 11760 | 2 | 19 | 10 | E | 9 | 10 | E | 9 | 11 | A | 7 | 6 | A | 7 | 71 | A | 7 | 1004 | E | 9 | 190 | A | 7 | 5.1 | A | 7 | 12900 | A | 7 | 840 | A | 7 | 1.3 | E | 8 | 0.094 | F | 8 | 0.13 | F | 8 | -9900 | -9900 | ? | 0
2003-03-22 | 13:00 | 991 | 1377 | 366 | 2 | 8 | 48 | 2 | 15 | 331 | 2 | 8 | 40300 | 2 | 8 | 4900 | 2 | 15 | 36700 | 2 | 8 | 11910 | 2 | 19 | 10 | E | 9 | 10 | E | 9 | 13 | A | 7 | 8 | A | 7 | 72 | A | 7 | 1004 | E | 9 | 190 | A | 7 | 6.7 | A | 7 | 16100 | A | 7 | 600 | A | 7 | 1.2 | E | 8 | 0.094 | F | 8 | 0.13 | F | 8 | -9900 | -9900 | ? | 0
2003-03-22 | 14:00 | 947 | 1377 | 460 | 2 | 8 | 182 | 2 | 15 | 334 | 2 | 8 | 50100 | 2 | 8 | 19200 | 2 | 15 | 36800 | 2 | 8 | 9960 | 2 | 19 | 8 | E | 9 | 8 | E | 9 | 11 | A | 7 | 7 | A | 7 | 76 | A | 7 | 1004 | E | 9 | 240 | A | 7 | 5.1 | A | 7 | 16100 | A | 7 | 990 | A | 7 | 1.2 | E | 8 | 0.094 | F | 8 | 0.13 | F | 8 | 0 | 1 | A | 7
2003-03-22 | 15:00 | 839 | 1377 | 500 | 2 | 8 | 375 | 2 | 15 | 271 | 2 | 8 | 53600 | 2 | 8 | 39900 | 2 | 15 | 29200 | 2 | 8 | 6910 | 2 | 19 | 10 | E | 9 | 10 | E | 9 | 11 | A | 7 | 6 | A | 7 | 71 | A | 7 | 1004 | E | 9 | 270 | A | 7 | 6.7 | A | 7 | 8000 | A | 7 | 930 | A | 7 | 1.3 | E | 8 | 0.094 | F | 8 | 0.13 | F | 8 | -9900 | -9900 | ? | 0
2003-03-22 | 16:00 | 675 | 1377 | 341 | 2 | 8 | 234 | 2 | 15 | 226 | 2 | 8 | 37000 | 2 | 8 | 23900 | 2 | 15 | 25300 | 2 | 8 | 5600 | 2 | 19 | 3 | E | 9 | 3 | E | 9 | 13 | A | 7 | 6 | A | 7 | 62 | A | 7 | 1004 | E | 9 | 270 | A | 7 | 6.2 | A | 7 | 16100 | A | 7 | 77777 | A | 7 | 1.3 | E | 8 | 0.094 | F | 8 | 0.13 | F | 8 | 0 | 6 | A | 7
2003-03-22 | 17:00 | 466 | 1377 | 317 | 2 | 8 | 469 | 2 | 15 | 158 | 2 | 8 | 32100 | 2 | 8 | 42800 | 2 | 15 | 17500 | 2 | 8 | 3140 | 2 | 19 | 8 | E | 9 | 8 | E | 9 | 11 | A | 7 | 4 | A | 7 | 62 | A | 7 | 1004 | E | 9 | 260 | A | 7 | 5.1 | A | 7 | 14500 | A | 7 | 1290 | A | 7 | 1.2 | E | 8 | 0.094 | F | 8 | 0.13 | F | 8 | -9900 | -9900 | ? | 0
2003-03-22 | 18:00 | 228 | 1377 | 66 | 2 | 8 | 0 | 2 | 15 | 66 | 2 | 8 | 7300 | 2 | 8 | 0 | 2 | 15 | 7300 | 2 | 8 | 2110 | 2 | 19 | 0 | E | 9 | 0 | E | 9 | 10 | A | 7 | 4 | A | 7 | 66 | A | 7 | 1004 | E | 9 | 240 | A | 7 | 5.7 | A | 7 | 16100 | A | 7 | 77777 | A | 7 | 1.2 | E | 8 | 0.094 | F | 8 | 0.13 | F | 8 | -9900 | -9900 | ? | 0
2003-03-22 | 19:00 | 22 | 608 | 0 | 2 | 8 | 0 | 2 | 15 | 0 | 2 | 8 | 0 | 2 | 8 | 0 | 2 | 15 | 0 | 2 | 8 | 0 | 2 | 19 | 0 | E | 9 | 0 | E | 9 | 8 | A | 7 | 4 | A | 7 | 76 | A | 7 | 1004 | E | 9 | 120 | A | 7 | 2.6 | A | 7 | 16100 | A | 7 | 77777 | A | 7 | 1.2 | E | 8 | 0.094 | F | 8 | 0.13 | F | 8 | -9900 | -9900 | ? | 0
2003-03-22 | 20:00 | 0 | 0 | 0 | 2 | 0 | 0 | 2 | 0 | 0 | 2 | 0 | 0 | 2 | 0 | 0 | 2 | 0 | 0 | 2 | 0 | 0 | 2 | 0 | 4 | E | 9 | 4 | E | 9 | 8 | A | 7 | 4 | A | 7 | 76 | A | 7 | 1004 | E | 9 | 190 | A | 7 | 3.1 | A | 7 | 16100 | A | 7 | 77777 | A | 7 | 1.1 | E | 8 | 0.094 | F | 8 | 0.13 | F | 8 | -9900 | -9900 | ? | 0
2003-03-22 | 21:00 | 0 | 0 | 0 | 2 | 0 | 0 | 2 | 0 | 0 | 2 | 0 | 0 | 2 | 0 | 0 | 2 | 0 | 0 | 2 | 0 | 0 | 2 | 0 | 0 | E | 9 | 0 | E | 9 | 7 | A | 7 | 3 | A | 7 | 76 | A | 7 | 1004 | E | 9 | 190 | A | 7 | 3.6 | A | 7 | 16100 | A | 7 | 77777 | A | 7 | 1.1 | E | 8 | 0.094 | F | 8 | 0.13 | F | 8 | -9900 | -9900 | ? | 0
2003-03-22 | 22:00 | 0 | 0 | 0 | 2 | 0 | 0 | 2 | 0 | 0 | 2 | 0 | 0 | 2 | 0 | 0 | 2 | 0 | 0 | 2 | 0 | 0 | 2 | 0 | 8 | E | 9 | 8 | E | 9 | 8 | A | 7 | 4 | A | 7 | 76 | A | 7 | 1004 | E | 9 | 180 | A | 7 | 2.6 | A | 7 | 16100 | A | 7 | 900 | A | 7 | 1.1 | E | 8 | 0.094 | F | 8 | 0.13 | F | 8 | -9900 | -9900 | ? | 0
2003-03-22 | 23:00 | 0 | 0 | 0 | 2 | 0 | 0 | 2 | 0 | 0 | 2 | 0 | 0 | 2 | 0 | 0 | 2 | 0 | 0 | 2 | 0 | 0 | 2 | 0 | 8 | E | 9 | 8 | E | 9 | 7 | A | 7 | 3 | A | 7 | 76 | A | 7 | 1004 | E | 9 | 170 | A | 7 | 2.6 | A | 7 | 16100 | A | 7 | 900 | A | 7 | 1.1 | E | 8 | 0.094 | F | 8 | 0.13 | F | 8 | 0 | 1 | A | 7
2003-03-22 | 24:00 | 0 | 0 | 0 | 2 | 0 | 0 | 2 | 0 | 0 | 2 | 0 | 0 | 2 | 0 | 0 | 2 | 0 | 0 | 2 | 0 | 0 | 2 | 0 | 0 | E | 9 | 0 | E | 9 | 7 | A | 7 | 3 | A | 7 | 76 | A | 7 | 1004 | E | 9 | 180 | A | 7 | 4.1 | A | 7 | 16100 | A | 7 | 77777 | A | 7 | 1.1 | E | 8 | 0.094 | F | 8 | 0.13 | F | 8 | -9900 | -9900 | ? | 0
2003-03-23 | 1:00 | 0 | 0 | 0 | 2 | 0 | 0 | 2 | 0 | 0 | 2 | 0 | 0 | 2 | 0 | 0 | 2 | 0 | 0 | 2 | 0 | 0 | 2 | 0 | 10 | E | 9 | 10 | A | 7 | 7 | A | 7 | 3 | A | 7 | 76 | A | 7 | 1004 | E | 9 | 180 | A | 7 | 3.6 | A | 7 | 8000 | A | 7 | 660 | A | 7 | 1.1 | E | 8 | 0.094 | F | 8 | 0.13 | F | 8 | 0 | 1 | A | 7
2003-03-23 | 2:00 | 0 | 0 | 0 | 2 | 0 | 0 | 2 | 0 | 0 | 2 | 0 | 0 | 2 | 0 | 0 | 2 | 0 | 0 | 2 | 0 | 0 | 2 | 0 | 5 | E | 9 | 5 | A | 7 | 7 | A | 7 | 3 | A | 7 | 76 | A | 7 | 1004 | E | 9 | 210 | A | 7 | 3.6 | A | 7 | 14500 | A | 7 | 77777 | A | 7 | 1.1 | E | 8 | 0.094 | F | 8 | 0.13 | F | 8 | -9900 | -9900 | ? | 0
2003-03-23 | 3:00 | 0 | 0 | 0 | 2 | 0 | 0 | 2 | 0 | 0 | 2 | 0 | 0 | 2 | 0 | 0 | 2 | 0 | 0 | 2 | 0 | 0 | 2 | 0 | 0 | E | 9 | 0 | A | 7 | 4 | A | 7 | 2 | A | 7 | 87 | A | 7 | 1004 | E | 9 | 190 | A | 7 | 3.6 | A | 7 | 16100 | A | 7 | 77777 | A | 7 | 1 | E | 8 | 0.094 | F | 8 | 0.13 | F | 8 | -9900 | -9900 | ? | 0
2003-03-23 | 4:00 | 0 | 0 | 0 | 2 | 0 | 0 | 2 | 0 | 0 | 2 | 0 | 0 | 2 | 0 | 0 | 2 | 0 | 0 | 2 | 0 | 0 | 2 | 0 | 3 | E | 9 | 3 | E | 9 | 6 | A | 7 | 3 | A | 7 | 81 | A | 7 | 1004 | E | 9 | 190 | A | 7 | 5.1 | A | 7 | 16100 | A | 7 | 77777 | A | 7 | 1 | E | 8 | 0.094 | F | 8 | 0.13 | F | 8 | 1 | 6 | A | 7
2003-03-23 | 5:00 | 0 | 0 | 0 | 2 | 0 | 0 | 2 | 0 | 0 | 2 | 0 | 0 | 2 | 0 | 0 | 2 | 0 | 0 | 2 | 0 | 0 | 2 | 0 | 8 | E | 9 | 8 | E | 9 | 6 | A | 7 | 3 | A | 7 | 81 | A | 7 | 1004 | E | 9 | 200 | A | 7 | 4.6 | A | 7 | 16100 | A | 7 | 1170 | A | 7 | 1 | E | 8 | 0.094 | F | 8 | 0.13 | F | 8 | -9900 | -9900 | ? | 0
2003-03-23 | 6:00 | 0 | 0 | 0 | 2 | 0 | 0 | 2 | 0 | 0 | 2 | 0 | 0 | 2 | 0 | 0 | 2 | 0 | 0 | 2 | 0 | 0 | 2 | 0 | 8 | E | 9 | 8 | E | 9 | 6 | A | 7 | 3 | A | 7 | 81 | A | 7 | 1004 | E | 9 | 190 | A | 7 | 3.6 | A | 7 | 14500 | A | 7 | 900 | A | 7 | 1 | E | 8 | 0.094 | F | 8 | 0.13 | F | 8 | 0 | 1 | A | 7
2003-03-23 | 7:00 | 74 | 1089 | 17 | 2 | 8 | 177 | 2 | 15 | 8 | 2 | 8 | 2300 | 2 | 8 | 10200 | 2 | 15 | 1500 | 2 | 8 | 200 | 2 | 19 | 8 | E | 9 | 8 | E | 9 | 6 | A | 7 | 3 | A | 7 | 81 | A | 7 | 1004 | E | 9 | 170 | A | 7 | 3.6 | A | 7 | 16100 | A | 7 | 900 | A | 7 | 1.1 | E | 8 | 0.094 | F | 8 | 0.13 | F | 8 | 0 | 1 | A | 7
2003-03-23 | 8:00 | 314 | 1376 | 173 | 2 | 8 | 523 | 2 | 15 | 53 | 2 | 8 | 17800 | 2 | 8 | 42300 | 2 | 15 | 8200 | 2 | 8 | 980 | 2 | 19 | 3 | E | 9 | 3 | E | 9 | 7 | A | 7 | 4 | A | 7 | 81 | A | 7 | 1004 | E | 9 | 190 | A | 7 | 4.6 | A | 7 | 16100 | A | 7 | 77777 | A | 7 | 1 | E | 8 | 0.094 | F | 8 | 0.13 | F | 8 | -9900 | -9900 | ? | 0
2003-03-23 | 9:00 | 545 | 1376 | 324 | 2 | 8 | 425 | 2 | 15 | 155 | 2 | 8 | 33500 | 2 | 8 | 40600 | 2 | 15 | 17300 | 2 | 8 | 3090 | 2 | 19 | 8 | E | 9 | 8 | E | 9 | 9 | A | 7 | 5 | A | 7 | 76 | A | 7 | 1004 | E | 9 | 180 | A | 7 | 4.1 | A | 7 | 16100 | A | 7 | 930 | A | 7 | 1 | E | 8 | 0.094 | F | 8 | 0.13 | F | 8 | -9900 | -9900 | ? | 0
2003-03-23 | 10:00 | 741 | 1376 | 216 | 2 | 8 | 29 | 2 | 15 | 200 | 2 | 8 | 23700 | 2 | 8 | 2900 | 2 | 15 | 22200 | 2 | 8 | 6340 | 2 | 19 | 10 | E | 9 | 10 | E | 9 | 9 | A | 7 | 4 | A | 7 | 71 | A | 7 | 1004 | E | 9 | 260 | A | 7 | 2.6 | A | 7 | 14500 | A | 7 | 600 | A | 7 | 1 | E | 8 | 0.094 | F | 8 | 0.13 | F | 8 | 0 | 6 | A | 7
2003-03-23 | 11:00 | 887 | 1376 | 207 | 2 | 8 | 6 | 2 | 15 | 203 | 2 | 8 | 24300 | 2 | 8 | 500 | 2 | 15 | 24000 | 2 | 8 | 9240 | 2 | 19 | 10 | E | 9 | 10 | E | 9 | 10 | A | 7 | 4 | A | 7 | 66 | A | 7 | 1004 | E | 9 | 230 | A | 7 | 3.1 | A | 7 | 11300 | A | 7 | 930 | A | 7 | 1.1 | E | 8 | 0.094 | F | 8 | 0.13 | F | 8 | -9900 | -9900 | ? | 0
2003-03-23 | 12:00 | 975 | 1376 | 328 | 2 | 8 | 30 | 2 | 15 | 307 | 2 | 8 | 36200 | 2 | 8 | 3100 | 2 | 15 | 34000 | 2 | 8 | 11040 | 2 | 19 | 8 | E | 9 | 8 | E | 9 | 10 | A | 7 | 4 | A | 7 | 66 | A | 7 | 1004 | E | 9 | 290 | A | 7 | 5.7 | A | 7 | 16100 | A | 7 | 1170 | A | 7 | 1.1 | E | 8 | 0.094 | F | 8 | 0.13 | F | 8 | 0 | 1 | A | 7
2003-03-23 | 13:00 | 997 | 1376 | 385 | 2 | 8 | 72 | 2 | 15 | 332 | 2 | 8 | 42300 | 2 | 8 | 7400 | 2 | 15 | 37000 | 2 | 8 | 12020 | 2 | 19 | 8 | E | 9 | 8 | E | 9 | 11 | A | 7 | 5 | A | 7 | 66 | A | 7 | 1004 | E | 9 | 280 | A | 7 | 4.6 | A | 7 | 16100 | A | 7 | 720 | A | 7 | 1.2 | E | 8 | 0.094 | F | 8 | 0.13 | F | 8 | 0 | 3 | A | 7
2003-03-23 | 14:00 | 952 | 1376 | 600 | 2 | 8 | 437 | 2 | 15 | 297 | 2 | 8 | 62700 | 2 | 8 | 45100 | 2 | 15 | 31300 | 2 | 8 | 8360 | 2 | 19 | 8 | E | 9 | 8 | E | 9 | 12 | A | 7 | 4 | A | 7 | 58 | A | 7 | 1004 | E | 9 | 290 | A | 7 | 6.7 | A | 7 | 16100 | A | 7 | 1020 | A | 7 | 1.1 | E | 8 | 0.094 | F | 8 | 0.13 | F | 8 | -9900 | -9900 | ? | 0
2003-03-23 | 15:00 | 845 | 1376 | 608 | 2 | 8 | 628 | 2 | 15 | 222 | 2 | 8 | 64300 | 2 | 8 | 64400 | 2 | 15 | 24700 | 2 | 8 | 5380 | 2 | 19 | 4 | E | 9 | 4 | E | 9 | 12 | A | 7 | 4 | A | 7 | 58 | A | 7 | 1004 | E | 9 | 290 | A | 7 | 4.1 | A | 7 | 14500 | A | 7 | 77777 | A | 7 | 1.1 | E | 8 | 0.094 | F | 8 | 0.13 | F | 8 | -9900 | -9900 | ? | 0
2003-03-23 | 16:00 | 680 | 1376 | 296 | 2 | 8 | 133 | 2 | 15 | 230 | 2 | 8 | 32100 | 2 | 8 | 13600 | 2 | 15 | 25400 | 2 | 8 | 5710 | 2 | 19 | 0 | E | 9 | 0 | E | 9 | 12 | A | 7 | 3 | A | 7 | 54 | A | 7 | 1004 | E | 9 | 300 | A | 7 | 4.6 | A | 7 | 12900 | A | 7 | 77777 | A | 7 | 1 | E | 8 | 0.094 | F | 8 | 0.13 | F | 8 | 0 | 6 | A | 7
2003-03-23 | 17:00 | 472 | 1376 | 126 | 2 | 8 | 0 | 2 | 15 | 126 | 2 | 8 | 14200 | 2 | 8 | 0 | 2 | 15 | 14200 | 2 | 8 | 4680 | 2 | 19 | 8 | E | 9 | 8 | E | 9 | 12 | A | 7 | 3 | A | 7 | 54 | A | 7 | 1004 | E | 9 | 80 | A | 7 | 7.7 | A | 7 | 14500 | A | 7 | 1380 | A | 7 | 1.1 | E | 8 | 0.094 | F | 8 | 0.13 | F | 8 | -9900 | -9900 | ? | 0
2003-03-23 | 18:00 | 233 | 1376 | 126 | 2 | 8 | 117 | 2 | 15 | 106 | 2 | 8 | 13200 | 2 | 8 | 8300 | 2 | 15 | 11800 | 2 | 8 | 2260 | 2 | 19 | 0 | E | 9 | 0 | E | 9 | 9 | A | 7 | 4 | A | 7 | 71 | A | 7 | 1004 | E | 9 | 90 | A | 7 | 4.6 | A | 7 | 16100 | A | 7 | 77777 | A | 7 | 1.1 | E | 8 | 0.094 | F | 8 | 0.13 | F | 8 | -9900 | -9900 | ? | 0
2003-03-23 | 19:00 | 24 | 631 | 0 | 2 | 8 | 0 | 2 | 15 | 0 | 2 | 8 | 0 | 2 | 8 | 0 | 2 | 15 | 0 | 2 | 8 | 0 | 2 | 19 | 10 | E | 9 | 10 | E | 9 | 9 | A | 7 | 4 | A | 7 | 71 | A | 7 | 1004 | E | 9 | 90 | A | 7 | 1.5 | A | 7 | 16100 | A | 7 | 1260 | A | 7 | 1.1 | E | 8 | 0.094 | F | 8 | 0.13 | F | 8 | -9900 | -9900 | ? | 0
2003-03-23 | 20:00 | 0 | 0 | 0 | 2 | 0 | 0 | 2 | 0 | 0 | 2 | 0 | 0 | 2 | 0 | 0 | 2 | 0 | 0 | 2 | 0 | 0 | 2 | 0 | 4 | E | 9 | 4 | E | 9 | 8 | A | 7 | 4 | A | 7 | 76 | A | 7 | 1004 | E | 9 | 0 | A | 7 | 0 | A | 7 | 16100 | A | 7 | 77777 | A | 7 | 1.1 | E | 8 | 0.094 | F | 8 | 0.13 | F | 8 | -9900 | -9900 | ? | 0
2003-03-23 | 21:00 | 0 | 0 | 0 | 2 | 0 | 0 | 2 | 0 | 0 | 2 | 0 | 0 | 2 | 0 | 0 | 2 | 0 | 0 | 2 | 0 | 0 | 2 | 0 | 8 | E | 9 | 8 | E | 9 | 8 | A | 7 | 4 | A | 7 | 76 | A | 7 | 1004 | E | 9 | 0 | A | 7 | 0 | A | 7 | 16100 | A | 7 | 960 | A | 7 | 1.1 | E | 8 | 0.094 | F | 8 | 0.13 | F | 8 | -9900 | -9900 | ? | 0
2003-03-23 | 22:00 | 0 | 0 | 0 | 2 | 0 | 0 | 2 | 0 | 0 | 2 | 0 | 0 | 2 | 0 | 0 | 2 | 0 | 0 | 2 | 0 | 0 | 2 | 0 | 0 | E | 9 | 0 | E | 9 | 7 | A | 7 | 3 | A | 7 | 76 | A | 7 | 1004 | E | 9 | 0 | A | 7 | 0 | A | 7 | 16100 | A | 7 | 77777 | A | 7 | 1.1 | E | 8 | 0.094 | F | 8 | 0.13 | F | 8 | -9900 | -9900 | ? | 0
2003-03-23 | 23:00 | 0 | 0 | 0 | 2 | 0 | 0 | 2 | 0 | 0 | 2 | 0 | 0 | 2 | 0 | 0 | 2 | 0 | 0 | 2 | 0 | 0 | 2 | 0 | 3 | E | 9 | 3 | E | 9 | 5 | A | 7 | 2 | A | 7 | 81 | A | 7 | 1004 | E | 9 | 340 | A | 7 | 2.1 | A | 7 | 16100 | A | 7 | 77777 | A | 7 | 1.1 | E | 8 | 0.094 | F | 8 | 0.13 | F | 8 | -9900 | -9900 | ? | 0
2003-03-23 | 24:00 | 0 | 0 | 0 | 2 | 0 | 0 | 2 | 0 | 0 | 2 | 0 | 0 | 2 | 0 | 0 | 2 | 0 | 0 | 2 | 0 | 0 | 2 | 0 | 0 | E | 9 | 0 | E | 9 | 3 | A | 7 | 1 | A | 7 | 87 | A | 7 | 1004 | E | 9 | 300 | A | 7 | 2.6 | A | 7 | 16100 | A | 7 | 77777 | A | 7 | 1.1 | E | 8 | 0.094 | F | 8 | 0.13 | F | 8 | -9900 | -9900 | ? | 0
2003-03-24 | 1:00 | 0 | 0 | 0 | 2 | 0 | 0 | 2 | 0 | 0 | 2 | 0 | 0 | 2 | 0 | 0 | 2 | 0 | 0 | 2 | 0 | 0 | 2 | 0 | 0 | E | 9 | 0 | A | 7 | 2 | A | 7 | 1 | A | 7 | 93 | A | 7 | 1004 | E | 9 | 280 | A | 7 | 2.6 | A | 7 | 16100 | A | 7 | 77777 | A | 7 | 1 | E | 8 | 0.095 | F | 8 | 0.13 | F | 8 | -9900 | -9900 | ? | 0
2003-03-24 | 2:00 | 0 | 0 | 0 | 2 | 0 | 0 | 2 | 0 | 0 | 2 | 0 | 0 | 2 | 0 | 0 | 2 | 0 | 0 | 2 | 0 | 0 | 2 | 0 | 0 | E | 9 | 0 | A | 7 | 2 | A | 7 | 1 | A | 7 | 93 | A | 7 | 1004 | E | 9 | 310 | A | 7 | 2.1 | A | 7 | 16100 | A | 7 | 77777 | A | 7 | 1 | E | 8 | 0.095 | F | 8 | 0.13 | F | 8 | -9900 | -9900 | ? | 0
2003-03-24 | 3:00 | 0 | 0 | 0 | 2 | 0 | 0 | 2 | 0 | 0 | 2 | 0 | 0 | 2 | 0 | 0 | 2 | 0 | 0 | 2 | 0 | 0 | 2 | 0 | 0 | E | 9 | 0 | A | 7 | 2 | A | 7 | 0 | A | 7 | 87 | A | 7 | 1004 | E | 9 | 300 | A | 7 | 2.1 | A | 7 | 16100 | A | 7 | 77777 | A | 7 | 1 | E | 8 | 0.095 | F | 8 | 0.13 | F | 8 | -9900 | -9900 | ? | 0
2003-03-24 | 4:00 | 0 | 0 | 0 | 2 | 0 | 0 | 2 | 0 | 0 | 2 | 0 | 0 | 2 | 0 | 0 | 2 | 0 | 0 | 2 | 0 | 0 | 2 | 0 | 0 | E | 9 | 0 | E | 9 | 2 | A | 7 | 0 | A | 7 | 87 | A | 7 | 1004 | E | 9 | 0 | A | 7 | 0 | A | 7 | 16100 | A | 7 | 77777 | A | 7 | 0.9 | E | 8 | 0.095 | F | 8 | 0.13 | F | 8 | 1 | 24 | A | 7
2003-03-24 | 5:00 | 0 | 0 | 0 | 2 | 0 | 0 | 2 | 0 | 0 | 2 | 0 | 0 | 2 | 0 | 0 | 2 | 0 | 0 | 2 | 0 | 0 | 2 | 0 | 0 | E | 9 | 0 | E | 9 | 1 | A | 7 | -1 | A | 7 | 86 | A | 7 | 1004 | E | 9 | 0 | A | 7 | 0 | A | 7 | 16100 | A | 7 | 77777 | A | 7 | 0.9 | E | 8 | 0.095 | F | 8 | 0.13 | F | 8 | -9900 | -9900 | ? | 0
2003-03-24 | 6:00 | 0 | 0 | 0 | 2 | 0 | 0 | 2 | 0 | 0 | 2 | 0 | 0 | 2 | 0 | 0 | 2 | 0 | 0 | 2 | 0 | 0 | 2 | 0 | 0 | B | 8 | 0 | B | 8 | 0 | B | 8 | -1.5 | B | 8 | 88 | A | 7 | 1004 | E | 9 | 0 | A | 7 | 0 | A | 7 | -9900 | ? | 0 | 77777 | A | 7 | 0.9 | E | 8 | 0.095 | F | 8 | 0.13 | F | 8 | -9900 | -9900 | ? | 0
2003-03-24 | 7:00 | 80 | 1135 | 19 | 2 | 8 | 160 | 2 | 15 | 10 | 2 | 8 | 2300 | 2 | 8 | 9200 | 2 | 15 | 1700 | 2 | 8 | 230 | 2 | 19 | 0 | E | 9 | 0 | E | 9 | -1 | A | 7 | -2 | A | 7 | 92 | A | 7 | 1004 | E | 9 | 0 | A | 7 | 0 | A | 7 | 8000 | A | 7 | 77777 | A | 7 | 0.9 | E | 8 | 0.095 | F | 8 | 0.13 | F | 8 | -9900 | -9900 | ? | 0
2003-03-24 | 8:00 | 322 | 1375 | 179 | 2 | 8 | 557 | 2 | 15 | 48 | 2 | 8 | 18600 | 2 | 8 | 45700 | 2 | 15 | 7900 | 2 | 8 | 910 | 2 | 19 | 4 | B | 8 | 4 | B | 8 | 0.2 | B | 8 | -0.5 | B | 8 | 95 | A | 7 | 1004 | E | 9 | 0 | A | 7 | 0 | A | 7 | -9900 | ? | 0 | 77777 | A | 7 | 1 | E | 8 | 0.095 | F | 8 | 0.13 | F | 8 | -9900 | -9900 | ? | 0
2003-03-24 | 9:00 | 552 | 1375 | 363 | 2 | 8 | 720 | 2 | 15 | 73 | 2 | 8 | 37600 | 2 | 8 | 68300 | 2 | 15 | 10100 | 2 | 8 | 1470 | 2 | 19 | 8 | E | 9 | 8 | E | 9 | 2 | A | 7 | 1 | A | 7 | 93 | A | 7 | 1004 | E | 9 | 150 | A | 7 | 2.1 | A | 7 | 14500 | A | 7 | 60 | A | 7 | 1 | E | 8 | 0.095 | F | 8 | 0.13 | F | 8 | -9900 | -9900 | ? | 0
2003-03-24 | 10:00 | 748 | 1375 | 517 | 2 | 8 | 735 | 2 | 15 | 116 | 2 | 8 | 54700 | 2 | 8 | 73500 | 2 | 15 | 14600 | 2 | 8 | 2610 | 2 | 19 | 0 | E | 9 | 0 | E | 9 | 5 | A | 7 | 2 | A | 7 | 81 | A | 7 | 1004 | E | 9 | 0 | A | 7 | 0 | A | 7 | 14500 | A | 7 | 77777 | A | 7 | 1.1 | E | 8 | 0.095 | F | 8 | 0.13 | F | 8 | -9900 | -9900 | ? | 0
2003-03-24 | 11:00 | 894 | 1375 | 666 | 2 | 8 | 835 | 2 | 15 | 122 | 2 | 8 | 69600 | 2 | 8 | 83400 | 2 | 15 | 15200 | 2 | 8 | 2940 | 2 | 19 | 5 | E | 9 | 5 | E | 9 | 6 | A | 7 | 3 | A | 7 | 81 | A | 7 | 1004 | E | 9 | 140 | A | 7 | 2.6 | A | 7 | 12900 | A | 7 | 77777 | A | 7 | 1.2 | E | 8 | 0.095 | F | 8 | 0.13 | F | 8 | -9900 | -9900 | ? | 0
2003-03-24 | 12:00 | 981 | 1375 | 738 | 2 | 8 | 878 | 2 | 15 | 110 | 2 | 8 | 76300 | 2 | 8 | 87500 | 2 | 15 | 13700 | 2 | 8 | 2560 | 2 | 19 | 3 | E | 9 | 3 | E | 9 | 7 | A | 7 | 3 | A | 7 | 76 | A | 7 | 1004 | E | 9 | 140 | A | 7 | 1.5 | A | 7 | 9700 | A | 7 | 77777 | A | 7 | 1.2 | E | 8 | 0.095 | F | 8 | 0.13 | F | 8 | -9900 | -9900 | ? | 0
2003-03-24 | 13:00 | 1003 | 1375 | 763 | 2 | 8 | 728 | 2 | 15 | 231 | 2 | 8 | 79300 | 2 | 8 | 73000 | 2 | 15 | 26000 | 2 | 8 | 6640 | 2 | 19 | 0 | E | 9 | 0 | E | 9 | 10 | A | 7 | 5 | A | 7 | 71 | A | 7 | 1004 | E | 9 | 160 | A | 7 | 2.6 | A | 7 | 16100 | A | 7 | 77777 | A | 7 | 1.3 | E | 8 | 0.095 | F | 8 | 0.13 | F | 8 | -9900 | -9900 | ? | 0
2003-03-24 | 14:00 | 958 | 1375 | 300 | 2 | 8 | 36 | 2 | 15 | 274 | 2 | 8 | 33000 | 2 | 8 | 3700 | 2 | 15 | 30400 | 2 | 8 | 9900 | 2 | 19 | 2 | E | 9 | 2 | E | 9 | 12 | A | 7 | 6 | A | 7 | 67 | A | 7 | 1004 | E | 9 | 170 | A | 7 | 3.1 | A | 7 | 14500 | A | 7 | 77777 | A | 7 | 1.3 | E | 8 | 0.095 | F | 8 | 0.13 | F | 8 | -9900 | -9900 | ? | 0
2003-03-24 | 15:00 | 850 | 1375 | 230 | 2 | 8 | 6 | 2 | 15 | 226 | 2 | 8 | 26600 | 2 | 8 | 500 | 2 | 15 | 26300 | 2 | 8 | 9790 | 2 | 19 | 9 | E | 9 | 8 | E | 9 | 13 | A | 7 | 5 | A | 7 | 58 | A | 7 | 1004 | E | 9 | 0 | A | 7 | 0 | A | 7 | 14500 | A | 7 | 77777 | A | 7 | 1.4 | E | 8 | 0.095 | F | 8 | 0.13 | F | 8 | -9900 | -9900 | ? | 0
2003-03-24 | 16:00 | 686 | 1375 | 111 | 2 | 8 | 0 | 2 | 15 | 111 | 2 | 8 | 13200 | 2 | 8 | 0 | 2 | 15 | 13200 | 2 | 8 | 5060 | 2 | 19 | 10 | E | 9 | 10 | E | 9 | 13 | A | 7 | 4 | A | 7 | 54 | A | 7 | 1004 | E | 9 | 280 | A | 7 | 1.5 | A | 7 | 14500 | A | 7 | 2400 | A | 7 | 1.4 | E | 8 | 0.095 | F | 8 | 0.13 | F | 8 | -9900 | -9900 | ? | 0
2003-03-24 | 17:00 | 477 | 1375 | 170 | 2 | 8 | 54 | 2 | 15 | 151 | 2 | 8 | 18600 | 2 | 8 | 5100 | 2 | 15 | 16800 | 2 | 8 | 4000 | 2 | 19 | 10 | E | 9 | 10 | E | 9 | 12 | A | 7 | 4 | A | 7 | 58 | A | 7 | 1004 | E | 9 | 190 | A | 7 | 2.6 | A | 7 | 16100 | A | 7 | 2100 | A | 7 | 1.4 | E | 8 | 0.095 | F | 8 | 0.13 | F | 8 | -9900 | -9900 | ? | 0
2003-03-24 | 18:00 | 238 | 1375 | 40 | 2 | 8 | 0 | 2 | 15 | 40 | 2 | 8 | 4600 | 2 | 8 | 0 | 2 | 15 | 4600 | 2 | 8 | 1500 | 2 | 19 | 10 | E | 9 | 10 | E | 9 | 11 | A | 7 | 3 | A | 7 | 58 | A | 7 | 1004 | E | 9 | 190 | A | 7 | 1.5 | A | 7 | 16100 | A | 7 | 2100 | A | 7 | 1.5 | E | 8 | 0.095 | F | 8 | 0.13 | F | 8 | -9900 | -9900 | ? | 0
2003-03-24 | 19:00 | 27 | 653 | 0 | 2 | 8 | 0 | 2 | 15 | 0 | 2 | 8 | 0 | 2 | 8 | 0 | 2 | 15 | 0 | 2 | 8 | 0 | 2 | 19 | 10 | E | 9 | 9 | E | 9 | 9 | A | 7 | 2 | A | 7 | 61 | A | 7 | 1004 | E | 9 | 220 | A | 7 | 4.1 | A | 7 | 16100 | A | 7 | 1140 | A | 7 | 1.6 | E | 8 | 0.095 | F | 8 | 0.13 | F | 8 | -9900 | -9900 | ? | 0
2003-03-24 | 20:00 | 0 | 0 | 0 | 2 | 0 | 0 | 2 | 0 | 0 | 2 | 0 | 0 | 2 | 0 | 0 | 2 | 0 | 0 | 2 | 0 | 0 | 2 | 0 | 10 | E | 9 | 10 | E | 9 | 8 | A | 7 | 4 | A | 7 | 76 | A | 7 | 1004 | E | 9 | 180 | A | 7 | 3.6 | A | 7 | 12900 | A | 7 | 870 | A | 7 | 1.7 | E | 8 | 0.095 | F | 8 | 0.13 | F | 8 | 1 | 1 | A | 7
2003-03-24 | 21:00 | 0 | 0 | 0 | 2 | 0 | 0 | 2 | 0 | 0 | 2 | 0 | 0 | 2 | 0 | 0 | 2 | 0 | 0 | 2 | 0 | 0 | 2 | 0 | 10 | E | 9 | 9 | E | 9 | 8 | A | 7 | 4 | A | 7 | 76 | A | 7 | 1004 | E | 9 | 200 | A | 7 | 4.6 | A | 7 | 16100 | A | 7 | 1170 | A | 7 | 1.7 | E | 8 | 0.095 | F | 8 | 0.13 | F | 8 | 0 | 1 | A | 7
2003-03-24 | 22:00 | 0 | 0 | 0 | 2 | 0 | 0 | 2 | 0 | 0 | 2 | 0 | 0 | 2 | 0 | 0 | 2 | 0 | 0 | 2 | 0 | 0 | 2 | 0 | 10 | E | 9 | 10 | E | 9 | 8 | A | 7 | 4 | A | 7 | 76 | A | 7 | 1004 | E | 9 | 180 | A | 7 | 2.1 | A | 7 | 16100 | A | 7 | 990 | A | 7 | 1.8 | E | 8 | 0.095 | F | 8 | 0.13 | F | 8 | 0 | 1 | A | 7
2003-03-24 | 23:00 | 0 | 0 | 0 | 2 | 0 | 0 | 2 | 0 | 0 | 2 | 0 | 0 | 2 | 0 | 0 | 2 | 0 | 0 | 2 | 0 | 0 | 2 | 0 | 10 | E | 9 | 10 | E | 9 | 8 | A | 7 | 4 | A | 7 | 76 | A | 7 | 1004 | E | 9 | 200 | A | 7 | 4.6 | A | 7 | 16100 | A | 7 | 870 | A | 7 | 1.9 | E | 8 | 0.095 | F | 8 | 0.13 | F | 8 | -9900 | -9900 | ? | 0
2003-03-24 | 24:00 | 0 | 0 | 0 | 2 | 0 | 0 | 2 | 0 | 0 | 2 | 0 | 0 | 2 | 0 | 0 | 2 | 0 | 0 | 2 | 0 | 0 | 2 | 0 | 10 | E | 9 | 10 | E | 9 | 8 | A | 7 | 4 | A | 7 | 76 | A | 7 | 1004 | E | 9 | 200 | A | 7 | 5.1 | A | 7 | 16100 | A | 7 | 930 | A | 7 | 1.9 | E | 8 | 0.095 | F | 8 | 0.13 | F | 8 | -9900 | -9900 | ? | 0
2003-03-25 | 1:00 | 0 | 0 | 0 | 2 | 0 | 0 | 2 | 0 | 0 | 2 | 0 | 0 | 2 | 0 | 0 | 2 | 0 | 0 | 2 | 0 | 0 | 2 | 0 | 10 | E | 9 | 10 | A | 7 | 8 | A | 7 | 5 | A | 7 | 81 | A | 7 | 1004 | E | 9 | 200 | A | 7 | 5.7 | A | 7 | 16100 | A | 7 | 870 | A | 7 | 1.9 | E | 8 | 0.095 | F | 8 | 0.13 | F | 8 | -9900 | -9900 | ? | 0
2003-03-25 | 2:00 | 0 | 0 | 0 | 2 | 0 | 0 | 2 | 0 | 0 | 2 | 0 | 0 | 2 | 0 | 0 | 2 | 0 | 0 | 2 | 0 | 0 | 2 | 0 | 10 | E | 9 | 10 | A | 7 | 8 | A | 7 | 5 | A | 7 | 81 | A | 7 | 1004 | E | 9 | 200 | A | 7 | 6.2 | A | 7 | 16100 | A | 7 | 870 | A | 7 | 1.8 | E | 8 | 0.095 | F | 8 | 0.13 | F | 8 | -9900 | -9900 | ? | 0
2003-03-25 | 3:00 | 0 | 0 | 0 | 2 | 0 | 0 | 2 | 0 | 0 | 2 | 0 | 0 | 2 | 0 | 0 | 2 | 0 | 0 | 2 | 0 | 0 | 2 | 0 | 10 | E | 9 | 10 | A | 7 | 8 | A | 7 | 6 | A | 7 | 87 | A | 7 | 1004 | E | 9 | 190 | A | 7 | 4.6 | A | 7 | 16100 | A | 7 | 810 | A | 7 | 1.8 | E | 8 | 0.095 | F | 8 | 0.13 | F | 8 | -9900 | -9900 | ? | 0
2003-03-25 | 4:00 | 0 | 0 | 0 | 2 | 0 | 0 | 2 | 0 | 0 | 2 | 0 | 0 | 2 | 0 | 0 | 2 | 0 | 0 | 2 | 0 | 0 | 2 | 0 | 10 | E | 9 | 10 | E | 9 | 8 | A | 7 | 6 | A | 7 | 87 | A | 7 | 1004 | E | 9 | 200 | A | 7 | 4.6 | A | 7 | 16100 | A | 7 | 510 | A | 7 | 1.7 | E | 8 | 0.095 | F | 8 | 0.13 | F | 8 | 2 | 24 | A | 7
2003-03-25 | 5:00 | 0 | 0 | 0 | 2 | 0 | 0 | 2 | 0 | 0 | 2 | 0 | 0 | 2 | 0 | 0 | 2 | 0 | 0 | 2 | 0 | 0 | 2 | 0 | 10 | E | 9 | 10 | E | 9 | 8 | A | 7 | 6 | A | 7 | 87 | A | 7 | 1004 | E | 9 | 180 | A | 7 | 3.6 | A | 7 | 6400 | A | 7 | 240 | A | 7 | 1.8 | E | 8 | 0.095 | F | 8 | 0.13 | F | 8 | -9900 | -9900 | ? | 0
2003-03-25 | 6:00 | 0 | 0 | 0 | 2 | 0 | 0 | 2 | 0 | 0 | 2 | 0 | 0 | 2 | 0 | 0 | 2 | 0 | 0 | 2 | 0 | 0 | 2 | 0 | 10 | E | 9 | 10 | E | 9 | 9 | A | 7 | 6 | A | 7 | 81 | A | 7 | 1004 | E | 9 | 180 | A | 7 | 4.6 | A | 7 | 9700 | A | 7 | 900 | A | 7 | 1.8 | E | 8 | 0.095 | F | 8 | 0.13 | F | 8 | -9900 | -9900 | ? | 0
2003-03-25 | 7:00 | 86 | 1180 | 6 | 2 | 8 | 0 | 2 | 15 | 6 | 2 | 8 | 700 | 2 | 8 | 0 | 2 | 15 | 700 | 2 | 8 | 240 | 2 | 19 | 10 | E | 9 | 10 | E | 9 | 9 | A | 7 | 7 | A | 7 | 87 | A | 7 | 1004 | E | 9 | 190 | A | 7 | 3.1 | A | 7 | 14500 | A | 7 | 840 | A | 7 | 1.9 | E | 8 | 0.095 | F | 8 | 0.13 | F | 8 | -9900 | -9900 | ? | 0
2003-03-25 | 8:00 | 329 | 1375 | 38 | 2 | 8 | 0 | 2 | 15 | 38 | 2 | 8 | 4500 | 2 | 8 | 0 | 2 | 15 | 4500 | 2 | 8 | 1580 | 2 | 19 | 10 | E | 9 | 10 | E | 9 | 9 | A | 7 | 7 | A | 7 | 87 | A | 7 | 1004 | E | 9 | 190 | A | 7 | 3.6 | A | 7 | 14500 | A | 7 | 840 | A | 7 | 1.9 | E | 8 | 0.095 | F | 8 | 0.13 | F | 8 | -9900 | -9900 | ? | 0
2003-03-25 | 9:00 | 560 | 1375 | 77 | 2 | 8 | 0 | 2 | 15 | 77 | 2 | 8 | 9200 | 2 | 8 | 0 | 2 | 15 | 9200 | 2 | 8 | 3430 | 2 | 19 | 10 | E | 9 | 9 | E | 9 | 11 | A | 7 | 7 | A | 7 | 76 | A | 7 | 1004 | E | 9 | 190 | A | 7 | 6.2 | A | 7 | 16100 | A | 7 | 780 | A | 7 | 1.9 | E | 8 | 0.095 | F | 8 | 0.13 | F | 8 | -9900 | -9900 | ? | 0
2003-03-25 | 10:00 | 755 | 1375 | 164 | 2 | 8 | 0 | 2 | 15 | 164 | 2 | 8 | 19200 | 2 | 8 | 0 | 2 | 15 | 19200 | 2 | 8 | 7240 | 2 | 19 | 10 | E | 9 | 10 | E | 9 | 11 | A | 7 | 7 | A | 7 | 76 | A | 7 | 1004 | E | 9 | 190 | A | 7 | 4.1 | A | 7 | 16100 | A | 7 | 720 | A | 7 | 2 | E | 8 | 0.095 | F | 8 | 0.13 | F | 8 | -9900 | -9900 | ? | 0
2003-03-25 | 11:00 | 900 | 1375 | 219 | 2 | 8 | 6 | 2 | 15 | 215 | 2 | 8 | 25700 | 2 | 8 | 500 | 2 | 15 | 25400 | 2 | 8 | 9730 | 2 | 19 | 10 | E | 9 | 10 | E | 9 | 12 | A | 7 | 8 | A | 7 | 76 | A | 7 | 1004 | E | 9 | 190 | A | 7 | 4.6 | A | 7 | 16100 | A | 7 | 600 | A | 7 | 1.9 | E | 8 | 0.095 | F | 8 | 0.13 | F | 8 | -9900 | -9900 | ? | 0
2003-03-25 | 12:00 | 987 | 1375 | 152 | 2 | 8 | 0 | 2 | 15 | 152 | 2 | 8 | 18500 | 2 | 8 | 0 | 2 | 15 | 18500 | 2 | 8 | 7620 | 2 | 19 | 10 | E | 9 | 10 | E | 9 | 12 | A | 7 | 9 | A | 7 | 82 | A | 7 | 1004 | E | 9 | 180 | A | 7 | 4.6 | A | 7 | 12900 | A | 7 | 690 | A | 7 | 1.9 | E | 8 | 0.095 | F | 8 | 0.13 | F | 8 | -9900 | -9900 | ? | 0
2003-03-25 | 13:00 | 1008 | 1375 | 201 | 2 | 8 | 6 | 2 | 15 | 197 | 2 | 8 | 24200 | 2 | 8 | 500 | 2 | 15 | 23800 | 2 | 8 | 9540 | 2 | 19 | 10 | E | 9 | 10 | E | 9 | 13 | A | 7 | 9 | A | 7 | 77 | A | 7 | 1004 | E | 9 | 180 | A | 7 | 4.6 | A | 7 | 6400 | A | 7 | 570 | A | 7 | 1.8 | E | 8 | 0.095 | F | 8 | 0.13 | F | 8 | -9900 | -9900 | ? | 0
2003-03-25 | 14:00 | 963 | 1375 | 191 | 2 | 8 | 0 | 2 | 15 | 191 | 2 | 8 | 22800 | 2 | 8 | 0 | 2 | 15 | 22800 | 2 | 8 | 9140 | 2 | 19 | 10 | E | 9 | 8 | E | 9 | 13 | A | 7 | 10 | A | 7 | 82 | A | 7 | 1004 | E | 9 | 180 | A | 7 | 4.1 | A | 7 | 16100 | A | 7 | 77777 | A | 7 | 1.7 | E | 8 | 0.095 | F | 8 | 0.13 | F | 8 | -9900 | -9900 | ? | 0
2003-03-25 | 15:00 | 855 | 1375 | 209 | 2 | 8 | 0 | 2 | 15 | 209 | 2 | 8 | 24400 | 2 | 8 | 0 | 2 | 15 | 24400 | 2 | 8 | 9270 | 2 | 19 | 10 | E | 9 | 7 | E | 9 | 14 | A | 7 | 11 | A | 7 | 82 | A | 7 | 1004 | E | 9 | 170 | A | 7 | 5.1 | A | 7 | 14500 | A | 7 | 77777 | A | 7 | 1.7 | E | 8 | 0.095 | F | 8 | 0.13 | F | 8 | -9900 | -9900 | ? | 0
2003-03-25 | 16:00 | 691 | 1375 | 162 | 2 | 8 | 0 | 2 | 15 | 162 | 2 | 8 | 18700 | 2 | 8 | 0 | 2 | 15 | 18700 | 2 | 8 | 6860 | 2 | 19 | 10 | E | 9 | 10 | E | 9 | 13 | A | 7 | 10 | A | 7 | 82 | A | 7 | 1004 | E | 9 | 180 | A | 7 | 4.1 | A | 7 | 16100 | A | 7 | 1080 | A | 7 | 1.6 | E | 8 | 0.095 | F | 8 | 0.13 | F | 8 | -9900 | -9900 | ? | 0
2003-03-25 | 17:00 | 482 | 1375 | 116 | 2 | 8 | 0 | 2 | 15 | 116 | 2 | 8 | 13200 | 2 | 8 | 0 | 2 | 15 | 13200 | 2 | 8 | 4470 | 2 | 19 | 10 | E | 9 | 10 | E | 9 | 13 | A | 7 | 10 | A | 7 | 82 | A | 7 | 1004 | E | 9 | 200 | A | 7 | 3.6 | A | 7 | 14500 | A | 7 | 1320 | A | 7 | 1.6 | E | 8 | 0.095 | F | 8 | 0.13 | F | 8 | -9900 | -9900 | ? | 0
2003-03-25 | 18:00 | 243 | 1375 | 77 | 2 | 8 | 0 | 2 | 15 | 77 | 2 | 8 | 8400 | 2 | 8 | 0 | 2 | 15 | 8400 | 2 | 8 | 2390 | 2 | 19 | 10 | E | 9 | 10 | E | 9 | 13 | A | 7 | 10 | A | 7 | 82 | A | 7 | 1004 | E | 9 | 190 | A | 7 | 2.1 | A | 7 | 16100 | A | 7 | 780 | A | 7 | 1.6 | E | 8 | 0.095 | F | 8 | 0.13 | F | 8 | -9900 | -9900 | ? | 0
2003-03-25 | 19:00 | 29 | 699 | 0 | 2 | 8 | 0 | 2 | 15 | 0 | 2 | 8 | 0 | 2 | 8 | 0 | 2 | 15 | 0 | 2 | 8 | 0 | 2 | 19 | 10 | E | 9 | 9 | E | 9 | 12 | A | 7 | 9 | A | 7 | 82 | A | 7 | 1004 | E | 9 | 200 | A | 7 | 2.6 | A | 7 | 8000 | A | 7 | 660 | A | 7 | 1.6 | E | 8 | 0.095 | F | 8 | 0.13 | F | 8 | -9900 | -9900 | ? | 0
2003-03-25 | 20:00 | 0 | 0 | 0 | 2 | 0 | 0 | 2 | 0 | 0 | 2 | 0 | 0 | 2 | 0 | 0 | 2 | 0 | 0 | 2 | 0 | 0 | 2 | 0 | 10 | E | 9 | 9 | E | 9 | 12 | A | 7 | 9 | A | 7 | 82 | A | 7 | 1004 | E | 9 | 180 | A | 7 | 2.6 | A | 7 | 16100 | A | 7 | 870 | A | 7 | 1.6 | E | 8 | 0.095 | F | 8 | 0.13 | F | 8 | -9900 | -9900 | ? | 0
2003-03-25 | 21:00 | 0 | 0 | 0 | 2 | 0 | 0 | 2 | 0 | 0 | 2 | 0 | 0 | 2 | 0 | 0 | 2 | 0 | 0 | 2 | 0 | 0 | 2 | 0 | 10 | E | 9 | 9 | E | 9 | 12 | A | 7 | 9 | A | 7 | 82 | A | 7 | 1004 | E | 9 | 180 | A | 7 | 3.6 | A | 7 | 14500 | A | 7 | 870 | A | 7 | 1.6 | E | 8 | 0.095 | F | 8 | 0.13 | F | 8 | 0 | 1 | A | 7
2003-03-25 | 22:00 | 0 | 0 | 0 | 2 | 0 | 0 | 2 | 0 | 0 | 2 | 0 | 0 | 2 | 0 | 0 | 2 | 0 | 0 | 2 | 0 | 0 | 2 | 0 | 10 | E | 9 | 9 | E | 9 | 12 | A | 7 | 9 | A | 7 | 82 | A | 7 | 1004 | E | 9 | 170 | A | 7 | 5.1 | A | 7 | 11300 | A | 7 | 1020 | A | 7 | 1.6 | E | 8 | 0.095 | F | 8 | 0.13 | F | 8 | 1 | 1 | A | 7
2003-03-25 | 23:00 | 0 | 0 | 0 | 2 | 0 | 0 | 2 | 0 | 0 | 2 | 0 | 0 | 2 | 0 | 0 | 2 | 0 | 0 | 2 | 0 | 0 | 2 | 0 | 10 | E | 9 | 10 | A | 7 | 12 | A | 7 | 9 | A | 7 | 82 | A | 7 | 1004 | E | 9 | 190 | A | 7 | 3.1 | A | 7 | 6400 | A | 7 | 870 | A | 7 | 1.6 | E | 8 | 0.095 | F | 8 | 0.13 | F | 8 | 1 | 1 | A | 7
2003-03-25 | 24:00 | 0 | 0 | 0 | 2 | 0 | 0 | 2 | 0 | 0 | 2 | 0 | 0 | 2 | 0 | 0 | 2 | 0 | 0 | 2 | 0 | 0 | 2 | 0 | 9 | E | 9 | 9 | A | 7 | 12 | A | 7 | 8 | A | 7 | 76 | A | 7 | 1004 | E | 9 | 200 | A | 7 | 3.1 | A | 7 | 16100 | A | 7 | 930 | A | 7 | 1.6 | E | 8 | 0.095 | F | 8 | 0.13 | F | 8 | 1 | 1 | A | 7
2003-03-26 | 1:00 | 0 | 0 | 0 | 2 | 0 | 0 | 2 | 0 | 0 | 2 | 0 | 0 | 2 | 0 | 0 | 2 | 0 | 0 | 2 | 0 | 0 | 2 | 0 | 10 | E | 9 | 9 | A | 7 | 11 | A | 7 | 6 | A | 7 | 71 | A | 7 | 1004 | E | 9 | 310 | A | 7 | 4.1 | A | 7 | 16100 | A | 7 | 900 | A | 7 | 1.5 | E | 8 | 0.096 | F | 8 | 0.13 | F | 8 | 0 | 1 | A | 7
2003-03-26 | 2:00 | 0 | 0 | 0 | 2 | 0 | 0 | 2 | 0 | 0 | 2 | 0 | 0 | 2 | 0 | 0 | 2 | 0 | 0 | 2 | 0 | 0 | 2 | 0 | 9 | E | 9 | 5 | A | 7 | 10 | A | 7 | 4 | A | 7 | 66 | A | 7 | 1004 | E | 9 | 270 | A | 7 | 4.1 | A | 7 | 16100 | A | 7 | 77777 | A | 7 | 1.3 | E | 8 | 0.096 | F | 8 | 0.13 | F | 8 | -9900 | -9900 | ? | 0
2003-03-26 | 3:00 | 0 | 0 | 0 | 2 | 0 | 0 | 2 | 0 | 0 | 2 | 0 | 0 | 2 | 0 | 0 | 2 | 0 | 0 | 2 | 0 | 0 | 2 | 0 | 10 | E | 9 | 9 | A | 7 | 9 | A | 7 | 4 | A | 7 | 71 | A | 7 | 1004 | E | 9 | 140 | A | 7 | 4.1 | A | 7 | 16100 | A | 7 | 1260 | A | 7 | 1.2 | E | 8 | 0.096 | F | 8 | 0.13 | F | 8 | -9900 | -9900 | ? | 0
2003-03-26 | 4:00 | 0 | 0 | 0 | 2 | 0 | 0 | 2 | 0 | 0 | 2 | 0 | 0 | 2 | 0 | 0 | 2 | 0 | 0 | 2 | 0 | 0 | 2 | 0 | 8 | E | 9 | 8 | E | 9 | 9 | A | 7 | 4 | A | 7 | 71 | A | 7 | 1004 | E | 9 | 180 | A | 7 | 2.6 | A | 7 | 16100 | A | 7 | 1170 | A | 7 | 1 | E | 8 | 0.096 | F | 8 | 0.13 | F | 8 | 2 | 6 | A | 7
2003-03-26 | 5:00 | 0 | 0 | 0 | 2 | 0 | 0 | 2 | 0 | 0 | 2 | 0 | 0 | 2 | 0 | 0 | 2 | 0 | 0 | 2 | 0 | 0 | 2 | 0 | 8 | E | 9 | 8 | E | 9 | 9 | A | 7 | 4 | A | 7 | 71 | A | 7 | 1004 | E | 9 | 170 | A | 7 | 4.1 | A | 7 | 16100 | A | 7 | 1080 | A | 7 | 1 | E | 8 | 0.096 | F | 8 | 0.13 | F | 8 | -9900 | -9900 | ? | 0
2003-03-26 | 6:00 | 0 | 0 | 0 | 2 | 0 | 0 | 2 | 0 | 0 | 2 | 0 | 0 | 2 | 0 | 0 | 2 | 0 | 0 | 2 | 0 | 0 | 2 | 0 | 10 | E | 9 | 10 | E | 9 | 8 | A | 7 | 4 | A | 7 | 76 | A | 7 | 1004 | E | 9 | 210 | A | 7 | 2.6 | A | 7 | 11300 | A | 7 | 600 | A | 7 | 1.1 | E | 8 | 0.096 | F | 8 | 0.13 | F | 8 | 2 | 1 | A | 7
2003-03-26 | 7:00 | 92 | 1202 | 21 | 2 | 8 | 58 | 2 | 15 | 17 | 2 | 8 | 2400 | 2 | 8 | 2400 | 2 | 15 | 2200 | 2 | 8 | 280 | 2 | 19 | 9 | E | 9 | 8 | E | 9 | 8 | A | 7 | 4 | A | 7 | 76 | A | 7 | 1004 | E | 9 | 200 | A | 7 | 6.2 | A | 7 | 12900 | A | 7 | 77777 | A | 7 | 1.1 | E | 8 | 0.096 | F | 8 | 0.13 | F | 8 | 2 | 3 | A | 7
2003-03-26 | 8:00 | 337 | 1374 | 31 | 2 | 8 | 0 | 2 | 15 | 31 | 2 | 8 | 3800 | 2 | 8 | 0 | 2 | 15 | 3800 | 2 | 8 | 1320 | 2 | 19 | 8 | E | 9 | 7 | E | 9 | 8 | A | 7 | 3 | A | 7 | 71 | A | 7 | 1004 | E | 9 | 230 | A | 7 | 3.6 | A | 7 | 12900 | A | 7 | 77777 | A | 7 | 1.1 | E | 8 | 0.096 | F | 8 | 0.13 | F | 8 | 0 | 1 | A | 7
2003-03-26 | 9:00 | 567 | 1374 | 164 | 2 | 8 | 28 | 2 | 15 | 152 | 2 | 8 | 18000 | 2 | 8 | 2700 | 2 | 15 | 16900 | 2 | 8 | 4390 | 2 | 19 | 10 | E | 9 | 10 | E | 9 | 8 | A | 7 | 4 | A | 7 | 76 | A | 7 | 1004 | E | 9 | 210 | A | 7 | 3.1 | A | 7 | 14500 | A | 7 | 930 | A | 7 | 1.1 | E | 8 | 0.096 | F | 8 | 0.13 | F | 8 | 0 | 1 | A | 7
2003-03-26 | 10:00 | 761 | 1374 | 423 | 2 | 8 | 315 | 2 | 15 | 248 | 2 | 8 | 45100 | 2 | 8 | 33100 | 2 | 15 | 26700 | 2 | 8 | 5980 | 2 | 19 | 4 | E | 9 | 4 | E | 9 | 9 | A | 7 | 5 | A | 7 | 76 | A | 7 | 1004 | E | 9 | 180 | A | 7 | 4.6 | A | 7 | 14500 | A | 7 | 77777 | A | 7 | 1 | E | 8 | 0.096 | F | 8 | 0.13 | F | 8 | 3 | 6 | A | 7
2003-03-26 | 11:00 | 907 | 1374 | 135 | 2 | 8 | 0 | 2 | 15 | 135 | 2 | 8 | 16400 | 2 | 8 | 0 | 2 | 15 | 16400 | 2 | 8 | 6680 | 2 | 19 | 8 | E | 9 | 8 | E | 9 | 8 | A | 7 | 4 | A | 7 | 76 | A | 7 | 1004 | E | 9 | 240 | A | 7 | 3.6 | A | 7 | 14500 | A | 7 | 840 | A | 7 | 1 | E | 8 | 0.096 | F | 8 | 0.13 | F | 8 | 0 | 1 | A | 7
2003-03-26 | 12:00 | 993 | 1374 | 704 | 2 | 8 | 526 | 2 | 15 | 323 | 2 | 8 | 73300 | 2 | 8 | 54400 | 2 | 15 | 33900 | 2 | 8 | 9730 | 2 | 19 | 4 | E | 9 | 4 | E | 9 | 9 | A | 7 | 4 | A | 7 | 71 | A | 7 | 1004 | E | 9 | 250 | A | 7 | 4.1 | A | 7 | 14500 | A | 7 | 77777 | A | 7 | 1.1 | E | 8 | 0.096 | F | 8 | 0.13 | F | 8 | 0 | 1 | A | 7
2003-03-26 | 13:00 | 1014 | 1374 | 775 | 2 | 8 | 825 | 2 | 15 | 165 | 2 | 8 | 79800 | 2 | 8 | 82100 | 2 | 15 | 19000 | 2 | 8 | 4380 | 2 | 19 | 4 | E | 9 | 4 | E | 9 | 12 | A | 7 | 6 | A | 7 | 67 | A | 7 | 1004 | E | 9 | 260 | A | 7 | 5.1 | A | 7 | 14500 | A | 7 | 77777 | A | 7 | 1.1 | E | 8 | 0.096 | F | 8 | 0.13 | F | 8 | 0 | 3 | A | 7
2003-03-26 | 14:00 | 969 | 1374 | 714 | 2 | 8 | 819 | 2 | 15 | 135 | 2 | 8 | 74600 | 2 | 8 | 82100 | 2 | 15 | 16600 | 2 | 8 | 3540 | 2 | 19 | 4 | E | 9 | 4 | E | 9 | 12 | A | 7 | 4 | A | 7 | 58 | A | 7 | 1004 | E | 9 | 270 | A | 7 | 5.7 | A | 7 | 14500 | A | 7 | 77777 | A | 7 | 1.1 | E | 8 | 0.096 | F | 8 | 0.13 | F | 8 | -9900 | -9900 | ? | 0
2003-03-26 | 15:00 | 860 | 1374 | 627 | 2 | 8 | 787 | 2 | 15 | 133 | 2 | 8 | 66700 | 2 | 8 | 79800 | 2 | 15 | 16600 | 2 | 8 | 3330 | 2 | 19 | 8 | E | 9 | 8 | E | 9 | 12 | A | 7 | 4 | A | 7 | 58 | A | 7 | 1004 | E | 9 | 270 | A | 7 | 7.2 | A | 7 | 14500 | A | 7 | 1350 | A | 7 | 1.1 | E | 8 | 0.096 | F | 8 | 0.13 | F | 8 | -9900 | -9900 | ? | 0
2003-03-26 | 16:00 | 696 | 1374 | 463 | 2 | 8 | 599 | 2 | 15 | 159 | 2 | 8 | 49300 | 2 | 8 | 60200 | 2 | 15 | 18800 | 2 | 8 | 3350 | 2 | 19 | 0 | E | 9 | 0 | E | 9 | 12 | A | 7 | 3 | A | 7 | 54 | A | 7 | 1004 | E | 9 | 260 | A | 7 | 6.2 | A | 7 | 14500 | A | 7 | 77777 | A | 7 | 1.1 | E | 8 | 0.096 | F | 8 | 0.13 | F | 8 | 0 | 6 | A | 7
2003-03-26 | 17:00 | 487 | 1374 | 328 | 2 | 8 | 518 | 2 | 15 | 144 | 2 | 8 | 33700 | 2 | 8 | 48000 | 2 | 15 | 16600 | 2 | 8 | 2830 | 2 | 19 | 0 | E | 9 | 0 | E | 9 | 12 | A | 7 | 3 | A | 7 | 54 | A | 7 | 1004 | E | 9 | 270 | A | 7 | 4.6 | A | 7 | 12900 | A | 7 | 77777 | A | 7 | 1.1 | E | 8 | 0.096 | F | 8 | 0.13 | F | 8 | -9900 | -9900 | ? | 0
2003-03-26 | 18:00 | 248 | 1374 | 131 | 2 | 8 | 121 | 2 | 15 | 109 | 2 | 8 | 13800 | 2 | 8 | 8900 | 2 | 15 | 12200 | 2 | 8 | 2330 | 2 | 19 | 0 | E | 9 | 0 | E | 9 | 9 | A | 7 | 2 | A | 7 | 61 | A | 7 | 1004 | E | 9 | 280 | A | 7 | 4.6 | A | 7 | 14500 | A | 7 | 77777 | A | 7 | 1.1 | E | 8 | 0.096 | F | 8 | 0.13 | F | 8 | -9900 | -9900 | ? | 0
2003-03-26 | 19:00 | 32 | 721 | 0 | 2 | 8 | 20 | 2 | 15 | 0 | 2 | 8 | 0 | 2 | 8 | 0 | 2 | 15 | 0 | 2 | 8 | 0 | 2 | 19 | 0 | E | 9 | 0 | E | 9 | 8 | A | 7 | 2 | A | 7 | 66 | A | 7 | 1004 | E | 9 | 0 | A | 7 | 0 | A | 7 | 16100 | A | 7 | 77777 | A | 7 | 1.1 | E | 8 | 0.096 | F | 8 | 0.13 | F | 8 | -9900 | -9900 | ? | 0
2003-03-26 | 20:00 | 0 | 0 | 0 | 2 | 0 | 0 | 2 | 0 | 0 | 2 | 0 | 0 | 2 | 0 | 0 | 2 | 0 | 0 | 2 | 0 | 0 | 2 | 0 | 8 | E | 9 | 8 | E | 9 | 8 | A | 7 | 2 | A | 7 | 66 | A | 7 | 1004 | E | 9 | 310 | A | 7 | 7.2 | A | 7 | 16100 | A | 7 | 2400 | A | 7 | 1.1 | E | 8 | 0.096 | F | 8 | 0.13 | F | 8 | -9900 | -9900 | ? | 0
2003-03-26 | 21:00 | 0 | 0 | 0 | 2 | 0 | 0 | 2 | 0 | 0 | 2 | 0 | 0 | 2 | 0 | 0 | 2 | 0 | 0 | 2 | 0 | 0 | 2 | 0 | 3 | E | 9 | 3 | E | 9 | 6 | A | 7 | 2 | A | 7 | 75 | A | 7 | 1004 | E | 9 | 240 | A | 7 | 2.1 | A | 7 | 16100 | A | 7 | 77777 | A | 7 | 1.1 | E | 8 | 0.096 | F | 8 | 0.13 | F | 8 | -9900 | -9900 | ? | 0
2003-03-26 | 22:00 | 0 | 0 | 0 | 2 | 0 | 0 | 2 | 0 | 0 | 2 | 0 | 0 | 2 | 0 | 0 | 2 | 0 | 0 | 2 | 0 | 0 | 2 | 0 | 1 | E | 9 | 1 | E | 9 | 6 | A | 7 | 2 | A | 7 | 75 | A | 7 | 1004 | E | 9 | 0 | A | 7 | 0 | A | 7 | 16100 | A | 7 | 77777 | A | 7 | 1.1 | E | 8 | 0.096 | F | 8 | 0.13 | F | 8 | -9900 | -9900 | ? | 0
2003-03-26 | 23:00 | 0 | 0 | 0 | 2 | 0 | 0 | 2 | 0 | 0 | 2 | 0 | 0 | 2 | 0 | 0 | 2 | 0 | 0 | 2 | 0 | 0 | 2 | 0 | 0 | E | 9 | 0 | A | 7 | 4 | A | 7 | 2 | A | 7 | 87 | A | 7 | 1004 | E | 9 | 190 | A | 7 | 2.6 | A | 7 | 16100 | A | 7 | 77777 | A | 7 | 1.1 | E | 8 | 0.096 | F | 8 | 0.13 | F | 8 | -9900 | -9900 | ? | 0
2003-03-26 | 24:00 | 0 | 0 | 0 | 2 | 0 | 0 | 2 | 0 | 0 | 2 | 0 | 0 | 2 | 0 | 0 | 2 | 0 | 0 | 2 | 0 | 0 | 2 | 0 | 8 | E | 9 | 5 | E | 9 | 5 | A | 7 | 2 | A | 7 | 81 | A | 7 | 1004 | E | 9 | 250 | A | 7 | 1.5 | A | 7 | 16100 | A | 7 | 77777 | A | 7 | 1.1 | E | 8 | 0.096 | F | 8 | 0.13 | F | 8 | -9900 | -9900 | ? | 0
2003-03-27 | 1:00 | 0 | 0 | 0 | 2 | 0 | 0 | 2 | 0 | 0 | 2 | 0 | 0 | 2 | 0 | 0 | 2 | 0 | 0 | 2 | 0 | 0 | 2 | 0 | 0 | E | 9 | 0 | A | 7 | 5 | A | 7 | 2 | A | 7 | 81 | A | 7 | 1004 | E | 9 | 0 | A | 7 | 0 | A | 7 | 16100 | A | 7 | 77777 | A | 7 | 1.1 | E | 8 | 0.096 | F | 8 | 0.13 | F | 8 | -9900 | -9900 | ? | 0
2003-03-27 | 2:00 | 0 | 0 | 0 | 2 | 0 | 0 | 2 | 0 | 0 | 2 | 0 | 0 | 2 | 0 | 0 | 2 | 0 | 0 | 2 | 0 | 0 | 2 | 0 | 5 | E | 9 | 5 | A | 7 | 6 | A | 7 | 2 | A | 7 | 75 | A | 7 | 1004 | E | 9 | 200 | A | 7 | 2.1 | A | 7 | 16100 | A | 7 | 77777 | A | 7 | 1.2 | E | 8 | 0.096 | F | 8 | 0.13 | F | 8 | -9900 | -9900 | ? | 0
2003-03-27 | 3:00 | 0 | 0 | 0 | 2 | 0 | 0 | 2 | 0 | 0 | 2 | 0 | 0 | 2 | 0 | 0 | 2 | 0 | 0 | 2 | 0 | 0 | 2 | 0 | 0 | E | 9 | 0 | A | 7 | 5 | A | 7 | 2 | A | 7 | 81 | A | 7 | 1004 | E | 9 | 190 | A | 7 | 1.5 | A | 7 | 16100 | A | 7 | 77777 | A | 7 | 1.2 | E | 8 | 0.096 | F | 8 | 0.13 | F | 8 | -9900 | -9900 | ? | 0
2003-03-27 | 4:00 | 0 | 0 | 0 | 2 | 0 | 0 | 2 | 0 | 0 | 2 | 0 | 0 | 2 | 0 | 0 | 2 | 0 | 0 | 2 | 0 | 0 | 2 | 0 | 10 | E | 9 | 7 | E | 9 | 5 | A | 7 | 2 | A | 7 | 81 | A | 7 | 1004 | E | 9 | 0 | A | 7 | 0 | A | 7 | 16100 | A | 7 | 77777 | A | 7 | 1.3 | E | 8 | 0.096 | F | 8 | 0.13 | F | 8 | 3 | 24 | A | 7
2003-03-27 | 5:00 | 0 | 0 | 0 | 2 | 0 | 0 | 2 | 0 | 0 | 2 | 0 | 0 | 2 | 0 | 0 | 2 | 0 | 0 | 2 | 0 | 0 | 2 | 0 | 10 | E | 9 | 8 | E | 9 | 5 | A | 7 | 2 | A | 7 | 81 | A | 7 | 1004 | E | 9 | 330 | A | 7 | 1.5 | A | 7 | 16100 | A | 7 | 77777 | A | 7 | 1.2 | E | 8 | 0.096 | F | 8 | 0.13 | F | 8 | -9900 | -9900 | ? | 0
2003-03-27 | 6:00 | 0 | 0 | 0 | 2 | 0 | 0 | 2 | 0 | 0 | 2 | 0 | 0 | 2 | 0 | 0 | 2 | 0 | 0 | 2 | 0 | 0 | 2 | 0 | 10 | E | 9 | 10 | E | 9 | 6 | A | 7 | 3 | A | 7 | 81 | A | 7 | 1004 | E | 9 | 0 | A | 7 | 0 | A | 7 | 16100 | A | 7 | 720 | A | 7 | 1.2 | E | 8 | 0.096 | F | 8 | 0.13 | F | 8 | -9900 | -9900 | ? | 0
2003-03-27 | 7:00 | 99 | 1247 | 15 | 2 | 8 | 11 | 2 | 15 | 15 | 2 | 8 | 1800 | 2 | 8 | 700 | 2 | 15 | 1700 | 2 | 8 | 390 | 2 | 19 | 10 | E | 9 | 10 | E | 9 | 6 | A | 7 | 3 | A | 7 | 81 | A | 7 | 1004 | E | 9 | 220 | A | 7 | 1.5 | A | 7 | 14500 | A | 7 | 1110 | A | 7 | 1.2 | E | 8 | 0.096 | F | 8 | 0.13 | F | 8 | -9900 | -9900 | ? | 0
2003-03-27 | 8:00 | 344 | 1373 | 71 | 2 | 8 | 0 | 2 | 15 | 71 | 2 | 8 | 8100 | 2 | 8 | 0 | 2 | 15 | 8100 | 2 | 8 | 2680 | 2 | 19 | 10 | E | 9 | 9 | E | 9 | 7 | A | 7 | 3 | A | 7 | 76 | A | 7 | 1004 | E | 9 | 190 | A | 7 | 2.1 | A | 7 | 14500 | A | 7 | 1800 | A | 7 | 1.2 | E | 8 | 0.096 | F | 8 | 0.13 | F | 8 | -9900 | -9900 | ? | 0
2003-03-27 | 9:00 | 574 | 1373 | 212 | 2 | 8 | 74 | 2 | 15 | 181 | 2 | 8 | 23300 | 2 | 8 | 7200 | 2 | 15 | 20200 | 2 | 8 | 5070 | 2 | 19 | 10 | E | 9 | 10 | E | 9 | 8 | A | 7 | 4 | A | 7 | 76 | A | 7 | 1004 | E | 9 | 180 | A | 7 | 3.1 | A | 7 | 14500 | A | 7 | 1170 | A | 7 | 1.1 | E | 8 | 0.096 | F | 8 | 0.13 | F | 8 | -9900 | -9900 | ? | 0
2003-03-27 | 10:00 | 768 | 1373 | 201 | 2 | 8 | 18 | 2 | 15 | 191 | 2 | 8 | 23300 | 2 | 8 | 1500 | 2 | 15 | 22500 | 2 | 8 | 8200 | 2 | 19 | 10 | E | 9 | 10 | E | 9 | 10 | A | 7 | 5 | A | 7 | 71 | A | 7 | 1004 | E | 9 | 180 | A | 7 | 3.1 | A | 7 | 14500 | A | 7 | 990 | A | 7 | 1.1 | E | 8 | 0.096 | F | 8 | 0.13 | F | 8 | -9900 | -9900 | ? | 0
2003-03-27 | 11:00 | 913 | 1373 | 398 | 2 | 8 | 118 | 2 | 15 | 319 | 2 | 8 | 43700 | 2 | 8 | 12100 | 2 | 15 | 35700 | 2 | 8 | 10740 | 2 | 19 | 10 | E | 9 | 10 | E | 9 | 11 | A | 7 | 6 | A | 7 | 71 | A | 7 | 1004 | E | 9 | 160 | A | 7 | 3.6 | A | 7 | 14500 | A | 7 | 720 | A | 7 | 1.1 | E | 8 | 0.096 | F | 8 | 0.13 | F | 8 | -9900 | -9900 | ? | 0
2003-03-27 | 12:00 | 999 | 1373 | 381 | 2 | 8 | 54 | 2 | 15 | 342 | 2 | 8 | 42000 | 2 | 8 | 5500 | 2 | 15 | 38000 | 2 | 8 | 12370 | 2 | 19 | 9 | E | 9 | 9 | E | 9 | 11 | A | 7 | 6 | A | 7 | 71 | A | 7 | 1004 | E | 9 | 180 | A | 7 | 3.6 | A | 7 | 14500 | A | 7 | 900 | A | 7 | 1.2 | E | 8 | 0.096 | F | 8 | 0.13 | F | 8 | -9900 | -9900 | ? | 0
2003-03-27 | 13:00 | 1020 | 1373 | 586 | 2 | 8 | 295 | 2 | 15 | 367 | 2 | 8 | 63000 | 2 | 8 | 31800 | 2 | 15 | 39300 | 2 | 8 | 11660 | 2 | 19 | 10 | E | 9 | 10 | E | 9 | 9 | A | 7 | 6 | A | 7 | 81 | A | 7 | 1004 | E | 9 | 20 | A | 7 | 2.6 | A | 7 | 4800 | A | 7 | 720 | A | 7 | 1.2 | E | 8 | 0.096 | F | 8 | 0.13 | F | 8 | 1 | 1 | A | 7
2003-03-27 | 14:00 | 974 | 1373 | 198 | 2 | 8 | 12 | 2 | 15 | 189 | 2 | 8 | 23700 | 2 | 8 | 900 | 2 | 15 | 23000 | 2 | 8 | 9110 | 2 | 19 | 9 | E | 9 | 9 | E | 9 | 11 | A | 7 | 7 | A | 7 | 76 | A | 7 | 1004 | E | 9 | 0 | A | 7 | 0 | A | 7 | 8000 | A | 7 | 690 | A | 7 | 1.2 | E | 8 | 0.096 | F | 8 | 0.13 | F | 8 | 0 | 1 | A | 7
2003-03-27 | 15:00 | 865 | 1373 | 485 | 2 | 8 | 289 | 2 | 15 | 303 | 2 | 8 | 51800 | 2 | 8 | 30800 | 2 | 15 | 32400 | 2 | 8 | 8050 | 2 | 19 | 4 | E | 9 | 4 | E | 9 | 12 | A | 7 | 6 | A | 7 | 67 | A | 7 | 1004 | E | 9 | 150 | A | 7 | 2.6 | A | 7 | 16100 | A | 7 | 77777 | A | 7 | 1.3 | E | 8 | 0.096 | F | 8 | 0.13 | F | 8 | -9900 | -9900 | ? | 0
2003-03-27 | 16:00 | 701 | 1373 | 382 | 2 | 8 | 327 | 2 | 15 | 214 | 2 | 8 | 40800 | 2 | 8 | 34000 | 2 | 15 | 23400 | 2 | 8 | 4900 | 2 | 19 | 10 | E | 9 | 10 | E | 9 | 11 | A | 7 | 6 | A | 7 | 71 | A | 7 | 1004 | E | 9 | 290 | A | 7 | 3.6 | A | 7 | 16100 | A | 7 | 840 | A | 7 | 1.3 | E | 8 | 0.096 | F | 8 | 0.13 | F | 8 | 0 | 1 | A | 7
2003-03-27 | 17:00 | 492 | 1373 | 282 | 2 | 8 | 410 | 2 | 15 | 135 | 2 | 8 | 29200 | 2 | 8 | 38200 | 2 | 15 | 15500 | 2 | 8 | 2630 | 2 | 19 | 10 | E | 9 | 10 | E | 9 | 12 | A | 7 | 6 | A | 7 | 67 | A | 7 | 1004 | E | 9 | 350 | A | 7 | 2.1 | A | 7 | 14500 | A | 7 | 1200 | A | 7 | 1.3 | E | 8 | 0.096 | F | 8 | 0.13 | F | 8 | -9900 | -9900 | ? | 0
2003-03-27 | 18:00 | 253 | 1373 | 144 | 2 | 8 | 201 | 2 | 15 | 107 | 2 | 8 | 15200 | 2 | 8 | 14900 | 2 | 15 | 12500 | 2 | 8 | 2290 | 2 | 19 | 4 | E | 9 | 4 | E | 9 | 11 | A | 7 | 6 | A | 7 | 71 | A | 7 | 1004 | E | 9 | 330 | A | 7 | 2.6 | A | 7 | 14500 | A | 7 | 77777 | A | 7 | 1.3 | E | 8 | 0.096 | F | 8 | 0.13 | F | 8 | -9900 | -9900 | ? | 0
2003-03-27 | 19:00 | 34 | 744 | 1 | 2 | 8 | 37 | 2 | 15 | 1 | 2 | 8 | 300 | 2 | 8 | 2100 | 2 | 15 | 200 | 2 | 8 | 40 | 2 | 19 | 6 | E | 9 | 5 | E | 9 | 9 | A | 7 | 6 | A | 7 | 81 | A | 7 | 1004 | E | 9 | 310 | A | 7 | 1.5 | A | 7 | 14500 | A | 7 | 77777 | A | 7 | 1.4 | E | 8 | 0.096 | F | 8 | 0.13 | F | 8 | -9900 | -9900 | ? | 0
2003-03-27 | 20:00 | 0 | 0 | 0 | 2 | 0 | 0 | 2 | 0 | 0 | 2 | 0 | 0 | 2 | 0 | 0 | 2 | 0 | 0 | 2 | 0 | 0 | 2 | 0 | 3 | E | 9 | 3 | E | 9 | 8 | A | 7 | 6 | A | 7 | 87 | A | 7 | 1004 | E | 9 | 170 | A | 7 | 1.5 | A | 7 | 16100 | A | 7 | 77777 | A | 7 | 1.3 | E | 8 | 0.096 | F | 8 | 0.13 | F | 8 | -9900 | -9900 | ? | 0
2003-03-27 | 21:00 | 0 | 0 | 0 | 2 | 0 | 0 | 2 | 0 | 0 | 2 | 0 | 0 | 2 | 0 | 0 | 2 | 0 | 0 | 2 | 0 | 0 | 2 | 0 | 7 | E | 9 | 7 | E | 9 | 7 | A | 7 | 5 | A | 7 | 87 | A | 7 | 1004 | E | 9 | 0 | A | 7 | 0 | A | 7 | 16100 | A | 7 | 77777 | A | 7 | 1.3 | E | 8 | 0.096 | F | 8 | 0.13 | F | 8 | -9900 | -9900 | ? | 0
2003-03-27 | 22:00 | 0 | 0 | 0 | 2 | 0 | 0 | 2 | 0 | 0 | 2 | 0 | 0 | 2 | 0 | 0 | 2 | 0 | 0 | 2 | 0 | 0 | 2 | 0 | 7 | E | 9 | 7 | E | 9 | 7 | A | 7 | 4 | A | 7 | 81 | A | 7 | 1004 | E | 9 | 0 | A | 7 | 0 | A | 7 | 16100 | A | 7 | 77777 | A | 7 | 1.2 | E | 8 | 0.096 | F | 8 | 0.13 | F | 8 | -9900 | -9900 | ? | 0
2003-03-27 | 23:00 | 0 | 0 | 0 | 2 | 0 | 0 | 2 | 0 | 0 | 2 | 0 | 0 | 2 | 0 | 0 | 2 | 0 | 0 | 2 | 0 | 0 | 2 | 0 | 7 | E | 9 | 6 | E | 9 | 7 | A | 7 | 4 | A | 7 | 81 | A | 7 | 1004 | E | 9 | 310 | A | 7 | 1.5 | A | 7 | 16100 | A | 7 | 77777 | A | 7 | 1.3 | E | 8 | 0.096 | F | 8 | 0.13 | F | 8 | -9900 | -9900 | ? | 0
2003-03-27 | 24:00 | 0 | 0 | 0 | 2 | 0 | 0 | 2 | 0 | 0 | 2 | 0 | 0 | 2 | 0 | 0 | 2 | 0 | 0 | 2 | 0 | 0 | 2 | 0 | 10 | E | 9 | 9 | E | 9 | 7 | A | 7 | 4 | A | 7 | 81 | A | 7 | 1004 | E | 9 | 300 | A | 7 | 2.1 | A | 7 | 16100 | A | 7 | 77777 | A | 7 | 1.4 | E | 8 | 0.096 | F | 8 | 0.13 | F | 8 | -9900 | -9900 | ? | 0
2003-03-28 | 1:00 | 0 | 0 | 0 | 2 | 0 | 0 | 2 | 0 | 0 | 2 | 0 | 0 | 2 | 0 | 0 | 2 | 0 | 0 | 2 | 0 | 0 | 2 | 0 | 0 | E | 9 | 0 | A | 7 | 7 | A | 7 | 4 | A | 7 | 81 | A | 7 | 1004 | E | 9 | 330 | A | 7 | 2.6 | A | 7 | 16100 | A | 7 | 77777 | A | 7 | 1.4 | E | 8 | 0.097 | F | 8 | 0.13 | F | 8 | -9900 | -9900 | ? | 0
2003-03-28 | 2:00 | 0 | 0 | 0 | 2 | 0 | 0 | 2 | 0 | 0 | 2 | 0 | 0 | 2 | 0 | 0 | 2 | 0 | 0 | 2 | 0 | 0 | 2 | 0 | 0 | E | 9 | 0 | A | 7 | 5 | A | 7 | 2 | A | 7 | 81 | A | 7 | 1004 | E | 9 | 290 | A | 7 | 2.1 | A | 7 | 16100 | A | 7 | 77777 | A | 7 | 1.4 | E | 8 | 0.097 | F | 8 | 0.13 | F | 8 | -9900 | -9900 | ? | 0
2003-03-28 | 3:00 | 0 | 0 | 0 | 2 | 0 | 0 | 2 | 0 | 0 | 2 | 0 | 0 | 2 | 0 | 0 | 2 | 0 | 0 | 2 | 0 | 0 | 2 | 0 | 4 | E | 9 | 3 | A | 7 | 6 | A | 7 | 3 | A | 7 | 81 | A | 7 | 1004 | E | 9 | 0 | A | 7 | 0 | A | 7 | 16100 | A | 7 | 77777 | A | 7 | 1.3 | E | 8 | 0.097 | F | 8 | 0.13 | F | 8 | -9900 | -9900 | ? | 0
2003-03-28 | 4:00 | 0 | 0 | 0 | 2 | 0 | 0 | 2 | 0 | 0 | 2 | 0 | 0 | 2 | 0 | 0 | 2 | 0 | 0 | 2 | 0 | 0 | 2 | 0 | 10 | E | 9 | 10 | E | 9 | 6 | A | 7 | 3 | A | 7 | 81 | A | 7 | 1004 | E | 9 | 300 | A | 7 | 2.1 | A | 7 | 16100 | A | 7 | 3300 | A | 7 | 1.2 | E | 8 | 0.097 | F | 8 | 0.13 | F | 8 | 2 | 24 | A | 7
2003-03-28 | 5:00 | 0 | 0 | 0 | 2 | 0 | 0 | 2 | 0 | 0 | 2 | 0 | 0 | 2 | 0 | 0 | 2 | 0 | 0 | 2 | 0 | 0 | 2 | 0 | 8 | E | 9 | 7 | E | 9 | 6 | A | 7 | 3 | A | 7 | 81 | A | 7 | 1004 | E | 9 | 50 | A | 7 | 2.1 | A | 7 | 16100 | A | 7 | 77777 | A | 7 | 1.3 | E | 8 | 0.097 | F | 8 | 0.13 | F | 8 | -9900 | -9900 | ? | 0
2003-03-28 | 6:00 | 0 | 0 | 0 | 2 | 0 | 0 | 2 | 0 | 0 | 2 | 0 | 0 | 2 | 0 | 0 | 2 | 0 | 0 | 2 | 0 | 0 | 2 | 0 | 10 | E | 9 | 8 | E | 9 | 6 | A | 7 | 4 | A | 7 | 87 | A | 7 | 1004 | E | 9 | 0 | A | 7 | 0 | A | 7 | 16100 | A | 7 | 77777 | A | 7 | 1.3 | E | 8 | 0.097 | F | 8 | 0.13 | F | 8 | -9900 | -9900 | ? | 0
2003-03-28 | 7:00 | 106 | 1292 | 21 | 2 | 8 | 47 | 2 | 15 | 18 | 2 | 8 | 2400 | 2 | 8 | 2000 | 2 | 15 | 2200 | 2 | 8 | 300 | 2 | 19 | 10 | E | 9 | 10 | E | 9 | 7 | A | 7 | 4 | A | 7 | 81 | A | 7 | 1004 | E | 9 | 0 | A | 7 | 0 | A | 7 | 14500 | A | 7 | 150 | A | 7 | 1.4 | E | 8 | 0.097 | F | 8 | 0.13 | F | 8 | -9900 | -9900 | ? | 0
2003-03-28 | 8:00 | 352 | 1372 | 83 | 2 | 8 | 11 | 2 | 15 | 80 | 2 | 8 | 9400 | 2 | 8 | 500 | 2 | 15 | 9200 | 2 | 8 | 2950 | 2 | 19 | 10 | E | 9 | 10 | E | 9 | 8 | A | 7 | 4 | A | 7 | 76 | A | 7 | 1004 | E | 9 | 0 | A | 7 | 0 | A | 7 | 11300 | A | 7 | 120 | A | 7 | 1.4 | E | 8 | 0.097 | F | 8 | 0.13 | F | 8 | -9900 | -9900 | ? | 0
2003-03-28 | 9:00 | 581 | 1372 | 262 | 2 | 8 | 182 | 2 | 15 | 184 | 2 | 8 | 28400 | 2 | 8 | 18100 | 2 | 15 | 20700 | 2 | 8 | 4370 | 2 | 19 | 10 | E | 9 | 10 | E | 9 | 9 | A | 7 | 6 | A | 7 | 81 | A | 7 | 1004 | E | 9 | 0 | A | 7 | 0 | A | 7 | 12900 | A | 7 | 180 | A | 7 | 1.4 | E | 8 | 0.097 | F | 8 | 0.13 | F | 8 | -9900 | -9900 | ? | 0
2003-03-28 | 10:00 | 775 | 1372 | 552 | 2 | 8 | 649 | 2 | 15 | 184 | 2 | 8 | 56700 | 2 | 8 | 63800 | 2 | 15 | 20500 | 2 | 8 | 3950 | 2 | 19 | 10 | E | 9 | 10 | E | 9 | 11 | A | 7 | 6 | A | 7 | 71 | A | 7 | 1004 | E | 9 | 60 | A | 7 | 2.6 | A | 7 | 12900 | A | 7 | 77777 | A | 7 | 1.4 | E | 8 | 0.097 | F | 8 | 0.13 | F | 8 | -9900 | -9900 | ? | 0
2003-03-28 | 11:00 | 919 | 1372 | 556 | 2 | 8 | 409 | 2 | 15 | 281 | 2 | 8 | 60100 | 2 | 8 | 43900 | 2 | 15 | 30600 | 2 | 8 | 7670 | 2 | 19 | 6 | E | 9 | 5 | E | 9 | 12 | A | 7 | 7 | A | 7 | 71 | A | 7 | 1004 | E | 9 | 50 | A | 7 | 2.6 | A | 7 | 14500 | A | 7 | 77777 | A | 7 | 1.5 | E | 8 | 0.097 | F | 8 | 0.13 | F | 8 | -9900 | -9900 | ? | 0
2003-03-28 | 12:00 | 1005 | 1372 | 769 | 2 | 8 | 777 | 2 | 15 | 198 | 2 | 8 | 80800 | 2 | 8 | 78600 | 2 | 15 | 23100 | 2 | 8 | 5860 | 2 | 19 | 7 | E | 9 | 6 | E | 9 | 13 | A | 7 | 6 | A | 7 | 62 | A | 7 | 1004 | E | 9 | 60 | A | 7 | 2.1 | A | 7 | 12900 | A | 7 | 77777 | A | 7 | 1.5 | E | 8 | 0.097 | F | 8 | 0.13 | F | 8 | -9900 | -9900 | ? | 0
2003-03-28 | 13:00 | 1025 | 1372 | 788 | 2 | 8 | 867 | 2 | 15 | 138 | 2 | 8 | 82800 | 2 | 8 | 87200 | 2 | 15 | 17500 | 2 | 8 | 4020 | 2 | 19 | 6 | E | 9 | 6 | E | 9 | 14 | A | 7 | 6 | A | 7 | 59 | A | 7 | 1004 | E | 9 | 70 | A | 7 | 2.6 | A | 7 | 12900 | A | 7 | 77777 | A | 7 | 1.6 | E | 8 | 0.097 | F | 8 | 0.13 | F | 8 | -9900 | -9900 | ? | 0
2003-03-28 | 14:00 | 979 | 1372 | 720 | 2 | 8 | 789 | 2 | 15 | 156 | 2 | 8 | 76900 | 2 | 8 | 80500 | 2 | 15 | 19200 | 2 | 8 | 4540 | 2 | 19 | 5 | E | 9 | 5 | E | 9 | 16 | A | 7 | 5 | A | 7 | 48 | A | 7 | 1004 | E | 9 | 80 | A | 7 | 1.5 | A | 7 | 12900 | A | 7 | 77777 | A | 7 | 1.6 | E | 8 | 0.097 | F | 8 | 0.13 | F | 8 | -9900 | -9900 | ? | 0
2003-03-28 | 15:00 | 870 | 1372 | 606 | 2 | 8 | 621 | 2 | 15 | 211 | 2 | 8 | 64700 | 2 | 8 | 64000 | 2 | 15 | 24000 | 2 | 8 | 5240 | 2 | 19 | 9 | E | 9 | 8 | E | 9 | 16 | A | 7 | 4 | A | 7 | 45 | A | 7 | 1004 | E | 9 | 20 | A | 7 | 2.6 | A | 7 | 11300 | A | 7 | 77777 | A | 7 | 1.5 | E | 8 | 0.097 | F | 8 | 0.13 | F | 8 | -9900 | -9900 | ? | 0
2003-03-28 | 16:00 | 706 | 1372 | 388 | 2 | 8 | 302 | 2 | 15 | 233 | 2 | 8 | 41300 | 2 | 8 | 31400 | 2 | 15 | 25100 | 2 | 8 | 5450 | 2 | 19 | 9 | E | 9 | 8 | E | 9 | 16 | A | 7 | 4 | A | 7 | 45 | A | 7 | 1004 | E | 9 | 70 | A | 7 | 2.1 | A | 7 | 11300 | A | 7 | 77777 | A | 7 | 1.5 | E | 8 | 0.097 | F | 8 | 0.13 | F | 8 | -9900 | -9900 | ? | 0
2003-03-28 | 17:00 | 497 | 1372 | 315 | 2 | 8 | 442 | 2 | 15 | 155 | 2 | 8 | 32200 | 2 | 8 | 41200 | 2 | 15 | 17300 | 2 | 8 | 3070 | 2 | 19 | 10 | E | 9 | 8 | E | 9 | 16 | A | 7 | 4 | A | 7 | 45 | A | 7 | 1004 | E | 9 | 60 | A | 7 | 2.6 | A | 7 | 11300 | A | 7 | 77777 | A | 7 | 1.5 | E | 8 | 0.097 | F | 8 | 0.13 | F | 8 | -9900 | -9900 | ? | 0
2003-03-28 | 18:00 | 258 | 1372 | 174 | 2 | 8 | 378 | 2 | 15 | 103 | 2 | 8 | 17100 | 2 | 8 | 27200 | 2 | 15 | 12000 | 2 | 8 | 2020 | 2 | 19 | 4 | E | 9 | 4 | E | 9 | 16 | A | 7 | 6 | A | 7 | 51 | A | 7 | 1004 | E | 9 | 70 | A | 7 | 3.1 | A | 7 | 12900 | A | 7 | 77777 | A | 7 | 1.6 | E | 8 | 0.097 | F | 8 | 0.13 | F | 8 | -9900 | -9900 | ? | 0
2003-03-28 | 19:00 | 37 | 766 | 2 | 2 | 8 | 76 | 2 | 15 | 1 | 2 | 8 | 600 | 2 | 8 | 4300 | 2 | 15 | 300 | 2 | 8 | 40 | 2 | 19 | 4 | E | 9 | 4 | E | 9 | 13 | A | 7 | 6 | A | 7 | 62 | A | 7 | 1004 | E | 9 | 0 | A | 7 | 0 | A | 7 | 12900 | A | 7 | 77777 | A | 7 | 1.7 | E | 8 | 0.097 | F | 8 | 0.13 | F | 8 | -9900 | -9900 | ? | 0
2003-03-28 | 20:00 | 0 | 0 | 0 | 2 | 0 | 0 | 2 | 0 | 0 | 2 | 0 | 0 | 2 | 0 | 0 | 2 | 0 | 0 | 2 | 0 | 0 | 2 | 0 | 8 | E | 9 | 8 | E | 9 | 11 | A | 7 | 7 | A | 7 | 76 | A | 7 | 1004 | E | 9 | 270 | A | 7 | 2.1 | A | 7 | 12900 | A | 7 | 77777 | A | 7 | 1.7 | E | 8 | 0.097 | F | 8 | 0.13 | F | 8 | -9900 | -9900 | ? | 0
2003-03-28 | 21:00 | 0 | 0 | 0 | 2 | 0 | 0 | 2 | 0 | 0 | 2 | 0 | 0 | 2 | 0 | 0 | 2 | 0 | 0 | 2 | 0 | 0 | 2 | 0 | 10 | E | 9 | 9 | E | 9 | 10 | A | 7 | 7 | A | 7 | 82 | A | 7 | 1004 | E | 9 | 300 | A | 7 | 1.5 | A | 7 | 16100 | A | 7 | 77777 | A | 7 | 1.8 | E | 8 | 0.097 | F | 8 | 0.13 | F | 8 | -9900 | -9900 | ? | 0
2003-03-28 | 22:00 | 0 | 0 | 0 | 2 | 0 | 0 | 2 | 0 | 0 | 2 | 0 | 0 | 2 | 0 | 0 | 2 | 0 | 0 | 2 | 0 | 0 | 2 | 0 | 10 | E | 9 | 9 | E | 9 | 9 | A | 7 | 6 | A | 7 | 81 | A | 7 | 1004 | E | 9 | 290 | A | 7 | 1.5 | A | 7 | 16100 | A | 7 | 77777 | A | 7 | 1.9 | E | 8 | 0.097 | F | 8 | 0.13 | F | 8 | -9900 | -9900 | ? | 0
2003-03-28 | 23:00 | 0 | 0 | 0 | 2 | 0 | 0 | 2 | 0 | 0 | 2 | 0 | 0 | 2 | 0 | 0 | 2 | 0 | 0 | 2 | 0 | 0 | 2 | 0 | 10 | E | 9 | 8 | E | 9 | 9 | A | 7 | 6 | A | 7 | 81 | A | 7 | 1004 | E | 9 | 290 | A | 7 | 1.5 | A | 7 | 16100 | A | 7 | 77777 | A | 7 | 1.9 | E | 8 | 0.097 | F | 8 | 0.13 | F | 8 | -9900 | -9900 | ? | 0
2003-03-28 | 24:00 | 0 | 0 | 0 | 2 | 0 | 0 | 2 | 0 | 0 | 2 | 0 | 0 | 2 | 0 | 0 | 2 | 0 | 0 | 2 | 0 | 0 | 2 | 0 | 6 | E | 9 | 6 | E | 9 | 8 | A | 7 | 6 | A | 7 | 87 | A | 7 | 1004 | E | 9 | 0 | A | 7 | 0 | A | 7 | 16100 | A | 7 | 77777 | A | 7 | 2 | E | 8 | 0.097 | F | 8 | 0.13 | F | 8 | -9900 | -9900 | ? | 0
2003-03-29 | 1:00 | 0 | 0 | 0 | 2 | 0 | 0 | 2 | 0 | 0 | 2 | 0 | 0 | 2 | 0 | 0 | 2 | 0 | 0 | 2 | 0 | 0 | 2 | 0 | 0 | E | 9 | 0 | A | 7 | 8 | A | 7 | 5 | A | 7 | 81 | A | 7 | 1004 | E | 9 | 300 | A | 7 | 1.5 | A | 7 | 16100 | A | 7 | 77777 | A | 7 | 2.1 | E | 8 | 0.097 | F | 8 | 0.13 | F | 8 | -9900 | -9900 | ? | 0
2003-03-29 | 2:00 | 0 | 0 | 0 | 2 | 0 | 0 | 2 | 0 | 0 | 2 | 0 | 0 | 2 | 0 | 0 | 2 | 0 | 0 | 2 | 0 | 0 | 2 | 0 | 0 | E | 9 | 0 | A | 7 | 8 | A | 7 | 4 | A | 7 | 76 | A | 7 | 1004 | E | 9 | 0 | A | 7 | 0 | A | 7 | 16100 | A | 7 | 77777 | A | 7 | 2 | E | 8 | 0.097 | F | 8 | 0.13 | F | 8 | -9900 | -9900 | ? | 0
2003-03-29 | 3:00 | 0 | 0 | 0 | 2 | 0 | 0 | 2 | 0 | 0 | 2 | 0 | 0 | 2 | 0 | 0 | 2 | 0 | 0 | 2 | 0 | 0 | 2 | 0 | 0 | E | 9 | 0 | A | 7 | 8 | A | 7 | 5 | A | 7 | 81 | A | 7 | 1004 | E | 9 | 0 | A | 7 | 0 | A | 7 | 14500 | A | 7 | 77777 | A | 7 | 1.9 | E | 8 | 0.097 | F | 8 | 0.13 | F | 8 | -9900 | -9900 | ? | 0
2003-03-29 | 4:00 | 0 | 0 | 0 | 2 | 0 | 0 | 2 | 0 | 0 | 2 | 0 | 0 | 2 | 0 | 0 | 2 | 0 | 0 | 2 | 0 | 0 | 2 | 0 | 10 | E | 9 | 7 | E | 9 | 7 | A | 7 | 4 | A | 7 | 81 | A | 7 | 1004 | E | 9 | 300 | A | 7 | 2.1 | A | 7 | 14500 | A | 7 | 77777 | A | 7 | 1.7 | E | 8 | 0.097 | F | 8 | 0.13 | F | 8 | -9900 | -9900 | ? | 0
2003-03-29 | 5:00 | 0 | 0 | 0 | 2 | 0 | 0 | 2 | 0 | 0 | 2 | 0 | 0 | 2 | 0 | 0 | 2 | 0 | 0 | 2 | 0 | 0 | 2 | 0 | 8 | E | 9 | 8 | E | 9 | 7 | A | 7 | 4 | A | 7 | 81 | A | 7 | 1004 | E | 9 | 310 | A | 7 | 1.5 | A | 7 | 16100 | A | 7 | 77777 | A | 7 | 1.8 | E | 8 | 0.097 | F | 8 | 0.13 | F | 8 | -9900 | -9900 | ? | 0
2003-03-29 | 6:00 | 0 | 0 | 0 | 2 | 0 | 0 | 2 | 0 | 0 | 2 | 0 | 0 | 2 | 0 | 0 | 2 | 0 | 0 | 2 | 0 | 0 | 2 | 0 | 10 | E | 9 | 9 | E | 9 | 7 | A | 7 | 4 | A | 7 | 81 | A | 7 | 1004 | E | 9 | 0 | A | 7 | 0 | A | 7 | 16100 | A | 7 | 77777 | A | 7 | 1.9 | E | 8 | 0.097 | F | 8 | 0.13 | F | 8 | -9900 | -9900 | ? | 0
2003-03-29 | 7:00 | 113 | 1337 | 21 | 2 | 8 | 33 | 2 | 15 | 18 | 2 | 8 | 2400 | 2 | 8 | 1700 | 2 | 15 | 2200 | 2 | 8 | 370 | 2 | 19 | 7 | E | 9 | 6 | E | 9 | 7 | A | 7 | 4 | A | 7 | 81 | A | 7 | 1004 | E | 9 | 0 | A | 7 | 0 | A | 7 | 11300 | A | 7 | 77777 | A | 7 | 1.9 | E | 8 | 0.097 | F | 8 | 0.13 | F | 8 | -9900 | -9900 | ? | 0
2003-03-29 | 8:00 | 359 | 1371 | 204 | 2 | 8 | 430 | 2 | 15 | 91 | 2 | 8 | 21100 | 2 | 8 | 36100 | 2 | 15 | 11700 | 2 | 8 | 1690 | 2 | 19 | 10 | E | 9 | 9 | E | 9 | 8 | A | 7 | 6 | A | 7 | 87 | A | 7 | 1004 | E | 9 | 0 | A | 7 | 0 | A | 7 | 9700 | A | 7 | 77777 | A | 7 | 2 | E | 8 | 0.097 | F | 8 | 0.13 | F | 8 | -9900 | -9900 | ? | 0
2003-03-29 | 9:00 | 588 | 1371 | 345 | 2 | 8 | 445 | 2 | 15 | 154 | 2 | 8 | 36100 | 2 | 8 | 43300 | 2 | 15 | 17500 | 2 | 8 | 3100 | 2 | 19 | 8 | E | 9 | 7 | E | 9 | 11 | A | 7 | 6 | A | 7 | 71 | A | 7 | 1004 | E | 9 | 90 | A | 7 | 1.5 | A | 7 | 11300 | A | 7 | 77777 | A | 7 | 2 | E | 8 | 0.097 | F | 8 | 0.13 | F | 8 | -9900 | -9900 | ? | 0
2003-03-29 | 10:00 | 782 | 1371 | 563 | 2 | 8 | 755 | 2 | 15 | 132 | 2 | 8 | 59400 | 2 | 8 | 75600 | 2 | 15 | 16100 | 2 | 8 | 3030 | 2 | 19 | 6 | E | 9 | 5 | E | 9 | 13 | A | 7 | 7 | A | 7 | 67 | A | 7 | 1004 | E | 9 | 0 | A | 7 | 0 | A | 7 | 8000 | A | 7 | 77777 | A | 7 | 2.1 | E | 8 | 0.097 | F | 8 | 0.13 | F | 8 | -9900 | -9900 | ? | 0
2003-03-29 | 11:00 | 926 | 1371 | 697 | 2 | 8 | 883 | 2 | 15 | 99 | 2 | 8 | 72200 | 2 | 8 | 87800 | 2 | 15 | 12800 | 2 | 8 | 2280 | 2 | 19 | 0 | E | 9 | 0 | E | 9 | 14 | A | 7 | 7 | A | 7 | 63 | A | 7 | 1004 | E | 9 | 0 | A | 7 | 0 | A | 7 | 11300 | A | 7 | 77777 | A | 7 | 2.1 | E | 8 | 0.097 | F | 8 | 0.13 | F | 8 | -9900 | -9900 | ? | 0
2003-03-29 | 12:00 | 1011 | 1371 | 775 | 2 | 8 | 902 | 2 | 15 | 108 | 2 | 8 | 80100 | 2 | 8 | 90000 | 2 | 15 | 13600 | 2 | 8 | 2720 | 2 | 19 | 0 | E | 9 | 0 | E | 9 | 17 | A | 7 | 8 | A | 7 | 55 | A | 7 | 1004 | E | 9 | 50 | A | 7 | 1.5 | A | 7 | 8000 | A | 7 | 77777 | A | 7 | 2.2 | E | 8 | 0.097 | F | 8 | 0.13 | F | 8 | -9900 | -9900 | ? | 0
2003-03-29 | 13:00 | 1031 | 1371 | 794 | 2 | 8 | 867 | 2 | 15 | 141 | 2 | 8 | 83400 | 2 | 8 | 87200 | 2 | 15 | 17700 | 2 | 8 | 4130 | 2 | 19 | 0 | E | 9 | 0 | E | 9 | 19 | A | 7 | 9 | A | 7 | 52 | A | 7 | 1004 | E | 9 | 50 | A | 7 | 1.5 | A | 7 | 9700 | A | 7 | 77777 | A | 7 | 2.2 | E | 8 | 0.097 | F | 8 | 0.13 | F | 8 | -9900 | -9900 | ? | 0
2003-03-29 | 14:00 | 985 | 1371 | 701 | 2 | 8 | 686 | 2 | 15 | 207 | 2 | 8 | 73300 | 2 | 8 | 69100 | 2 | 15 | 23500 | 2 | 8 | 5880 | 2 | 19 | 0 | E | 9 | 0 | E | 9 | 21 | A | 7 | 7 | A | 7 | 40 | A | 7 | 1004 | E | 9 | 120 | A | 7 | 1.5 | A | 7 | 12900 | A | 7 | 77777 | A | 7 | 2.1 | E | 8 | 0.097 | F | 8 | 0.13 | F | 8 | -9900 | -9900 | ? | 0
2003-03-29 | 15:00 | 875 | 1371 | 599 | 2 | 8 | 657 | 2 | 15 | 178 | 2 | 8 | 62500 | 2 | 8 | 65800 | 2 | 15 | 20300 | 2 | 8 | 4370 | 2 | 19 | 3 | E | 9 | 3 | E | 9 | 22 | A | 7 | 8 | A | 7 | 41 | A | 7 | 1004 | E | 9 | 20 | A | 7 | 2.1 | A | 7 | 9700 | A | 7 | 77777 | A | 7 | 2 | E | 8 | 0.097 | F | 8 | 0.13 | F | 8 | -9900 | -9900 | ? | 0
2003-03-29 | 16:00 | 711 | 1371 | 505 | 2 | 8 | 742 | 2 | 15 | 119 | 2 | 8 | 53000 | 2 | 8 | 73600 | 2 | 15 | 14800 | 2 | 8 | 2580 | 2 | 19 | 7 | E | 9 | 7 | E | 9 | 22 | A | 7 | 9 | A | 7 | 43 | A | 7 | 1004 | E | 9 | 70 | A | 7 | 2.1 | A | 7 | 9700 | A | 7 | 77777 | A | 7 | 1.9 | E | 8 | 0.097 | F | 8 | 0.13 | F | 8 | -9900 | -9900 | ? | 0
2003-03-29 | 17:00 | 502 | 1371 | 340 | 2 | 8 | 649 | 2 | 15 | 102 | 2 | 8 | 34900 | 2 | 8 | 59800 | 2 | 15 | 13000 | 2 | 8 | 1910 | 2 | 19 | 4 | E | 9 | 4 | E | 9 | 22 | A | 7 | 11 | A | 7 | 50 | A | 7 | 1004 | E | 9 | 60 | A | 7 | 3.1 | A | 7 | 11300 | A | 7 | 77777 | A | 7 | 2 | E | 8 | 0.097 | F | 8 | 0.13 | F | 8 | -9900 | -9900 | ? | 0
2003-03-29 | 18:00 | 263 | 1371 | 169 | 2 | 8 | 337 | 2 | 15 | 104 | 2 | 8 | 17300 | 2 | 8 | 24500 | 2 | 15 | 12500 | 2 | 8 | 2190 | 2 | 19 | 0 | E | 9 | 0 | E | 9 | 21 | A | 7 | 11 | A | 7 | 53 | A | 7 | 1004 | E | 9 | 30 | A | 7 | 2.1 | A | 7 | 11300 | A | 7 | 77777 | A | 7 | 2 | E | 8 | 0.097 | F | 8 | 0.13 | F | 8 | -9900 | -9900 | ? | 0
2003-03-29 | 19:00 | 40 | 811 | 3 | 2 | 8 | 73 | 2 | 15 | 2 | 2 | 8 | 700 | 2 | 8 | 4200 | 2 | 15 | 400 | 2 | 8 | 80 | 2 | 19 | 0 | E | 9 | 0 | E | 9 | 18 | A | 7 | 10 | A | 7 | 59 | A | 7 | 1004 | E | 9 | 70 | A | 7 | 2.1 | A | 7 | 11300 | A | 7 | 77777 | A | 7 | 2.1 | E | 8 | 0.097 | F | 8 | 0.13 | F | 8 | -9900 | -9900 | ? | 0
2003-03-29 | 20:00 | 0 | 0 | 0 | 2 | 0 | 0 | 2 | 0 | 0 | 2 | 0 | 0 | 2 | 0 | 0 | 2 | 0 | 0 | 2 | 0 | 0 | 2 | 0 | 0 | E | 9 | 0 | E | 9 | 14 | A | 7 | 10 | A | 7 | 77 | A | 7 | 1004 | E | 9 | 290 | A | 7 | 2.1 | A | 7 | 12900 | A | 7 | 77777 | A | 7 | 2.1 | E | 8 | 0.097 | F | 8 | 0.13 | F | 8 | -9900 | -9900 | ? | 0
2003-03-29 | 21:00 | 0 | 0 | 0 | 2 | 0 | 0 | 2 | 0 | 0 | 2 | 0 | 0 | 2 | 0 | 0 | 2 | 0 | 0 | 2 | 0 | 0 | 2 | 0 | 0 | E | 9 | 0 | E | 9 | 13 | A | 7 | 10 | A | 7 | 82 | A | 7 | 1004 | E | 9 | 280 | A | 7 | 1.5 | A | 7 | 16100 | A | 7 | 77777 | A | 7 | 2.2 | E | 8 | 0.097 | F | 8 | 0.13 | F | 8 | -9900 | -9900 | ? | 0
2003-03-29 | 22:00 | 0 | 0 | 0 | 2 | 0 | 0 | 2 | 0 | 0 | 2 | 0 | 0 | 2 | 0 | 0 | 2 | 0 | 0 | 2 | 0 | 0 | 2 | 0 | 0 | E | 9 | 0 | E | 9 | 13 | A | 7 | 9 | A | 7 | 77 | A | 7 | 1004 | E | 9 | 0 | A | 7 | 0 | A | 7 | 14500 | A | 7 | 77777 | A | 7 | 2.3 | E | 8 | 0.097 | F | 8 | 0.13 | F | 8 | -9900 | -9900 | ? | 0
2003-03-29 | 23:00 | 0 | 0 | 0 | 2 | 0 | 0 | 2 | 0 | 0 | 2 | 0 | 0 | 2 | 0 | 0 | 2 | 0 | 0 | 2 | 0 | 0 | 2 | 0 | 0 | E | 9 | 0 | E | 9 | 11 | A | 7 | 9 | A | 7 | 87 | A | 7 | 1004 | E | 9 | 0 | A | 7 | 0 | A | 7 | 12900 | A | 7 | 77777 | A | 7 | 2.2 | E | 8 | 0.097 | F | 8 | 0.13 | F | 8 | -9900 | -9900 | ? | 0
2003-03-29 | 24:00 | 0 | 0 | 0 | 2 | 0 | 0 | 2 | 0 | 0 | 2 | 0 | 0 | 2 | 0 | 0 | 2 | 0 | 0 | 2 | 0 | 0 | 2 | 0 | 4 | E | 9 | 4 | E | 9 | 11 | A | 7 | 8 | A | 7 | 82 | A | 7 | 1004 | E | 9 | 0 | A | 7 | 0 | A | 7 | 12900 | A | 7 | 77777 | A | 7 | 2.2 | E | 8 | 0.097 | F | 8 | 0.13 | F | 8 | -9900 | -9900 | ? | 0
2003-03-30 | 1:00 | 0 | 0 | 0 | 2 | 0 | 0 | 2 | 0 | 0 | 2 | 0 | 0 | 2 | 0 | 0 | 2 | 0 | 0 | 2 | 0 | 0 | 2 | 0 | 0 | E | 9 | 0 | A | 7 | 10 | A | 7 | 8 | A | 7 | 87 | A | 7 | 1004 | E | 9 | 0 | A | 7 | 0 | A | 7 | 14500 | A | 7 | 77777 | A | 7 | 2.2 | E | 8 | 0.097 | F | 8 | 0.13 | F | 8 | -9900 | -9900 | ? | 0
2003-03-30 | 2:00 | 0 | 0 | 0 | 2 | 0 | 0 | 2 | 0 | 0 | 2 | 0 | 0 | 2 | 0 | 0 | 2 | 0 | 0 | 2 | 0 | 0 | 2 | 0 | 0 | E | 9 | 0 | A | 7 | 9 | A | 7 | 7 | A | 7 | 87 | A | 7 | 1004 | E | 9 | 170 | A | 7 | 1.5 | A | 7 | 11300 | A | 7 | 77777 | A | 7 | 2 | E | 8 | 0.097 | F | 8 | 0.13 | F | 8 | -9900 | -9900 | ? | 0
2003-03-30 | 3:00 | 0 | 0 | 0 | 2 | 0 | 0 | 2 | 0 | 0 | 2 | 0 | 0 | 2 | 0 | 0 | 2 | 0 | 0 | 2 | 0 | 0 | 2 | 0 | 0 | E | 9 | 0 | A | 7 | 8 | A | 7 | 7 | A | 7 | 93 | A | 7 | 1004 | E | 9 | 0 | A | 7 | 0 | A | 7 | 8000 | A | 7 | 77777 | A | 7 | 1.9 | E | 8 | 0.097 | F | 8 | 0.13 | F | 8 | -9900 | -9900 | ? | 0
2003-03-30 | 4:00 | 0 | 0 | 0 | 2 | 0 | 0 | 2 | 0 | 0 | 2 | 0 | 0 | 2 | 0 | 0 | 2 | 0 | 0 | 2 | 0 | 0 | 2 | 0 | 4 | E | 9 | 3 | E | 9 | 8 | A | 7 | 7 | A | 7 | 93 | A | 7 | 1004 | E | 9 | 290 | A | 7 | 1.5 | A | 7 | 14500 | A | 7 | 77777 | A | 7 | 1.7 | E | 8 | 0.097 | F | 8 | 0.13 | F | 8 | -9900 | -9900 | ? | 0
2003-03-30 | 5:00 | 0 | 0 | 0 | 2 | 0 | 0 | 2 | 0 | 0 | 2 | 0 | 0 | 2 | 0 | 0 | 2 | 0 | 0 | 2 | 0 | 0 | 2 | 0 | 1 | E | 9 | 1 | E | 9 | 8 | A | 7 | 6 | A | 7 | 87 | A | 7 | 1004 | E | 9 | 0 | A | 7 | 0 | A | 7 | 11300 | A | 7 | 77777 | A | 7 | 1.9 | E | 8 | 0.097 | F | 8 | 0.13 | F | 8 | -9900 | -9900 | ? | 0
2003-03-30 | 6:00 | 0 | 11 | 0 | 2 | 0 | 0 | 2 | 0 | 0 | 2 | 0 | 0 | 2 | 1 | 0 | 2 | 2 | 0 | 2 | 2 | 0 | 2 | 1 | 8 | E | 9 | 7 | E | 9 | 7 | A | 7 | 6 | A | 7 | 93 | A | 7 | 1004 | E | 9 | 0 | A | 7 | 0 | A | 7 | 11300 | A | 7 | 77777 | A | 7 | 2 | E | 8 | 0.097 | F | 8 | 0.13 | F | 8 | -9900 | -9900 | ? | 0
2003-03-30 | 7:00 | 120 | 1371 | 39 | 2 | 8 | 237 | 2 | 15 | 19 | 2 | 8 | 4100 | 2 | 8 | 12700 | 2 | 15 | 3000 | 2 | 8 | 350 | 2 | 19 | 8 | E | 9 | 7 | E | 9 | 8 | A | 7 | 6 | A | 7 | 87 | A | 7 | 1004 | E | 9 | 0 | A | 7 | 0 | A | 7 | 11300 | A | 7 | 77777 | A | 7 | 2.1 | E | 8 | 0.097 | F | 8 | 0.13 | F | 8 | -9900 | -9900 | ? | 0
2003-03-30 | 8:00 | 366 | 1371 | 206 | 2 | 8 | 555 | 2 | 15 | 57 | 2 | 8 | 21400 | 2 | 8 | 47600 | 2 | 15 | 8700 | 2 | 8 | 1080 | 2 | 19 | 4 | E | 9 | 3 | E | 9 | 11 | A | 7 | 8 | A | 7 | 82 | A | 7 | 1004 | E | 9 | 0 | A | 7 | 0 | A | 7 | 8000 | A | 7 | 77777 | A | 7 | 2.2 | E | 8 | 0.097 | F | 8 | 0.13 | F | 8 | -9900 | -9900 | ? | 0
2003-03-30 | 9:00 | 595 | 1371 | 395 | 2 | 8 | 702 | 2 | 15 | 89 | 2 | 8 | 41600 | 2 | 8 | 68100 | 2 | 15 | 12000 | 2 | 8 | 1830 | 2 | 19 | 1 | E | 9 | 1 | E | 9 | 13 | A | 7 | 10 | A | 7 | 82 | A | 7 | 1004 | E | 9 | 0 | A | 7 | 0 | A | 7 | 11300 | A | 7 | 77777 | A | 7 | 2.4 | E | 8 | 0.097 | F | 8 | 0.13 | F | 8 | -9900 | -9900 | ? | 0
2003-03-30 | 10:00 | 788 | 1371 | 543 | 2 | 8 | 714 | 2 | 15 | 131 | 2 | 8 | 57300 | 2 | 8 | 71600 | 2 | 15 | 16000 | 2 | 8 | 3030 | 2 | 19 | 1 | E | 9 | 1 | E | 9 | 17 | A | 7 | 12 | A | 7 | 72 | A | 7 | 1004 | E | 9 | 0 | A | 7 | 0 | A | 7 | 8000 | A | 7 | 77777 | A | 7 | 2.5 | E | 8 | 0.097 | F | 8 | 0.13 | F | 8 | -9900 | -9900 | ? | 0
2003-03-30 | 11:00 | 932 | 1371 | 641 | 2 | 8 | 682 | 2 | 15 | 177 | 2 | 8 | 67500 | 2 | 8 | 68900 | 2 | 15 | 20500 | 2 | 8 | 4720 | 2 | 19 | 4 | E | 9 | 4 | E | 9 | 19 | A | 7 | 12 | A | 7 | 64 | A | 7 | 1004 | E | 9 | 170 | A | 7 | 2.1 | A | 7 | 11300 | A | 7 | 77777 | A | 7 | 2.5 | E | 8 | 0.097 | F | 8 | 0.13 | F | 8 | -9900 | -9900 | ? | 0
2003-03-30 | 12:00 | 1016 | 1371 | 710 | 2 | 8 | 675 | 2 | 15 | 208 | 2 | 8 | 74500 | 2 | 8 | 68200 | 2 | 15 | 23800 | 2 | 8 | 6270 | 2 | 19 | 9 | E | 9 | 9 | E | 9 | 22 | A | 7 | 12 | A | 7 | 53 | A | 7 | 1004 | E | 9 | 0 | A | 7 | 0 | A | 7 | 9700 | A | 7 | 77777 | A | 7 | 2.6 | E | 8 | 0.097 | F | 8 | 0.13 | F | 8 | -9900 | -9900 | ? | 0
2003-03-30 | 13:00 | 1036 | 1371 | 690 | 2 | 8 | 584 | 2 | 15 | 248 | 2 | 8 | 74400 | 2 | 8 | 60900 | 2 | 15 | 28300 | 2 | 8 | 7880 | 2 | 19 | 10 | E | 9 | 9 | E | 9 | 22 | A | 7 | 13 | A | 7 | 57 | A | 7 | 1004 | E | 9 | 110 | A | 7 | 1.5 | A | 7 | 11300 | A | 7 | 77777 | A | 7 | 2.6 | E | 8 | 0.097 | F | 8 | 0.13 | F | 8 | -9900 | -9900 | ? | 0
2003-03-30 | 14:00 | 990 | 1371 | 675 | 2 | 8 | 570 | 2 | 15 | 262 | 2 | 8 | 71800 | 2 | 8 | 59200 | 2 | 15 | 29000 | 2 | 8 | 7730 | 2 | 19 | 9 | E | 9 | 9 | E | 9 | 24 | A | 7 | 13 | A | 7 | 50 | A | 7 | 1004 | E | 9 | 0 | A | 7 | 0 | A | 7 | 9700 | A | 7 | 77777 | A | 7 | 2.4 | E | 8 | 0.097 | F | 8 | 0.13 | F | 8 | -9900 | -9900 | ? | 0
2003-03-30 | 15:00 | 880 | 1371 | 457 | 2 | 8 | 240 | 2 | 15 | 303 | 2 | 8 | 49900 | 2 | 8 | 25200 | 2 | 15 | 33600 | 2 | 8 | 8560 | 2 | 19 | 9 | E | 9 | 8 | E | 9 | 24 | A | 7 | 14 | A | 7 | 54 | A | 7 | 1004 | E | 9 | 0 | A | 7 | 0 | A | 7 | 12900 | A | 7 | 77777 | A | 7 | 2.1 | E | 8 | 0.097 | F | 8 | 0.13 | F | 8 | -9900 | -9900 | ? | 0
2003-03-30 | 16:00 | 715 | 1371 | 394 | 2 | 8 | 327 | 2 | 15 | 223 | 2 | 8 | 42100 | 2 | 8 | 34100 | 2 | 15 | 24200 | 2 | 8 | 5180 | 2 | 19 | 9 | E | 9 | 7 | E | 9 | 24 | A | 7 | 11 | A | 7 | 44 | A | 7 | 1004 | E | 9 | 350 | A | 7 | 4.6 | A | 7 | 16100 | A | 7 | 77777 | A | 7 | 1.9 | E | 8 | 0.097 | F | 8 | 0.13 | F | 8 | -9900 | -9900 | ? | 0
2003-03-30 | 17:00 | 506 | 1371 | 304 | 2 | 8 | 374 | 2 | 15 | 165 | 2 | 8 | 31900 | 2 | 8 | 36100 | 2 | 15 | 18600 | 2 | 8 | 3510 | 2 | 19 | 10 | E | 9 | 9 | E | 9 | 23 | A | 7 | 11 | A | 7 | 47 | A | 7 | 1004 | E | 9 | 280 | A | 7 | 2.6 | A | 7 | 14500 | A | 7 | 77777 | A | 7 | 2 | E | 8 | 0.097 | F | 8 | 0.13 | F | 8 | -9900 | -9900 | ? | 0
2003-03-30 | 18:00 | 268 | 1371 | 82 | 2 | 8 | 0 | 2 | 15 | 82 | 2 | 8 | 9000 | 2 | 8 | 0 | 2 | 15 | 9000 | 2 | 8 | 2620 | 2 | 19 | 10 | E | 9 | 9 | E | 9 | 19 | A | 7 | 10 | A | 7 | 56 | A | 7 | 1004 | E | 9 | 310 | A | 7 | 7.2 | A | 7 | 16100 | A | 7 | 77777 | A | 7 | 2.2 | E | 8 | 0.097 | F | 8 | 0.13 | F | 8 | -9900 | -9900 | ? | 0
2003-03-30 | 19:00 | 42 | 834 | 2 | 2 | 8 | 0 | 2 | 15 | 2 | 2 | 8 | 300 | 2 | 8 | 0 | 2 | 15 | 300 | 2 | 8 | 80 | 2 | 19 | 10 | E | 9 | 7 | E | 9 | 18 | A | 7 | 9 | A | 7 | 56 | A | 7 | 1004 | E | 9 | 320 | A | 7 | 5.1 | A | 7 | 16100 | A | 7 | 77777 | A | 7 | 2.3 | E | 8 | 0.097 | F | 8 | 0.13 | F | 8 | -9900 | -9900 | ? | 0
2003-03-30 | 20:00 | 0 | 0 | 0 | 2 | 0 | 0 | 2 | 0 | 0 | 2 | 0 | 0 | 2 | 0 | 0 | 2 | 0 | 0 | 2 | 0 | 0 | 2 | 0 | 10 | E | 9 | 6 | E | 9 | 16 | A | 7 | 9 | A | 7 | 63 | A | 7 | 1004 | E | 9 | 310 | A | 7 | 3.6 | A | 7 | 16100 | A | 7 | 77777 | A | 7 | 2.4 | E | 8 | 0.097 | F | 8 | 0.13 | F | 8 | -9900 | -9900 | ? | 0
2003-03-30 | 21:00 | 0 | 0 | 0 | 2 | 0 | 0 | 2 | 0 | 0 | 2 | 0 | 0 | 2 | 0 | 0 | 2 | 0 | 0 | 2 | 0 | 0 | 2 | 0 | 10 | E | 9 | 8 | E | 9 | 15 | A | 7 | 9 | A | 7 | 67 | A | 7 | 1004 | E | 9 | 0 | A | 7 | 0 | A | 7 | 16100 | A | 7 | 77777 | A | 7 | 2.5 | E | 8 | 0.097 | F | 8 | 0.13 | F | 8 | -9900 | -9900 | ? | 0
2003-03-30 | 22:00 | 0 | 0 | 0 | 2 | 0 | 0 | 2 | 0 | 0 | 2 | 0 | 0 | 2 | 0 | 0 | 2 | 0 | 0 | 2 | 0 | 0 | 2 | 0 | 10 | E | 9 | 8 | E | 9 | 15 | A | 7 | 9 | A | 7 | 67 | A | 7 | 1004 | E | 9 | 210 | A | 7 | 1.5 | A | 7 | 16100 | A | 7 | 77777 | A | 7 | 2.6 | E | 8 | 0.097 | F | 8 | 0.13 | F | 8 | -9900 | -9900 | ? | 0
2003-03-30 | 23:00 | 0 | 0 | 0 | 2 | 0 | 0 | 2 | 0 | 0 | 2 | 0 | 0 | 2 | 0 | 0 | 2 | 0 | 0 | 2 | 0 | 0 | 2 | 0 | 10 | E | 9 | 9 | E | 9 | 14 | A | 7 | 9 | A | 7 | 72 | A | 7 | 1004 | E | 9 | 310 | A | 7 | 2.1 | A | 7 | 16100 | A | 7 | 77777 | A | 7 | 2.6 | E | 8 | 0.097 | F | 8 | 0.13 | F | 8 | -9900 | -9900 | ? | 0
2003-03-30 | 24:00 | 0 | 0 | 0 | 2 | 0 | 0 | 2 | 0 | 0 | 2 | 0 | 0 | 2 | 0 | 0 | 2 | 0 | 0 | 2 | 0 | 0 | 2 | 0 | 10 | E | 9 | 9 | E | 9 | 14 | A | 7 | 8 | A | 7 | 67 | A | 7 | 1004 | E | 9 | 310 | A | 7 | 2.6 | A | 7 | 16100 | A | 7 | 77777 | A | 7 | 2.6 | E | 8 | 0.097 | F | 8 | 0.13 | F | 8 | -9900 | -9900 | ? | 0
2003-03-31 | 1:00 | 0 | 0 | 0 | 2 | 0 | 0 | 2 | 0 | 0 | 2 | 0 | 0 | 2 | 0 | 0 | 2 | 0 | 0 | 2 | 0 | 0 | 2 | 0 | 0 | E | 9 | 0 | A | 7 | 13 | A | 7 | 8 | A | 7 | 72 | A | 7 | 1004 | E | 9 | 320 | A | 7 | 4.1 | A | 7 | 16100 | A | 7 | 77777 | A | 7 | 2.6 | E | 8 | 0.098 | F | 8 | 0.13 | F | 8 | -9900 | -9900 | ? | 0
2003-03-31 | 2:00 | 0 | 0 | 0 | 2 | 0 | 0 | 2 | 0 | 0 | 2 | 0 | 0 | 2 | 0 | 0 | 2 | 0 | 0 | 2 | 0 | 0 | 2 | 0 | 5 | E | 9 | 3 | A | 7 | 13 | A | 7 | 8 | A | 7 | 72 | A | 7 | 1004 | E | 9 | 340 | A | 7 | 1.5 | A | 7 | 16100 | A | 7 | 77777 | A | 7 | 2.5 | E | 8 | 0.098 | F | 8 | 0.13 | F | 8 | -9900 | -9900 | ? | 0
2003-03-31 | 3:00 | 0 | 0 | 0 | 2 | 0 | 0 | 2 | 0 | 0 | 2 | 0 | 0 | 2 | 0 | 0 | 2 | 0 | 0 | 2 | 0 | 0 | 2 | 0 | 0 | E | 9 | 0 | A | 7 | 12 | A | 7 | 7 | A | 7 | 71 | A | 7 | 1004 | E | 9 | 50 | A | 7 | 1.5 | A | 7 | 16100 | A | 7 | 77777 | A | 7 | 2.4 | E | 8 | 0.098 | F | 8 | 0.13 | F | 8 | -9900 | -9900 | ? | 0
2003-03-31 | 4:00 | 0 | 0 | 0 | 2 | 0 | 0 | 2 | 0 | 0 | 2 | 0 | 0 | 2 | 0 | 0 | 2 | 0 | 0 | 2 | 0 | 0 | 2 | 0 | 10 | E | 9 | 9 | E | 9 | 12 | A | 7 | 7 | A | 7 | 71 | A | 7 | 1004 | E | 9 | 100 | A | 7 | 1.5 | A | 7 | 16100 | A | 7 | 1500 | A | 7 | 2.3 | E | 8 | 0.098 | F | 8 | 0.13 | F | 8 | -9900 | -9900 | ? | 0
2003-03-31 | 5:00 | 0 | 0 | 0 | 2 | 0 | 0 | 2 | 0 | 0 | 2 | 0 | 0 | 2 | 0 | 0 | 2 | 0 | 0 | 2 | 0 | 0 | 2 | 0 | 10 | E | 9 | 9 | E | 9 | 13 | A | 7 | 7 | A | 7 | 67 | A | 7 | 1004 | E | 9 | 0 | A | 7 | 0 | A | 7 | 16100 | A | 7 | 630 | A | 7 | 2.2 | E | 8 | 0.098 | F | 8 | 0.13 | F | 8 | -9900 | -9900 | ? | 0
2003-03-31 | 6:00 | 0 | 57 | 0 | 2 | 8 | 0 | 2 | 15 | 0 | 2 | 8 | 0 | 2 | 8 | 0 | 2 | 15 | 0 | 2 | 8 | 0 | 2 | 19 | 10 | E | 9 | 10 | E | 9 | 12 | A | 7 | 8 | A | 7 | 76 | A | 7 | 1004 | E | 9 | 0 | A | 7 | 0 | A | 7 | 11300 | A | 7 | 870 | A | 7 | 2.2 | E | 8 | 0.098 | F | 8 | 0.13 | F | 8 | 0 | 1 | A | 7
2003-03-31 | 7:00 | 127 | 1370 | 20 | 2 | 8 | 0 | 2 | 15 | 20 | 2 | 8 | 2300 | 2 | 8 | 0 | 2 | 15 | 2300 | 2 | 8 | 730 | 2 | 19 | 10 | E | 9 | 10 | E | 9 | 12 | A | 7 | 8 | A | 7 | 76 | A | 7 | 1004 | E | 9 | 0 | A | 7 | 0 | A | 7 | 12900 | A | 7 | 630 | A | 7 | 2.1 | E | 8 | 0.098 | F | 8 | 0.13 | F | 8 | 0 | 3 | A | 7
2003-03-31 | 8:00 | 374 | 1370 | 45 | 2 | 8 | 0 | 2 | 15 | 45 | 2 | 8 | 5400 | 2 | 8 | 0 | 2 | 15 | 5400 | 2 | 8 | 1900 | 2 | 19 | 10 | E | 9 | 10 | E | 9 | 12 | A | 7 | 8 | A | 7 | 76 | A | 7 | 1004 | E | 9 | 300 | A | 7 | 2.6 | A | 7 | 8000 | A | 7 | 570 | A | 7 | 2 | E | 8 | 0.098 | F | 8 | 0.13 | F | 8 | -9900 | -9900 | ? | 0
2003-03-31 | 9:00 | 602 | 1370 | 93 | 2 | 8 | 0 | 2 | 15 | 93 | 2 | 8 | 11100 | 2 | 8 | 0 | 2 | 15 | 11100 | 2 | 8 | 4150 | 2 | 19 | 10 | E | 9 | 10 | E | 9 | 12 | A | 7 | 8 | A | 7 | 76 | A | 7 | 1004 | E | 9 | 310 | A | 7 | 3.1 | A | 7 | 14500 | A | 7 | 810 | A | 7 | 1.8 | E | 8 | 0.098 | F | 8 | 0.13 | F | 8 | -9900 | -9900 | ? | 0
2003-03-31 | 10:00 | 795 | 1370 | 112 | 2 | 8 | 0 | 2 | 15 | 112 | 2 | 8 | 13600 | 2 | 8 | 0 | 2 | 15 | 13600 | 2 | 8 | 5410 | 2 | 19 | 10 | E | 9 | 9 | E | 9 | 12 | A | 7 | 7 | A | 7 | 71 | A | 7 | 1004 | E | 9 | 320 | A | 7 | 4.6 | A | 7 | 16100 | A | 7 | 1410 | A | 7 | 1.7 | E | 8 | 0.098 | F | 8 | 0.13 | F | 8 | 0 | 6 | A | 7
2003-03-31 | 11:00 | 938 | 1370 | 281 | 2 | 8 | 18 | 2 | 15 | 269 | 2 | 8 | 32600 | 2 | 8 | 1600 | 2 | 15 | 31500 | 2 | 8 | 11720 | 2 | 19 | 10 | E | 9 | 9 | E | 9 | 12 | A | 7 | 8 | A | 7 | 76 | A | 7 | 1004 | E | 9 | 310 | A | 7 | 5.1 | A | 7 | 16100 | A | 7 | 2100 | A | 7 | 1.6 | E | 8 | 0.098 | F | 8 | 0.13 | F | 8 | -9900 | -9900 | ? | 0
2003-03-31 | 12:00 | 1022 | 1370 | 364 | 2 | 8 | 42 | 2 | 15 | 333 | 2 | 8 | 40200 | 2 | 8 | 4300 | 2 | 15 | 36900 | 2 | 8 | 12430 | 2 | 19 | 10 | E | 9 | 9 | E | 9 | 14 | A | 7 | 7 | A | 7 | 63 | A | 7 | 1004 | E | 9 | 320 | A | 7 | 4.6 | A | 7 | 12900 | A | 7 | 840 | A | 7 | 1.6 | E | 8 | 0.098 | F | 8 | 0.13 | F | 8 | -9900 | -9900 | ? | 0
2003-03-31 | 13:00 | 1041 | 1370 | 476 | 2 | 8 | 132 | 2 | 15 | 375 | 2 | 8 | 51900 | 2 | 8 | 14000 | 2 | 15 | 41300 | 2 | 8 | 12480 | 2 | 19 | 10 | E | 9 | 9 | E | 9 | 14 | A | 7 | 7 | A | 7 | 63 | A | 7 | 1004 | E | 9 | 310 | A | 7 | 2.6 | A | 7 | 14500 | A | 7 | 990 | A | 7 | 1.5 | E | 8 | 0.098 | F | 8 | 0.13 | F | 8 | -9900 | -9900 | ? | 0
2003-03-31 | 14:00 | 995 | 1370 | 561 | 2 | 8 | 297 | 2 | 15 | 344 | 2 | 8 | 60300 | 2 | 8 | 32000 | 2 | 15 | 37000 | 2 | 8 | 10520 | 2 | 19 | 10 | E | 9 | 9 | E | 9 | 15 | A | 7 | 6 | A | 7 | 55 | A | 7 | 1004 | E | 9 | 300 | A | 7 | 5.1 | A | 7 | 14500 | A | 7 | 77777 | A | 7 | 1.4 | E | 8 | 0.098 | F | 8 | 0.13 | F | 8 | -9900 | -9900 | ? | 0
2003-03-31 | 15:00 | 885 | 1370 | 417 | 2 | 8 | 153 | 2 | 15 | 317 | 2 | 8 | 45200 | 2 | 8 | 16100 | 2 | 15 | 34800 | 2 | 8 | 8990 | 2 | 19 | 10 | E | 9 | 8 | E | 9 | 15 | A | 7 | 4 | A | 7 | 48 | A | 7 | 1004 | E | 9 | 310 | A | 7 | 4.1 | A | 7 | 12900 | A | 7 | 77777 | A | 7 | 1.2 | E | 8 | 0.098 | F | 8 | 0.13 | F | 8 | -9900 | -9900 | ? | 0
2003-03-31 | 16:00 | 720 | 1370 | 328 | 2 | 8 | 113 | 2 | 15 | 269 | 2 | 8 | 36000 | 2 | 8 | 11400 | 2 | 15 | 30000 | 2 | 8 | 7860 | 2 | 19 | 10 | E | 9 | 8 | E | 9 | 15 | A | 7 | 4 | A | 7 | 48 | A | 7 | 1004 | E | 9 | 320 | A | 7 | 4.6 | A | 7 | 12900 | A | 7 | 77777 | A | 7 | 1.1 | E | 8 | 0.098 | F | 8 | 0.13 | F | 8 | -9900 | -9900 | ? | 0
2003-03-31 | 17:00 | 511 | 1370 | 164 | 2 | 8 | 27 | 2 | 15 | 154 | 2 | 8 | 18400 | 2 | 8 | 2000 | 2 | 15 | 17600 | 2 | 8 | 5600 | 2 | 19 | 10 | B | 8 | 8 | B | 8 | 13.6 | B | 8 | 3.3 | B | 8 | 50 | A | 7 | 1004 | E | 9 | 320 | B | 8 | 4.4 | B | 8 | -9900 | ? | 0 | 77777 | B | 8 | 1.1 | E | 8 | 0.098 | F | 8 | 0.13 | F | 8 | -9900 | -9900 | ? | 0
2003-03-31 | 18:00 | 273 | 1370 | 175 | 2 | 8 | 208 | 2 | 15 | 133 | 2 | 8 | 18300 | 2 | 8 | 15900 | 2 | 15 | 15100 | 2 | 8 | 2870 | 2 | 19 | 10 | E | 9 | 8 | E | 9 | 12 | A | 7 | 3 | A | 7 | 54 | A | 7 | 1004 | E | 9 | 320 | A | 7 | 4.1 | A | 7 | 14500 | A | 7 | 77777 | A | 7 | 1.2 | E | 8 | 0.098 | F | 8 | 0.13 | F | 8 | -9900 | -9900 | ? | 0
2003-03-31 | 19:00 | 45 | 856 | 4 | 2 | 8 | 52 | 2 | 15 | 3 | 2 | 8 | 700 | 2 | 8 | 2900 | 2 | 15 | 500 | 2 | 8 | 80 | 2 | 19 | 10 | E | 9 | 5 | E | 9 | 11 | A | 7 | 4 | A | 7 | 62 | A | 7 | 1004 | E | 9 | 300 | A | 7 | 5.1 | A | 7 | 14500 | A | 7 | 77777 | A | 7 | 1.2 | E | 8 | 0.098 | F | 8 | 0.13 | F | 8 | -9900 | -9900 | ? | 0
2003-03-31 | 20:00 | 0 | 0 | 0 | 2 | 0 | 0 | 2 | 0 | 0 | 2 | 0 | 0 | 2 | 0 | 0 | 2 | 0 | 0 | 2 | 0 | 0 | 2 | 0 | 10 | E | 9 | 5 | E | 9 | 10 | A | 7 | 4 | A | 7 | 66 | A | 7 | 1004 | E | 9 | 300 | A | 7 | 3.6 | A | 7 | 16100 | A | 7 | 77777 | A | 7 | 1.2 | E | 8 | 0.098 | F | 8 | 0.13 | F | 8 | -9900 | -9900 | ? | 0
2003-03-31 | 21:00 | 0 | 0 | 0 | 2 | 0 | 0 | 2 | 0 | 0 | 2 | 0 | 0 | 2 | 0 | 0 | 2 | 0 | 0 | 2 | 0 | 0 | 2 | 0 | 10 | E | 9 | 4 | E | 9 | 9 | A | 7 | 4 | A | 7 | 71 | A | 7 | 1004 | E | 9 | 300 | A | 7 | 3.6 | A | 7 | 16100 | A | 7 | 77777 | A | 7 | 1.2 | E | 8 | 0.098 | F | 8 | 0.13 | F | 8 | -9900 | -9900 | ? | 0
2003-03-31 | 22:00 | 0 | 0 | 0 | 2 | 0 | 0 | 2 | 0 | 0 | 2 | 0 | 0 | 2 | 0 | 0 | 2 | 0 | 0 | 2 | 0 | 0 | 2 | 0 | 10 | E | 9 | 5 | E | 9 | 8.9 | A | 7 | 3.4 | A | 7 | 71 | A | 7 | 1004 | E | 9 | 0 | A | 7 | 3.4 | A | 7 | 16100 | A | 7 | 77777 | A | 7 | 1.2 | E | 8 | 0.098 | F | 8 | 0.13 | F | 8 | -9900 | -9900 | ? | 0
2003-03-31 | 23:00 | 0 | 0 | 0 | 2 | 0 | 0 | 2 | 0 | 0 | 2 | 0 | 0 | 2 | 0 | 0 | 2 | 0 | 0 | 2 | 0 | 0 | 2 | 0 | 10 | E | 9 | 10 | E | 9 | 8.7 | A | 7 | 2.8 | A | 7 | 71 | A | 7 | 1004 | E | 9 | 190 | A | 7 | 3.3 | A | 7 | 16100 | A | 7 | 1800 | A | 7 | 1.2 | E | 8 | 0.098 | F | 8 | 0.13 | F | 8 | -9900 | -9900 | ? | 0
2003-03-31 | 24:00 | 0 | 0 | 0 | 2 | 0 | 0 | 2 | 0 | 0 | 2 | 0 | 0 | 2 | 0 | 0 | 2 | 0 | 0 | 2 | 0 | 0 | 2 | 0 | 8 | E | 9 | 8 | E | 9 | 8.6 | A | 7 | 2.2 | A | 7 | 76 | A | 7 | 1004 | E | 9 | 0 | A | 7 | 3.1 | A | 7 | 16100 | A | 7 | 1170 | A | 7 | 1.2 | E | 8 | 0.098 | F | 8 | 0.13 | F | 8 | -9900 | -9900 | ? | 0
1998-04-01 | 1:00 | 0 | 0 | 0 | 2 | 0 | 0 | 2 | 0 | 0 | 2 | 0 | 0 | 2 | 0 | 0 | 2 | 0 | 0 | 2 | 0 | 0 | 2 | 0 | 10 | B | 8 | 10 | B | 8 | 8.5 | B | 8 | 1.5 | B | 8 | 58 | A | 7 | 1004 | E | 9 | 350 | B | 8 | 3 | B | 8 | -9900 | ? | 0 | 1203 | B | 8 | 1.1 | E | 8 | 0.098 | F | 8 | 0.13 | F | 8 | -9900 | -9900 | ? | 0
1998-04-01 | 2:00 | 0 | 0 | 0 | 2 | 0 | 0 | 2 | 0 | 0 | 2 | 0 | 0 | 2 | 0 | 0 | 2 | 0 | 0 | 2 | 0 | 0 | 2 | 0 | 10 | B | 8 | 10 | B | 8 | 8.4 | B | 8 | 0.9 | B | 8 | 58 | A | 7 | 1004 | E | 9 | 350 | B | 8 | 2.8 | B | 8 | -9900 | ? | 0 | 1217 | B | 8 | 1.1 | E | 8 | 0.098 | F | 8 | 0.13 | F | 8 | -9900 | -9900 | ? | 0
1998-04-01 | 3:00 | 0 | 0 | 0 | 2 | 0 | 0 | 2 | 0 | 0 | 2 | 0 | 0 | 2 | 0 | 0 | 2 | 0 | 0 | 2 | 0 | 0 | 2 | 0 | 10 | E | 9 | 10 | A | 7 | 8.2 | A | 7 | 0.3 | A | 7 | 57 | A | 7 | 1004 | E | 9 | 350 | A | 7 | 2.7 | A | 7 | 16100 | A | 7 | 1230 | A | 7 | 1.1 | E | 8 | 0.098 | F | 8 | 0.13 | F | 8 | -9900 | -9900 | ? | 0
1998-04-01 | 4:00 | 0 | 0 | 0 | 2 | 0 | 0 | 2 | 0 | 0 | 2 | 0 | 0 | 2 | 0 | 0 | 2 | 0 | 0 | 2 | 0 | 0 | 2 | 0 | 8 | E | 9 | 8 | E | 9 | 8.1 | E | 9 | -0.3 | E | 9 | 55 | A | 7 | 1004 | E | 9 | 280 | E | 9 | 2.5 | E | 9 | -9900 | ? | 0 | 2130 | E | 9 | 1.1 | E | 8 | 0.098 | F | 8 | 0.13 | F | 8 | -9900 | -9900 | ? | 0
1998-04-01 | 5:00 | 0 | 0 | 0 | 2 | 0 | 0 | 2 | 0 | 0 | 2 | 0 | 0 | 2 | 0 | 0 | 2 | 0 | 0 | 2 | 0 | 0 | 2 | 0 | 9 | E | 9 | 9 | E | 9 | 8.2 | E | 9 | -1.2 | E | 9 | 51 | A | 7 | 1004 | E | 9 | 300 | E | 9 | 4 | E | 9 | -9900 | ? | 0 | 1290 | E | 9 | 1.1 | E | 8 | 0.098 | F | 8 | 0.13 | F | 8 | -9900 | -9900 | ? | 0
1998-04-01 | 6:00 | 1 | 103 | 0 | 2 | 8 | 0 | 2 | 15 | 0 | 2 | 8 | 0 | 2 | 8 | 0 | 2 | 15 | 0 | 2 | 8 | 0 | 2 | 19 | 9 | E | 9 | 9 | E | 9 | 7.7 | E | 9 | -2 | E | 9 | 49 | A | 7 | 1004 | E | 9 | 250 | E | 9 | 4.4 | E | 9 | -9900 | ? | 0 | 1410 | E | 9 | 1.1 | E | 8 | 0.098 | F | 8 | 0.13 | F | 8 | -9900 | -9900 | ? | 0
1998-04-01 | 7:00 | 136 | 1369 | 38 | 2 | 8 | 113 | 2 | 15 | 26 | 2 | 8 | 4000 | 2 | 8 | 5800 | 2 | 15 | 3400 | 2 | 8 | 460 | 2 | 19 | 9 | E | 9 | 9 | E | 9 | 8.3 | E | 9 | -1.1 | E | 9 | 51 | A | 7 | 1004 | E | 9 | 230 | E | 9 | 2.8 | E | 9 | -9900 | ? | 0 | 1050 | E | 9 | 1.1 | E | 8 | 0.098 | F | 8 | 0.13 | F | 8 | -9900 | -9900 | ? | 0
1998-04-01 | 8:00 | 383 | 1369 | 136 | 2 | 8 | 102 | 2 | 15 | 107 | 2 | 8 | 14800 | 2 | 8 | 9100 | 2 | 15 | 12200 | 2 | 8 | 2370 | 2 | 19 | 3 | E | 9 | 3 | E | 9 | 10.6 | E | 9 | -0.8 | E | 9 | 45 | A | 7 | 1004 | E | 9 | 180 | E | 9 | 4.7 | E | 9 | -9900 | ? | 0 | 77777 | E | 9 | 1.1 | E | 8 | 0.098 | F | 8 | 0.13 | F | 8 | -9900 | -9900 | ? | 0
1998-04-01 | 9:00 | 611 | 1369 | 383 | 2 | 8 | 486 | 2 | 15 | 165 | 2 | 8 | 39900 | 2 | 8 | 47600 | 2 | 15 | 18600 | 2 | 8 | 3370 | 2 | 19 | 8 | E | 9 | 8 | E | 9 | 12.4 | E | 9 | 0 | E | 9 | 42 | A | 7 | 1004 | E | 9 | 180 | E | 9 | 1.6 | E | 9 | -9900 | ? | 0 | 1140 | E | 9 | 1.1 | E | 8 | 0.098 | F | 8 | 0.13 | F | 8 | -9900 | -9900 | ? | 0
1998-04-01 | 10:00 | 803 | 1369 | 454 | 2 | 8 | 346 | 2 | 15 | 251 | 2 | 8 | 48800 | 2 | 8 | 36700 | 2 | 15 | 27200 | 2 | 8 | 6200 | 2 | 19 | 5 | E | 9 | 5 | E | 9 | 13 | E | 9 | -0.9 | E | 9 | 38 | A | 7 | 1004 | E | 9 | 140 | E | 9 | 3 | E | 9 | -9900 | ? | 0 | 1290 | E | 9 | 1.1 | E | 8 | 0.098 | F | 8 | 0.13 | F | 8 | -9900 | -9900 | ? | 0
1998-04-01 | 11:00 | 945 | 1369 | 535 | 2 | 8 | 332 | 2 | 15 | 305 | 2 | 8 | 57700 | 2 | 8 | 35700 | 2 | 15 | 33000 | 2 | 8 | 8670 | 2 | 19 | 0 | E | 9 | 0 | E | 9 | 13.7 | E | 9 | 1 | E | 9 | 42 | A | 7 | 1004 | E | 9 | 100 | E | 9 | 4.5 | E | 9 | -9900 | ? | 0 | 77777 | E | 9 | 1.1 | E | 8 | 0.098 | F | 8 | 0.13 | F | 8 | -9900 | -9900 | ? | 0
1998-04-01 | 12:00 | 1029 | 1369 | 547 | 2 | 8 | 263 | 2 | 15 | 348 | 2 | 8 | 59000 | 2 | 8 | 28400 | 2 | 15 | 37600 | 2 | 8 | 11130 | 2 | 19 | 6 | E | 9 | 6 | E | 9 | 13.8 | E | 9 | -0.9 | E | 9 | 36 | A | 7 | 1004 | E | 9 | 90 | E | 9 | 2.8 | E | 9 | -9900 | ? | 0 | 1320 | E | 9 | 1.1 | E | 8 | 0.098 | F | 8 | 0.13 | F | 8 | -9900 | -9900 | ? | 0
1998-04-01 | 13:00 | 1048 | 1369 | 458 | 2 | 8 | 108 | 2 | 15 | 375 | 2 | 8 | 50400 | 2 | 8 | 11100 | 2 | 15 | 41900 | 2 | 8 | 14080 | 2 | 19 | 5 | E | 9 | 5 | E | 9 | 13.2 | E | 9 | 0 | E | 9 | 40 | A | 7 | 1004 | E | 9 | 50 | E | 9 | 2.8 | E | 9 | -9900 | ? | 0 | 1260 | E | 9 | 1.1 | E | 8 | 0.098 | F | 8 | 0.13 | F | 8 | -9900 | -9900 | ? | 0
1998-04-01 | 14:00 | 1001 | 1369 | 497 | 2 | 8 | 194 | 2 | 15 | 354 | 2 | 8 | 54200 | 2 | 8 | 20500 | 2 | 15 | 39100 | 2 | 8 | 11230 | 2 | 19 | 3 | E | 9 | 3 | E | 9 | 13.3 | E | 9 | -0.3 | E | 9 | 39 | A | 7 | 1004 | E | 9 | 30 | E | 9 | 0.1 | E | 9 | -9900 | ? | 0 | 77777 | E | 9 | 1.1 | E | 8 | 0.098 | F | 8 | 0.13 | F | 8 | -9900 | -9900 | ? | 0
1998-04-01 | 15:00 | 891 | 1369 | 564 | 2 | 8 | 460 | 2 | 15 | 263 | 2 | 8 | 59000 | 2 | 8 | 47400 | 2 | 15 | 28100 | 2 | 8 | 6830 | 2 | 19 | 1 | E | 9 | 1 | E | 9 | 14 | A | 7 | 1 | A | 7 | 41 | A | 7 | 1004 | E | 9 | 0 | A | 7 | 0 | A | 7 | 16100 | A | 7 | 77777 | A | 7 | 1.1 | E | 8 | 0.098 | F | 8 | 0.13 | F | 8 | -9900 | -9900 | ? | 0
1998-04-01 | 16:00 | 726 | 1369 | 429 | 2 | 8 | 377 | 2 | 15 | 229 | 2 | 8 | 45900 | 2 | 8 | 39400 | 2 | 15 | 24900 | 2 | 8 | 5370 | 2 | 19 | 4 | E | 9 | 4 | E | 9 | 14.3 | E | 9 | 0.6 | E | 9 | 39 | A | 7 | 1004 | E | 9 | 360 | E | 9 | 0.7 | E | 9 | -9900 | ? | 0 | 2399 | E | 9 | 1.1 | E | 8 | 0.098 | F | 8 | 0.13 | F | 8 | -9900 | -9900 | ? | 0
1998-04-01 | 17:00 | 517 | 1369 | 317 | 2 | 8 | 432 | 2 | 15 | 154 | 2 | 8 | 32600 | 2 | 8 | 40700 | 2 | 15 | 17200 | 2 | 8 | 3060 | 2 | 19 | 5 | E | 9 | 5 | E | 9 | 13.6 | E | 9 | 0.6 | E | 9 | 41 | A | 7 | 1004 | E | 9 | 0 | E | 9 | 0 | E | 9 | -9900 | ? | 0 | 77777 | E | 9 | 1.1 | E | 8 | 0.098 | F | 8 | 0.13 | F | 8 | -9900 | -9900 | ? | 0
1998-04-01 | 18:00 | 279 | 1369 | 185 | 2 | 8 | 307 | 2 | 15 | 122 | 2 | 8 | 18700 | 2 | 8 | 23000 | 2 | 15 | 14000 | 2 | 8 | 2650 | 2 | 19 | 7 | E | 9 | 7 | E | 9 | 13.4 | E | 9 | -1 | E | 9 | 37 | A | 7 | 1004 | E | 9 | 0 | E | 9 | 0 | E | 9 | -9900 | ? | 0 | 4467 | E | 9 | 1.2 | E | 8 | 0.098 | F | 8 | 0.13 | F | 8 | -9900 | -9900 | ? | 0
1998-04-01 | 19:00 | 49 | 901 | 6 | 2 | 8 | 82 | 2 | 15 | 4 | 2 | 8 | 1000 | 2 | 8 | 4600 | 2 | 15 | 800 | 2 | 8 | 110 | 2 | 19 | 7 | E | 9 | 6 | E | 9 | 12 | E | 9 | -1 | E | 9 | 40 | A | 7 | 1004 | E | 9 | 0 | E | 9 | 0 | E | 9 | -9900 | ? | 0 | 5426 | E | 9 | 1.2 | E | 8 | 0.098 | F | 8 | 0.13 | F | 8 | -9900 | -9900 | ? | 0
1998-04-01 | 20:00 | 0 | 0 | 0 | 2 | 0 | 0 | 2 | 0 | 0 | 2 | 0 | 0 | 2 | 0 | 0 | 2 | 0 | 0 | 2 | 0 | 0 | 2 | 0 | 7 | E | 9 | 7 | E | 9 | 11.2 | E | 9 | -0.9 | E | 9 | 43 | A | 7 | 1004 | E | 9 | 0 | E | 9 | 0 | E | 9 | -9900 | ? | 0 | 77777 | E | 9 | 1.2 | E | 8 | 0.098 | F | 8 | 0.13 | F | 8 | -9900 | -9900 | ? | 0
1998-04-01 | 21:00 | 0 | 0 | 0 | 2 | 0 | 0 | 2 | 0 | 0 | 2 | 0 | 0 | 2 | 0 | 0 | 2 | 0 | 0 | 2 | 0 | 0 | 2 | 0 | 7 | E | 9 | 7 | E | 9 | 11 | E | 9 | 0.3 | E | 9 | 48 | A | 7 | 1004 | E | 9 | 0 | E | 9 | 0 | E | 9 | -9900 | ? | 0 | 77777 | E | 9 | 1.2 | E | 8 | 0.098 | F | 8 | 0.13 | F | 8 | -9900 | -9900 | ? | 0
1998-04-01 | 22:00 | 0 | 0 | 0 | 2 | 0 | 0 | 2 | 0 | 0 | 2 | 0 | 0 | 2 | 0 | 0 | 2 | 0 | 0 | 2 | 0 | 0 | 2 | 0 | 8 | E | 9 | 7 | E | 9 | 10.8 | E | 9 | -0.2 | E | 9 | 46 | A | 7 | 1004 | E | 9 | 0 | E | 9 | 0 | E | 9 | -9900 | ? | 0 | 77777 | E | 9 | 1.2 | E | 8 | 0.098 | F | 8 | 0.13 | F | 8 | -9900 | -9900 | ? | 0
1998-04-01 | 23:00 | 0 | 0 | 0 | 2 | 0 | 0 | 2 | 0 | 0 | 2 | 0 | 0 | 2 | 0 | 0 | 2 | 0 | 0 | 2 | 0 | 0 | 2 | 0 | 7 | E | 9 | 6 | E | 9 | 10.6 | E | 9 | -0.1 | E | 9 | 47 | A | 7 | 1004 | E | 9 | 0 | E | 9 | 0 | E | 9 | -9900 | ? | 0 | 77777 | E | 9 | 1.2 | E | 8 | 0.098 | F | 8 | 0.13 | F | 8 | -9900 | -9900 | ? | 0
1998-04-01 | 24:00 | 0 | 0 | 0 | 2 | 0 | 0 | 2 | 0 | 0 | 2 | 0 | 0 | 2 | 0 | 0 | 2 | 0 | 0 | 2 | 0 | 0 | 2 | 0 | 7 | E | 9 | 7 | E | 9 | 10.3 | E | 9 | -0.7 | E | 9 | 46 | A | 7 | 1004 | E | 9 | 0 | E | 9 | 0 | E | 9 | -9900 | ? | 0 | 12230 | E | 9 | 1.2 | E | 8 | 0.098 | F | 8 | 0.13 | F | 8 | -9900 | -9900 | ? | 0
1998-04-02 | 1:00 | 0 | 0 | 0 | 2 | 0 | 0 | 2 | 0 | 0 | 2 | 0 | 0 | 2 | 0 | 0 | 2 | 0 | 0 | 2 | 0 | 0 | 2 | 0 | 3 | E | 9 | 3 | E | 9 | 9.5 | E | 9 | -0.6 | E | 9 | 49 | A | 7 | 1004 | E | 9 | 0 | E | 9 | 0 | E | 9 | -9900 | ? | 0 | 77777 | E | 9 | 1.2 | E | 8 | 0.098 | F | 8 | 0.13 | F | 8 | -9900 | -9900 | ? | 0
1998-04-02 | 2:00 | 0 | 0 | 0 | 2 | 0 | 0 | 2 | 0 | 0 | 2 | 0 | 0 | 2 | 0 | 0 | 2 | 0 | 0 | 2 | 0 | 0 | 2 | 0 | 8 | E | 9 | 8 | E | 9 | 9.3 | E | 9 | -1 | E | 9 | 48 | A | 7 | 1004 | E | 9 | 0 | E | 9 | 0 | E | 9 | -9900 | ? | 0 | 14028 | E | 9 | 1.2 | E | 8 | 0.098 | F | 8 | 0.13 | F | 8 | -9900 | -9900 | ? | 0
1998-04-02 | 3:00 | 0 | 0 | 0 | 2 | 0 | 0 | 2 | 0 | 0 | 2 | 0 | 0 | 2 | 0 | 0 | 2 | 0 | 0 | 2 | 0 | 0 | 2 | 0 | 7 | E | 9 | 7 | E | 9 | 9.1 | E | 9 | -1 | E | 9 | 49 | A | 7 | 1004 | E | 9 | 0 | E | 9 | 0 | E | 9 | -9900 | ? | 0 | 14777 | E | 9 | 1.2 | E | 8 | 0.098 | F | 8 | 0.13 | F | 8 | -9900 | -9900 | ? | 0
1998-04-02 | 4:00 | 0 | 0 | 0 | 2 | 0 | 0 | 2 | 0 | 0 | 2 | 0 | 0 | 2 | 0 | 0 | 2 | 0 | 0 | 2 | 0 | 0 | 2 | 0 | 9 | E | 9 | 8 | E | 9 | 8.9 | E | 9 | -0.9 | E | 9 | 50 | A | 7 | 1004 | E | 9 | 0 | E | 9 | 0 | E | 9 | -9900 | ? | 0 | 15886 | E | 9 | 1.2 | E | 8 | 0.098 | F | 8 | 0.13 | F | 8 | -9900 | -9900 | ? | 0
1998-04-02 | 5:00 | 0 | 0 | 0 | 2 | 0 | 0 | 2 | 0 | 0 | 2 | 0 | 0 | 2 | 0 | 0 | 2 | 0 | 0 | 2 | 0 | 0 | 2 | 0 | 6 | E | 9 | 6 | E | 9 | 8.2 | E | 9 | -0.8 | E | 9 | 53 | A | 7 | 1004 | E | 9 | 350 | E | 9 | 2.4 | E | 9 | -9900 | ? | 0 | 17384 | E | 9 | 1.2 | E | 8 | 0.098 | F | 8 | 0.13 | F | 8 | -9900 | -9900 | ? | 0
1998-04-02 | 6:00 | 1 | 148 | 0 | 2 | 8 | 0 | 2 | 15 | 0 | 2 | 8 | 0 | 2 | 8 | 0 | 2 | 15 | 0 | 2 | 8 | 0 | 2 | 19 | 7 | E | 9 | 6 | E | 9 | 8 | E | 9 | -0.3 | E | 9 | 56 | A | 7 | 1004 | E | 9 | 0 | E | 9 | 0 | E | 9 | -9900 | ? | 0 | 18403 | E | 9 | 1.2 | E | 8 | 0.098 | F | 8 | 0.13 | F | 8 | -9900 | -9900 | ? | 0
1998-04-02 | 7:00 | 144 | 1368 | 48 | 2 | 8 | 176 | 2 | 15 | 30 | 2 | 8 | 5100 | 2 | 8 | 9300 | 2 | 15 | 4100 | 2 | 8 | 530 | 2 | 19 | 4 | E | 9 | 4 | E | 9 | 8.2 | E | 9 | -0.2 | E | 9 | 55 | A | 7 | 1004 | E | 9 | 0 | E | 9 | 0 | E | 9 | -9900 | ? | 0 | 77777 | E | 9 | 1.2 | E | 8 | 0.098 | F | 8 | 0.13 | F | 8 | -9900 | -9900 | ? | 0
1998-04-02 | 8:00 | 390 | 1368 | 137 | 2 | 8 | 86 | 2 | 15 | 112 | 2 | 8 | 14800 | 2 | 8 | 7700 | 2 | 15 | 12600 | 2 | 8 | 2490 | 2 | 19 | 8 | E | 9 | 7 | E | 9 | 8 | E | 9 | 0.4 | E | 9 | 59 | A | 7 | 1004 | E | 9 | 0 | E | 9 | 0 | E | 9 | -9900 | ? | 0 | 20831 | E | 9 | 1.3 | E | 8 | 0.098 | F | 8 | 0.13 | F | 8 | -9900 | -9900 | ? | 0
1998-04-02 | 9:00 | 617 | 1368 | 246 | 2 | 8 | 74 | 2 | 15 | 212 | 2 | 8 | 26900 | 2 | 8 | 7300 | 2 | 15 | 23600 | 2 | 8 | 5970 | 2 | 19 | 9 | E | 9 | 8 | E | 9 | 9 | A | 7 | 1 | A | 7 | 57 | A | 7 | 1004 | E | 9 | 0 | A | 7 | 0 | A | 7 | 16100 | A | 7 | 77777 | A | 7 | 1.3 | E | 8 | 0.098 | F | 8 | 0.13 | F | 8 | -9900 | -9900 | ? | 0
1998-04-02 | 10:00 | 809 | 1368 | 347 | 2 | 8 | 100 | 2 | 15 | 288 | 2 | 8 | 38100 | 2 | 8 | 10200 | 2 | 15 | 32100 | 2 | 8 | 9020 | 2 | 19 | 10 | E | 9 | 9 | E | 9 | 11 | E | 9 | 1.7 | E | 9 | 53 | A | 7 | 1004 | E | 9 | 100 | E | 9 | 0.5 | E | 9 | -9900 | ? | 0 | 18767 | E | 9 | 1.3 | E | 8 | 0.098 | F | 8 | 0.13 | F | 8 | -9900 | -9900 | ? | 0
1998-04-02 | 11:00 | 951 | 1368 | 440 | 2 | 8 | 136 | 2 | 15 | 345 | 2 | 8 | 47900 | 2 | 8 | 14400 | 2 | 15 | 37900 | 2 | 8 | 10390 | 2 | 19 | 9 | E | 9 | 8 | E | 9 | 13 | E | 9 | 1.4 | E | 9 | 45 | A | 7 | 1004 | E | 9 | 0 | E | 9 | 0 | E | 9 | -9900 | ? | 0 | 15534 | E | 9 | 1.3 | E | 8 | 0.098 | F | 8 | 0.13 | F | 8 | -9900 | -9900 | ? | 0
1998-04-02 | 12:00 | 1035 | 1368 | 411 | 2 | 8 | 84 | 2 | 15 | 348 | 2 | 8 | 45400 | 2 | 8 | 8600 | 2 | 15 | 38800 | 2 | 8 | 13070 | 2 | 19 | 10 | E | 9 | 10 | E | 9 | 13 | E | 9 | 2.1 | E | 9 | 47 | A | 7 | 1004 | E | 9 | 0 | E | 9 | 0 | E | 9 | -9900 | ? | 0 | 12901 | E | 9 | 1.3 | E | 8 | 0.098 | F | 8 | 0.13 | F | 8 | -9900 | -9900 | ? | 0
1998-04-02 | 13:00 | 1053 | 1368 | 452 | 2 | 8 | 90 | 2 | 15 | 382 | 2 | 8 | 49700 | 2 | 8 | 9300 | 2 | 15 | 42600 | 2 | 8 | 14390 | 2 | 19 | 9 | E | 9 | 9 | E | 9 | 14 | E | 9 | 1.9 | E | 9 | 44 | A | 7 | 1004 | E | 9 | 230 | E | 9 | 1.8 | E | 9 | -9900 | ? | 0 | 10269 | E | 9 | 1.3 | E | 8 | 0.098 | F | 8 | 0.13 | F | 8 | -9900 | -9900 | ? | 0
1998-04-02 | 14:00 | 1006 | 1368 | 369 | 2 | 8 | 36 | 2 | 15 | 342 | 2 | 8 | 40600 | 2 | 8 | 3700 | 2 | 15 | 37900 | 2 | 8 | 12500 | 2 | 19 | 10 | E | 9 | 10 | E | 9 | 14 | E | 9 | 1.6 | E | 9 | 43 | A | 7 | 1004 | E | 9 | 240 | E | 9 | 4.6 | E | 9 | -9900 | ? | 0 | 5416 | E | 9 | 1.3 | E | 8 | 0.098 | F | 8 | 0.13 | F | 8 | -9900 | -9900 | ? | 0
1998-04-02 | 15:00 | 896 | 1368 | 342 | 2 | 8 | 37 | 2 | 15 | 318 | 2 | 8 | 37600 | 2 | 8 | 3800 | 2 | 15 | 35100 | 2 | 8 | 10570 | 2 | 19 | 9 | E | 9 | 9 | E | 9 | 14 | E | 9 | 1.3 | E | 9 | 42 | A | 7 | 1004 | E | 9 | 280 | E | 9 | 4.6 | E | 9 | -9900 | ? | 0 | 2903 | E | 9 | 1.3 | E | 8 | 0.098 | F | 8 | 0.13 | F | 8 | -9900 | -9900 | ? | 0
1998-04-02 | 16:00 | 731 | 1368 | 196 | 2 | 8 | 0 | 2 | 15 | 196 | 2 | 8 | 22500 | 2 | 8 | 0 | 2 | 15 | 22500 | 2 | 8 | 8140 | 2 | 19 | 9 | E | 9 | 9 | A | 7 | 13 | A | 7 | 1 | A | 7 | 44 | A | 7 | 1004 | E | 9 | 330 | A | 7 | 5.1 | A | 7 | 16100 | A | 7 | 1470 | A | 7 | 1.3 | E | 8 | 0.098 | F | 8 | 0.13 | F | 8 | 0 | 6 | A | 7
1998-04-02 | 17:00 | 522 | 1368 | 111 | 2 | 8 | 0 | 2 | 15 | 111 | 2 | 8 | 12800 | 2 | 8 | 0 | 2 | 15 | 12800 | 2 | 8 | 4510 | 2 | 19 | 8 | B | 8 | 8 | B | 8 | 12.9 | B | 8 | 0.8 | B | 8 | 44 | A | 7 | 1004 | E | 9 | 330 | B | 8 | 3.9 | B | 8 | -9900 | ? | 0 | 8313 | B | 8 | 1.4 | E | 8 | 0.098 | F | 8 | 0.13 | F | 8 | -9900 | -9900 | ? | 0
1998-04-02 | 18:00 | 284 | 1368 | 135 | 2 | 8 | 160 | 2 | 15 | 102 | 2 | 8 | 14500 | 2 | 8 | 12600 | 2 | 15 | 11800 | 2 | 8 | 2200 | 2 | 19 | 8 | B | 8 | 7 | B | 8 | 12.2 | B | 8 | 0.9 | B | 8 | 46 | A | 7 | 1004 | E | 9 | 320 | B | 8 | 2.7 | B | 8 | -9900 | ? | 0 | 15157 | B | 8 | 1.4 | E | 8 | 0.098 | F | 8 | 0.13 | F | 8 | -9900 | -9900 | ? | 0
1998-04-02 | 19:00 | 52 | 923 | 5 | 2 | 8 | 46 | 2 | 15 | 4 | 2 | 8 | 800 | 2 | 8 | 2200 | 2 | 15 | 600 | 2 | 8 | 80 | 2 | 19 | 7 | E | 9 | 6 | E | 9 | 11 | A | 7 | 1 | A | 7 | 50 | A | 7 | 1004 | E | 9 | 320 | A | 7 | 1.5 | A | 7 | 16100 | A | 7 | 77777 | A | 7 | 1.4 | E | 8 | 0.098 | F | 8 | 0.13 | F | 8 | -9900 | -9900 | ? | 0
1998-04-02 | 20:00 | 0 | 0 | 0 | 2 | 0 | 0 | 2 | 0 | 0 | 2 | 0 | 0 | 2 | 0 | 0 | 2 | 0 | 0 | 2 | 0 | 0 | 2 | 0 | 7 | B | 8 | 6 | B | 8 | 9.8 | B | 8 | 1.1 | B | 8 | 55 | A | 7 | 1004 | E | 9 | 320 | B | 8 | 1.5 | B | 8 | -9900 | ? | 0 | 77777 | B | 8 | 1.4 | E | 8 | 0.098 | F | 8 | 0.13 | F | 8 | -9900 | -9900 | ? | 0
1998-04-02 | 21:00 | 0 | 0 | 0 | 2 | 0 | 0 | 2 | 0 | 0 | 2 | 0 | 0 | 2 | 0 | 0 | 2 | 0 | 0 | 2 | 0 | 0 | 2 | 0 | 7 | B | 8 | 6 | B | 8 | 9 | B | 8 | 1.2 | B | 8 | 58 | A | 7 | 1004 | E | 9 | 320 | B | 8 | 1.5 | B | 8 | -9900 | ? | 0 | 77777 | B | 8 | 1.4 | E | 8 | 0.098 | F | 8 | 0.13 | F | 8 | -9900 | -9900 | ? | 0
1998-04-02 | 22:00 | 0 | 0 | 0 | 2 | 0 | 0 | 2 | 0 | 0 | 2 | 0 | 0 | 2 | 0 | 0 | 2 | 0 | 0 | 2 | 0 | 0 | 2 | 0 | 8 | B | 8 | 7 | B | 8 | 8.6 | B | 8 | 1.2 | B | 8 | 60 | A | 7 | 1004 | E | 9 | 320 | B | 8 | 1.5 | B | 8 | -9900 | ? | 0 | 77777 | B | 8 | 1.4 | E | 8 | 0.098 | F | 8 | 0.13 | F | 8 | -9900 | -9900 | ? | 0
1998-04-02 | 23:00 | 0 | 0 | 0 | 2 | 0 | 0 | 2 | 0 | 0 | 2 | 0 | 0 | 2 | 0 | 0 | 2 | 0 | 0 | 2 | 0 | 0 | 2 | 0 | 8 | B | 8 | 7 | B | 8 | 8.2 | B | 8 | 1.2 | B | 8 | 61 | A | 7 | 1004 | E | 9 | 320 | B | 8 | 1.5 | B | 8 | -9900 | ? | 0 | 77777 | B | 8 | 1.4 | E | 8 | 0.098 | F | 8 | 0.13 | F | 8 | -9900 | -9900 | ? | 0
1998-04-02 | 24:00 | 0 | 0 | 0 | 2 | 0 | 0 | 2 | 0 | 0 | 2 | 0 | 0 | 2 | 0 | 0 | 2 | 0 | 0 | 2 | 0 | 0 | 2 | 0 | 8 | B | 8 | 7 | B | 8 | 7.9 | B | 8 | 1.4 | B | 8 | 63 | A | 7 | 1004 | E | 9 | 320 | B | 8 | 1.5 | B | 8 | -9900 | ? | 0 | 77777 | B | 8 | 1.4 | E | 8 | 0.098 | F | 8 | 0.13 | F | 8 | -9900 | -9900 | ? | 0
1998-04-03 | 1:00 | 0 | 0 | 0 | 2 | 0 | 0 | 2 | 0 | 0 | 2 | 0 | 0 | 2 | 0 | 0 | 2 | 0 | 0 | 2 | 0 | 0 | 2 | 0 | 9 | B | 8 | 7 | B | 8 | 7.5 | B | 8 | 1.4 | B | 8 | 65 | A | 7 | 1004 | E | 9 | 330 | B | 8 | 1.5 | B | 8 | -9900 | ? | 0 | 77777 | B | 8 | 1.5 | E | 8 | 0.099 | F | 8 | 0.13 | F | 8 | -9900 | -9900 | ? | 0
1998-04-03 | 2:00 | 0 | 0 | 0 | 2 | 0 | 0 | 2 | 0 | 0 | 2 | 0 | 0 | 2 | 0 | 0 | 2 | 0 | 0 | 2 | 0 | 0 | 2 | 0 | 9 | B | 8 | 7 | B | 8 | 7.2 | B | 8 | 1.3 | B | 8 | 66 | A | 7 | 1004 | E | 9 | 330 | B | 8 | 1.5 | B | 8 | -9900 | ? | 0 | 77777 | B | 8 | 1.5 | E | 8 | 0.099 | F | 8 | 0.13 | F | 8 | -9900 | -9900 | ? | 0
1998-04-03 | 3:00 | 0 | 0 | 0 | 2 | 0 | 0 | 2 | 0 | 0 | 2 | 0 | 0 | 2 | 0 | 0 | 2 | 0 | 0 | 2 | 0 | 0 | 2 | 0 | 9 | B | 8 | 7 | B | 8 | 7.1 | B | 8 | 1.4 | B | 8 | 67 | A | 7 | 1004 | E | 9 | 330 | B | 8 | 1.5 | B | 8 | -9900 | ? | 0 | 77777 | B | 8 | 1.5 | E | 8 | 0.099 | F | 8 | 0.13 | F | 8 | -9900 | -9900 | ? | 0
1998-04-03 | 4:00 | 0 | 0 | 0 | 2 | 0 | 0 | 2 | 0 | 0 | 2 | 0 | 0 | 2 | 0 | 0 | 2 | 0 | 0 | 2 | 0 | 0 | 2 | 0 | 9 | B | 8 | 8 | B | 8 | 6.9 | B | 8 | 1.5 | B | 8 | 68 | A | 7 | 1004 | E | 9 | 330 | B | 8 | 1.5 | B | 8 | -9900 | ? | 0 | 77777 | B | 8 | 1.5 | E | 8 | 0.099 | F | 8 | 0.13 | F | 8 | -9900 | -9900 | ? | 0
1998-04-03 | 5:00 | 0 | 0 | 0 | 2 | 0 | 0 | 2 | 0 | 0 | 2 | 0 | 0 | 2 | 0 | 0 | 2 | 0 | 0 | 2 | 0 | 0 | 2 | 0 | 10 | B | 8 | 8 | B | 8 | 6.7 | B | 8 | 1.5 | B | 8 | 69 | A | 7 | 1004 | E | 9 | 330 | B | 8 | 1.5 | B | 8 | -9900 | ? | 0 | 77777 | B | 8 | 1.5 | E | 8 | 0.099 | F | 8 | 0.13 | F | 8 | -9900 | -9900 | ? | 0
1998-04-03 | 6:00 | 2 | 171 | 0 | 2 | 8 | 0 | 2 | 15 | 0 | 2 | 8 | 0 | 2 | 8 | 0 | 2 | 15 | 0 | 2 | 8 | 0 | 2 | 19 | 10 | E | 9 | 8 | E | 9 | 7 | A | 7 | 2 | A | 7 | 70 | A | 7 | 1004 | E | 9 | 330 | A | 7 | 1.5 | A | 7 | 16100 | A | 7 | 77777 | A | 7 | 1.5 | E | 8 | 0.099 | F | 8 | 0.13 | F | 8 | -9900 | -9900 | ? | 0
1998-04-03 | 7:00 | 151 | 1367 | 11 | 2 | 8 | 0 | 2 | 15 | 11 | 2 | 8 | 1300 | 2 | 8 | 0 | 2 | 15 | 1300 | 2 | 8 | 440 | 2 | 19 | 10 | B | 8 | 8 | B | 8 | 7.3 | B | 8 | 2.5 | B | 8 | 72 | A | 7 | 1004 | E | 9 | 340 | B | 8 | 1.2 | B | 8 | -9900 | ? | 0 | 17750 | B | 8 | 1.5 | E | 8 | 0.099 | F | 8 | 0.13 | F | 8 | -9900 | -9900 | ? | 0
1998-04-03 | 8:00 | 397 | 1367 | 50 | 2 | 8 | 0 | 2 | 15 | 50 | 2 | 8 | 6000 | 2 | 8 | 0 | 2 | 15 | 6000 | 2 | 8 | 2120 | 2 | 19 | 10 | B | 8 | 9 | B | 8 | 7.8 | B | 8 | 2.5 | B | 8 | 69 | A | 7 | 1004 | E | 9 | 340 | B | 8 | 0.9 | B | 8 | -9900 | ? | 0 | 13500 | B | 8 | 1.5 | E | 8 | 0.099 | F | 8 | 0.13 | F | 8 | -9900 | -9900 | ? | 0
1998-04-03 | 9:00 | 624 | 1367 | 104 | 2 | 8 | 0 | 2 | 15 | 104 | 2 | 8 | 12300 | 2 | 8 | 0 | 2 | 15 | 12300 | 2 | 8 | 4620 | 2 | 19 | 10 | B | 8 | 9 | B | 8 | 8.4 | B | 8 | 2.5 | B | 8 | 66 | A | 7 | 1004 | E | 9 | 350 | B | 8 | 0.6 | B | 8 | -9900 | ? | 0 | 9250 | B | 8 | 1.4 | E | 8 | 0.099 | F | 8 | 0.13 | F | 8 | -9900 | -9900 | ? | 0
1998-04-03 | 10:00 | 815 | 1367 | 155 | 2 | 8 | 0 | 2 | 15 | 155 | 2 | 8 | 18400 | 2 | 8 | 0 | 2 | 15 | 18400 | 2 | 8 | 7190 | 2 | 19 | 10 | B | 8 | 10 | B | 8 | 8.8 | B | 8 | 2.4 | B | 8 | 64 | A | 7 | 1004 | E | 9 | 350 | B | 8 | 0.3 | B | 8 | -9900 | ? | 0 | 5000 | B | 8 | 1.4 | E | 8 | 0.099 | F | 8 | 0.13 | F | 8 | -9900 | -9900 | ? | 0
1998-04-03 | 11:00 | 957 | 1367 | 169 | 2 | 8 | 0 | 2 | 15 | 169 | 2 | 8 | 20400 | 2 | 8 | 0 | 2 | 15 | 20400 | 2 | 8 | 8260 | 2 | 19 | 10 | E | 9 | 10 | A | 7 | 9 | A | 7 | 2 | A | 7 | 61 | A | 7 | 1004 | E | 9 | 0 | A | 7 | 0 | A | 7 | 16100 | A | 7 | 750 | A | 7 | 1.4 | E | 8 | 0.099 | F | 8 | 0.13 | F | 8 | 0 | 1 | A | 7
1998-04-03 | 12:00 | 1040 | 1367 | 194 | 2 | 8 | 0 | 2 | 15 | 194 | 2 | 8 | 23400 | 2 | 8 | 0 | 2 | 15 | 23400 | 2 | 8 | 9540 | 2 | 19 | 10 | B | 8 | 10 | B | 8 | 10.1 | B | 8 | 2.3 | B | 8 | 58 | A | 7 | 1004 | E | 9 | 10 | B | 8 | 0.4 | B | 8 | -9900 | ? | 0 | 785 | B | 8 | 1.4 | E | 8 | 0.099 | F | 8 | 0.13 | F | 8 | -9900 | -9900 | ? | 0
1998-04-03 | 13:00 | 1058 | 1367 | 214 | 2 | 8 | 6 | 2 | 15 | 209 | 2 | 8 | 25700 | 2 | 8 | 500 | 2 | 15 | 25400 | 2 | 8 | 10200 | 2 | 19 | 10 | B | 8 | 10 | B | 8 | 11.1 | B | 8 | 2.4 | B | 8 | 55 | A | 7 | 1004 | E | 9 | 20 | B | 8 | 0.7 | B | 8 | -9900 | ? | 0 | 820 | B | 8 | 1.4 | E | 8 | 0.099 | F | 8 | 0.13 | F | 8 | -9900 | -9900 | ? | 0
1998-04-03 | 14:00 | 1011 | 1367 | 414 | 2 | 8 | 85 | 2 | 15 | 351 | 2 | 8 | 45600 | 2 | 8 | 8700 | 2 | 15 | 39100 | 2 | 8 | 12840 | 2 | 19 | 10 | B | 8 | 10 | B | 8 | 11.8 | B | 8 | 2.2 | B | 8 | 52 | A | 7 | 1004 | E | 9 | 30 | B | 8 | 1.1 | B | 8 | -9900 | ? | 0 | 855 | B | 8 | 1.4 | E | 8 | 0.099 | F | 8 | 0.13 | F | 8 | -9900 | -9900 | ? | 0
1998-04-03 | 15:00 | 900 | 1367 | 362 | 2 | 8 | 86 | 2 | 15 | 305 | 2 | 8 | 39800 | 2 | 8 | 8800 | 2 | 15 | 34000 | 2 | 8 | 10280 | 2 | 19 | 10 | B | 8 | 10 | B | 8 | 12.3 | B | 8 | 2.3 | B | 8 | 50 | A | 7 | 1004 | E | 9 | 30 | B | 8 | 1.4 | B | 8 | -9900 | ? | 0 | 890 | B | 8 | 1.4 | E | 8 | 0.099 | F | 8 | 0.13 | F | 8 | -9900 | -9900 | ? | 0
1998-04-03 | 16:00 | 735 | 1367 | 421 | 2 | 8 | 307 | 2 | 15 | 255 | 2 | 8 | 44600 | 2 | 8 | 32100 | 2 | 15 | 27300 | 2 | 8 | 6140 | 2 | 19 | 10 | B | 8 | 10 | B | 8 | 12.4 | B | 8 | 2.3 | B | 8 | 50 | A | 7 | 1004 | E | 9 | 40 | B | 8 | 1.7 | B | 8 | -9900 | ? | 0 | 925 | B | 8 | 1.4 | E | 8 | 0.099 | F | 8 | 0.13 | F | 8 | -9900 | -9900 | ? | 0
1998-04-03 | 17:00 | 527 | 1367 | 247 | 2 | 8 | 146 | 2 | 15 | 190 | 2 | 8 | 26500 | 2 | 8 | 14200 | 2 | 15 | 21000 | 2 | 8 | 4420 | 2 | 19 | 10 | E | 9 | 10 | A | 7 | 12 | A | 7 | 2 | A | 7 | 50 | A | 7 | 1004 | E | 9 | 50 | A | 7 | 2.1 | A | 7 | 16100 | A | 7 | 960 | A | 7 | 1.4 | E | 8 | 0.099 | F | 8 | 0.13 | F | 8 | -9900 | -9900 | ? | 0
1998-04-03 | 18:00 | 289 | 1367 | 161 | 2 | 8 | 250 | 2 | 15 | 108 | 2 | 8 | 16500 | 2 | 8 | 19200 | 2 | 15 | 12500 | 2 | 8 | 2250 | 2 | 19 | 10 | E | 9 | 10 | A | 7 | 11 | A | 7 | 3 | A | 7 | 58 | A | 7 | 1004 | E | 9 | 330 | A | 7 | 2.1 | A | 7 | 16100 | A | 7 | 1170 | A | 7 | 1.4 | E | 8 | 0.099 | F | 8 | 0.13 | F | 8 | -9900 | -9900 | ? | 0
1998-04-03 | 19:00 | 56 | 946 | 7 | 2 | 8 | 75 | 2 | 15 | 5 | 2 | 8 | 1100 | 2 | 8 | 3700 | 2 | 15 | 900 | 2 | 8 | 100 | 2 | 19 | 9 | E | 9 | 9 | E | 9 | 8.4 | E | 9 | 4.6 | E | 9 | 77 | A | 7 | 1004 | E | 9 | 310 | E | 9 | 4.3 | E | 9 | -9900 | ? | 0 | 3640 | E | 9 | 1.4 | E | 8 | 0.099 | F | 8 | 0.13 | F | 8 | -9900 | -9900 | ? | 0
1998-04-03 | 20:00 | 0 | 0 | 0 | 2 | 0 | 0 | 2 | 0 | 0 | 2 | 0 | 0 | 2 | 0 | 0 | 2 | 0 | 0 | 2 | 0 | 0 | 2 | 0 | 10 | E | 9 | 10 | E | 9 | 6.8 | E | 9 | 3.3 | E | 9 | 78 | A | 7 | 1004 | E | 9 | 290 | E | 9 | 3.3 | E | 9 | -9900 | ? | 0 | 0 | E | 9 | 1.4 | E | 8 | 0.099 | F | 8 | 0.13 | F | 8 | -9900 | -9900 | ? | 0
1998-04-03 | 21:00 | 0 | 0 | 0 | 2 | 0 | 0 | 2 | 0 | 0 | 2 | 0 | 0 | 2 | 0 | 0 | 2 | 0 | 0 | 2 | 0 | 0 | 2 | 0 | 10 | E | 9 | 10 | E | 9 | 5.4 | E | 9 | 2.7 | E | 9 | 83 | A | 7 | 1004 | E | 9 | 280 | E | 9 | 3.4 | E | 9 | -9900 | ? | 0 | 0 | E | 9 | 1.3 | E | 8 | 0.099 | F | 8 | 0.13 | F | 8 | -9900 | -9900 | ? | 0
1998-04-03 | 22:00 | 0 | 0 | 0 | 2 | 0 | 0 | 2 | 0 | 0 | 2 | 0 | 0 | 2 | 0 | 0 | 2 | 0 | 0 | 2 | 0 | 0 | 2 | 0 | 10 | E | 9 | 10 | E | 9 | 4.3 | E | 9 | 2.6 | E | 9 | 89 | A | 7 | 1004 | E | 9 | 260 | E | 9 | 3 | E | 9 | -9900 | ? | 0 | 0 | E | 9 | 1.3 | E | 8 | 0.099 | F | 8 | 0.13 | F | 8 | -9900 | -9900 | ? | 0
1998-04-03 | 23:00 | 0 | 0 | 0 | 2 | 0 | 0 | 2 | 0 | 0 | 2 | 0 | 0 | 2 | 0 | 0 | 2 | 0 | 0 | 2 | 0 | 0 | 2 | 0 | 10 | E | 9 | 10 | E | 9 | 4 | E | 9 | 1.9 | E | 9 | 86 | A | 7 | 1004 | E | 9 | 250 | E | 9 | 4.6 | E | 9 | -9900 | ? | 0 | 0 | E | 9 | 1.3 | E | 8 | 0.099 | F | 8 | 0.13 | F | 8 | -9900 | -9900 | ? | 0
1998-04-03 | 24:00 | 0 | 0 | 0 | 2 | 0 | 0 | 2 | 0 | 0 | 2 | 0 | 0 | 2 | 0 | 0 | 2 | 0 | 0 | 2 | 0 | 0 | 2 | 0 | 9 | E | 9 | 9 | E | 9 | 3.1 | E | 9 | 1.8 | E | 9 | 91 | A | 7 | 1004 | E | 9 | 230 | E | 9 | 4.2 | E | 9 | -9900 | ? | 0 | 0 | E | 9 | 1.3 | E | 8 | 0.099 | F | 8 | 0.13 | F | 8 | -9900 | -9900 | ? | 0
1998-04-04 | 1:00 | 0 | 0 | 0 | 2 | 0 | 0 | 2 | 0 | 0 | 2 | 0 | 0 | 2 | 0 | 0 | 2 | 0 | 0 | 2 | 0 | 0 | 2 | 0 | 8 | E | 9 | 8 | E | 9 | 2.1 | E | 9 | 1.2 | E | 9 | 94 | A | 7 | 1004 | E | 9 | 210 | E | 9 | 3.2 | E | 9 | -9900 | ? | 0 | 0 | E | 9 | 1.3 | E | 8 | 0.099 | F | 8 | 0.13 | F | 8 | -9900 | -9900 | ? | 0
1998-04-04 | 2:00 | 0 | 0 | 0 | 2 | 0 | 0 | 2 | 0 | 0 | 2 | 0 | 0 | 2 | 0 | 0 | 2 | 0 | 0 | 2 | 0 | 0 | 2 | 0 | 7 | E | 9 | 7 | E | 9 | 1.7 | E | 9 | 0.5 | E | 9 | 92 | A | 7 | 1004 | E | 9 | 200 | E | 9 | 3.8 | E | 9 | -9900 | ? | 0 | 0 | E | 9 | 1.3 | E | 8 | 0.099 | F | 8 | 0.13 | F | 8 | -9900 | -9900 | ? | 0
1998-04-04 | 3:00 | 0 | 0 | 0 | 2 | 0 | 0 | 2 | 0 | 0 | 2 | 0 | 0 | 2 | 0 | 0 | 2 | 0 | 0 | 2 | 0 | 0 | 2 | 0 | 6 | E | 9 | 6 | E | 9 | 1.3 | E | 9 | -0.1 | E | 9 | 90 | A | 7 | 1004 | E | 9 | 190 | E | 9 | 5 | E | 9 | -9900 | ? | 0 | 2000 | E | 9 | 1.3 | E | 8 | 0.099 | F | 8 | 0.13 | F | 8 | -9900 | -9900 | ? | 0
1998-04-04 | 4:00 | 0 | 0 | 0 | 2 | 0 | 0 | 2 | 0 | 0 | 2 | 0 | 0 | 2 | 0 | 0 | 2 | 0 | 0 | 2 | 0 | 0 | 2 | 0 | 6 | E | 9 | 6 | E | 9 | 0.3 | E | 9 | -0.8 | E | 9 | 92 | A | 7 | 1004 | E | 9 | 190 | E | 9 | 4.6 | E | 9 | -9900 | ? | 0 | 4290 | E | 9 | 1.3 | E | 8 | 0.099 | F | 8 | 0.13 | F | 8 | -9900 | -9900 | ? | 0
1998-04-04 | 5:00 | 0 | 0 | 0 | 2 | 0 | 0 | 2 | 0 | 0 | 2 | 0 | 0 | 2 | 0 | 0 | 2 | 0 | 0 | 2 | 0 | 0 | 2 | 0 | 5 | E | 9 | 5 | E | 9 | -0.1 | E | 9 | -0.9 | E | 9 | 94 | A | 7 | 1004 | E | 9 | 180 | E | 9 | 4.1 | E | 9 | -9900 | ? | 0 | 6820 | E | 9 | 1.3 | E | 8 | 0.099 | F | 8 | 0.13 | F | 8 | -9900 | -9900 | ? | 0
1998-04-04 | 6:00 | 3 | 216 | 0 | 2 | 8 | 0 | 2 | 15 | 0 | 2 | 8 | 0 | 2 | 8 | 0 | 2 | 15 | 0 | 2 | 8 | 0 | 2 | 19 | 4 | E | 9 | 4 | E | 9 | 0.1 | E | 9 | -1.5 | E | 9 | 88 | A | 7 | 1004 | E | 9 | 160 | E | 9 | 4.2 | E | 9 | -9900 | ? | 0 | 9110 | E | 9 | 1.3 | E | 8 | 0.099 | F | 8 | 0.13 | F | 8 | -9900 | -9900 | ? | 0
1998-04-04 | 7:00 | 158 | 1367 | 28 | 2 | 8 | 0 | 2 | 15 | 28 | 2 | 8 | 3200 | 2 | 8 | 0 | 2 | 15 | 3200 | 2 | 8 | 1010 | 2 | 19 | 3 | E | 9 | 3 | E | 9 | 2 | E | 9 | -0.5 | E | 9 | 83 | A | 7 | 1004 | E | 9 | 150 | E | 9 | 1.7 | E | 9 | -9900 | ? | 0 | 12060 | E | 9 | 1.3 | E | 8 | 0.099 | F | 8 | 0.13 | F | 8 | -9900 | -9900 | ? | 0
1998-04-04 | 8:00 | 404 | 1367 | 134 | 2 | 8 | 60 | 2 | 15 | 117 | 2 | 8 | 14800 | 2 | 8 | 5400 | 2 | 15 | 13200 | 2 | 8 | 3060 | 2 | 19 | 1 | E | 9 | 1 | E | 9 | 5.4 | E | 9 | 2.1 | E | 9 | 79 | A | 7 | 1004 | E | 9 | 140 | E | 9 | 2.8 | E | 9 | -9900 | ? | 0 | 14170 | E | 9 | 1.3 | E | 8 | 0.099 | F | 8 | 0.13 | F | 8 | -9900 | -9900 | ? | 0
1998-04-04 | 9:00 | 631 | 1367 | 292 | 2 | 8 | 138 | 2 | 15 | 228 | 2 | 8 | 31500 | 2 | 8 | 13900 | 2 | 15 | 25100 | 2 | 8 | 5540 | 2 | 19 | 2 | E | 9 | 2 | E | 9 | 6.1 | E | 9 | 2 | E | 9 | 75 | A | 7 | 1004 | E | 9 | 130 | E | 9 | 1.9 | E | 9 | -9900 | ? | 0 | 16670 | E | 9 | 1.3 | E | 8 | 0.099 | F | 8 | 0.13 | F | 8 | -9900 | -9900 | ? | 0
1998-04-04 | 10:00 | 821 | 1367 | 423 | 2 | 8 | 223 | 2 | 15 | 289 | 2 | 8 | 46000 | 2 | 8 | 23300 | 2 | 15 | 32000 | 2 | 8 | 7820 | 2 | 19 | 1 | E | 9 | 1 | E | 9 | 9 | E | 9 | 3.1 | E | 9 | 66 | A | 7 | 1004 | E | 9 | 120 | E | 9 | 0.4 | E | 9 | -9900 | ? | 0 | 19260 | E | 9 | 1.3 | E | 8 | 0.099 | F | 8 | 0.13 | F | 8 | -9900 | -9900 | ? | 0
1998-04-04 | 11:00 | 963 | 1367 | 570 | 2 | 8 | 356 | 2 | 15 | 319 | 2 | 8 | 61500 | 2 | 8 | 38300 | 2 | 15 | 34500 | 2 | 8 | 9320 | 2 | 19 | 0 | E | 9 | 0 | A | 7 | 12 | A | 7 | 3 | A | 7 | 54 | A | 7 | 1004 | E | 9 | 110 | A | 7 | 2.1 | A | 7 | 16100 | A | 7 | 77777 | A | 7 | 1.3 | E | 8 | 0.099 | F | 8 | 0.13 | F | 8 | -9900 | -9900 | ? | 0
1998-04-04 | 12:00 | 1045 | 1367 | 524 | 2 | 8 | 203 | 2 | 15 | 368 | 2 | 8 | 57300 | 2 | 8 | 21500 | 2 | 15 | 40800 | 2 | 8 | 12350 | 2 | 19 | 3 | B | 8 | 3 | B | 8 | 12.8 | B | 8 | 2.7 | B | 8 | 50 | A | 7 | 1004 | E | 9 | 120 | B | 8 | 2.1 | B | 8 | -9900 | ? | 0 | 17025 | B | 8 | 1.3 | E | 8 | 0.099 | F | 8 | 0.13 | F | 8 | -9900 | -9900 | ? | 0
1998-04-04 | 13:00 | 1063 | 1367 | 391 | 2 | 8 | 42 | 2 | 15 | 358 | 2 | 8 | 43100 | 2 | 8 | 4300 | 2 | 15 | 39700 | 2 | 8 | 13830 | 2 | 19 | 5 | B | 8 | 5 | B | 8 | 13.5 | B | 8 | 2.3 | B | 8 | 47 | A | 7 | 1004 | E | 9 | 120 | B | 8 | 2.1 | B | 8 | -9900 | ? | 0 | 12050 | B | 8 | 1.3 | E | 8 | 0.099 | F | 8 | 0.13 | F | 8 | -9900 | -9900 | ? | 0
1998-04-04 | 14:00 | 1015 | 1367 | 255 | 2 | 8 | 12 | 2 | 15 | 246 | 2 | 8 | 30100 | 2 | 8 | 1000 | 2 | 15 | 29400 | 2 | 8 | 11430 | 2 | 19 | 8 | B | 8 | 8 | B | 8 | 13.8 | B | 8 | 1.5 | B | 8 | 43 | A | 7 | 1004 | E | 9 | 130 | B | 8 | 2.1 | B | 8 | -9900 | ? | 0 | 7075 | B | 8 | 1.3 | E | 8 | 0.099 | F | 8 | 0.13 | F | 8 | -9900 | -9900 | ? | 0
1998-04-04 | 15:00 | 905 | 1367 | 382 | 2 | 8 | 104 | 2 | 15 | 313 | 2 | 8 | 42000 | 2 | 8 | 10600 | 2 | 15 | 35000 | 2 | 8 | 10540 | 2 | 19 | 10 | E | 9 | 10 | A | 7 | 14 | A | 7 | 1 | A | 7 | 41 | A | 7 | 1004 | E | 9 | 130 | A | 7 | 2.1 | A | 7 | 16100 | A | 7 | 2100 | A | 7 | 1.3 | E | 8 | 0.099 | F | 8 | 0.13 | F | 8 | -9900 | -9900 | ? | 0
1998-04-04 | 16:00 | 740 | 1367 | 340 | 2 | 8 | 100 | 2 | 15 | 286 | 2 | 8 | 37300 | 2 | 8 | 10100 | 2 | 15 | 31800 | 2 | 8 | 8390 | 2 | 19 | 10 | B | 8 | 10 | B | 8 | 12.7 | B | 8 | 2.2 | B | 8 | 49 | A | 7 | 1004 | E | 9 | 120 | B | 8 | 2.1 | B | 8 | -9900 | ? | 0 | 1620 | B | 8 | 1.3 | E | 8 | 0.099 | F | 8 | 0.13 | F | 8 | -9900 | -9900 | ? | 0
1998-04-04 | 17:00 | 531 | 1367 | 178 | 2 | 8 | 40 | 2 | 15 | 162 | 2 | 8 | 19500 | 2 | 8 | 3800 | 2 | 15 | 18000 | 2 | 8 | 4480 | 2 | 19 | 10 | E | 9 | 10 | A | 7 | 11 | A | 7 | 3 | A | 7 | 58 | A | 7 | 1004 | E | 9 | 100 | A | 7 | 2.1 | A | 7 | 16100 | A | 7 | 1140 | A | 7 | 1.3 | E | 8 | 0.099 | F | 8 | 0.13 | F | 8 | 0 | 1 | A | 7
1998-04-04 | 18:00 | 294 | 1367 | 186 | 2 | 8 | 215 | 2 | 15 | 140 | 2 | 8 | 19600 | 2 | 8 | 17000 | 2 | 15 | 15900 | 2 | 8 | 3040 | 2 | 19 | 8 | B | 8 | 8 | B | 8 | 10.2 | B | 8 | 2.7 | B | 8 | 60 | A | 7 | 1004 | E | 9 | 50 | B | 8 | 2.4 | B | 8 | -9900 | ? | 0 | 8093 | B | 8 | 1.3 | E | 8 | 0.099 | F | 8 | 0.13 | F | 8 | -9900 | -9900 | ? | 0
1998-04-04 | 19:00 | 59 | 968 | 9 | 2 | 8 | 68 | 2 | 15 | 7 | 2 | 8 | 1200 | 2 | 8 | 3300 | 2 | 15 | 1000 | 2 | 8 | 140 | 2 | 19 | 7 | B | 8 | 7 | B | 8 | 8.9 | B | 8 | 2.4 | B | 8 | 64 | A | 7 | 1004 | E | 9 | 350 | B | 8 | 2.8 | B | 8 | -9900 | ? | 0 | 15047 | B | 8 | 1.3 | E | 8 | 0.099 | F | 8 | 0.13 | F | 8 | -9900 | -9900 | ? | 0
1998-04-04 | 20:00 | 0 | 0 | 0 | 2 | 0 | 0 | 2 | 0 | 0 | 2 | 0 | 0 | 2 | 0 | 0 | 2 | 0 | 0 | 2 | 0 | 0 | 2 | 0 | 5 | E | 9 | 5 | A | 7 | 8 | A | 7 | 2 | A | 7 | 66 | A | 7 | 1004 | E | 9 | 300 | A | 7 | 3.1 | A | 7 | 16100 | A | 7 | 77777 | A | 7 | 1.3 | E | 8 | 0.099 | F | 8 | 0.13 | F | 8 | -9900 | -9900 | ? | 0
1998-04-04 | 21:00 | 0 | 0 | 0 | 2 | 0 | 0 | 2 | 0 | 0 | 2 | 0 | 0 | 2 | 0 | 0 | 2 | 0 | 0 | 2 | 0 | 0 | 2 | 0 | 5 | E | 9 | 5 | E | 9 | 6.4 | E | 9 | 1.8 | E | 9 | 72 | A | 7 | 1004 | E | 9 | 280 | E | 9 | 4.5 | E | 9 | -9900 | ? | 0 | 77777 | E | 9 | 1.3 | E | 8 | 0.099 | F | 8 | 0.13 | F | 8 | -9900 | -9900 | ? | 0
1998-04-04 | 22:00 | 0 | 0 | 0 | 2 | 0 | 0 | 2 | 0 | 0 | 2 | 0 | 0 | 2 | 0 | 0 | 2 | 0 | 0 | 2 | 0 | 0 | 2 | 0 | 4 | E | 9 | 4 | E | 9 | 5.9 | E | 9 | 1.7 | E | 9 | 74 | A | 7 | 1004 | E | 9 | 300 | E | 9 | 2.2 | E | 9 | -9900 | ? | 0 | 77777 | E | 9 | 1.3 | E | 8 | 0.099 | F | 8 | 0.13 | F | 8 | -9900 | -9900 | ? | 0
1998-04-04 | 23:00 | 0 | 0 | 0 | 2 | 0 | 0 | 2 | 0 | 0 | 2 | 0 | 0 | 2 | 0 | 0 | 2 | 0 | 0 | 2 | 0 | 0 | 2 | 0 | 4 | E | 9 | 4 | E | 9 | 4.3 | E | 9 | 1.5 | E | 9 | 82 | A | 7 | 1004 | E | 9 | 280 | E | 9 | 4.1 | E | 9 | -9900 | ? | 0 | 77777 | E | 9 | 1.3 | E | 8 | 0.099 | F | 8 | 0.13 | F | 8 | -9900 | -9900 | ? | 0
1998-04-04 | 24:00 | 0 | 0 | 0 | 2 | 0 | 0 | 2 | 0 | 0 | 2 | 0 | 0 | 2 | 0 | 0 | 2 | 0 | 0 | 2 | 0 | 0 | 2 | 0 | 10 | E | 9 | 10 | E | 9 | 4.3 | E | 9 | 1.3 | E | 9 | 81 | A | 7 | 1004 | E | 9 | 280 | E | 9 | 1.8 | E | 9 | -9900 | ? | 0 | 1568 | E | 9 | 1.3 | E | 8 | 0.099 | F | 8 | 0.13 | F | 8 | -9900 | -9900 | ? | 0
1998-04-05 | 1:00 | 0 | 0 | 0 | 2 | 0 | 0 | 2 | 0 | 0 | 2 | 0 | 0 | 2 | 0 | 0 | 2 | 0 | 0 | 2 | 0 | 0 | 2 | 0 | 10 | E | 9 | 10 | E | 9 | 2.6 | E | 9 | 0 | E | 9 | 83 | A | 7 | 1004 | E | 9 | 290 | E | 9 | 1.6 | E | 9 | -9900 | ? | 0 | 1667 | E | 9 | 1.3 | E | 8 | 0.1 | F | 8 | 0.13 | F | 8 | -9900 | -9900 | ? | 0
1998-04-05 | 2:00 | 0 | 0 | 0 | 2 | 0 | 0 | 2 | 0 | 0 | 2 | 0 | 0 | 2 | 0 | 0 | 2 | 0 | 0 | 2 | 0 | 0 | 2 | 0 | 10 | E | 9 | 10 | E | 9 | 2 | E | 9 | -0.2 | E | 9 | 85 | A | 7 | 1004 | E | 9 | 320 | E | 9 | 0.4 | E | 9 | -9900 | ? | 0 | 1706 | E | 9 | 1.3 | E | 8 | 0.1 | F | 8 | 0.13 | F | 8 | -9900 | -9900 | ? | 0
1998-04-05 | 3:00 | 0 | 0 | 0 | 2 | 0 | 0 | 2 | 0 | 0 | 2 | 0 | 0 | 2 | 0 | 0 | 2 | 0 | 0 | 2 | 0 | 0 | 2 | 0 | 10 | E | 9 | 10 | E | 9 | 1.6 | E | 9 | -0.9 | E | 9 | 83 | A | 7 | 1004 | E | 9 | 0 | E | 9 | 0 | E | 9 | -9900 | ? | 0 | 1746 | E | 9 | 1.3 | E | 8 | 0.1 | F | 8 | 0.13 | F | 8 | -9900 | -9900 | ? | 0
1998-04-05 | 4:00 | 0 | 0 | 0 | 2 | 0 | 0 | 2 | 0 | 0 | 2 | 0 | 0 | 2 | 0 | 0 | 2 | 0 | 0 | 2 | 0 | 0 | 2 | 0 | 10 | E | 9 | 10 | E | 9 | 1.6 | E | 9 | -0.5 | E | 9 | 85 | A | 7 | 1004 | E | 9 | 0 | E | 9 | 0 | E | 9 | -9900 | ? | 0 | 1815 | E | 9 | 1.3 | E | 8 | 0.1 | F | 8 | 0.13 | F | 8 | -9900 | -9900 | ? | 0
1998-04-05 | 5:00 | 0 | 0 | 0 | 2 | 0 | 0 | 2 | 0 | 0 | 2 | 0 | 0 | 2 | 0 | 0 | 2 | 0 | 0 | 2 | 0 | 0 | 2 | 0 | 10 | E | 9 | 10 | E | 9 | 2.1 | E | 9 | -0.7 | E | 9 | 81 | A | 7 | 1004 | E | 9 | 70 | E | 9 | 0.4 | E | 9 | -9900 | ? | 0 | 1254 | E | 9 | 1.3 | E | 8 | 0.1 | F | 8 | 0.13 | F | 8 | -9900 | -9900 | ? | 0
1998-04-05 | 6:00 | 4 | 262 | 0 | 2 | 8 | 0 | 2 | 15 | 0 | 2 | 8 | 0 | 2 | 8 | 0 | 2 | 15 | 0 | 2 | 8 | 0 | 2 | 19 | 10 | E | 9 | 10 | E | 9 | 0.6 | E | 9 | -2 | E | 9 | 81 | A | 7 | 1004 | E | 9 | 50 | E | 9 | 0.7 | E | 9 | -9900 | ? | 0 | 1234 | E | 9 | 1.3 | E | 8 | 0.1 | F | 8 | 0.13 | F | 8 | -9900 | -9900 | ? | 0
1998-04-05 | 7:00 | 165 | 1366 | 69 | 2 | 8 | 216 | 2 | 15 | 43 | 2 | 8 | 7100 | 2 | 8 | 12400 | 2 | 15 | 5600 | 2 | 8 | 780 | 2 | 19 | 10 | E | 9 | 10 | E | 9 | 2.8 | E | 9 | 0.1 | E | 9 | 82 | A | 7 | 1004 | E | 9 | 0 | E | 9 | 0 | E | 9 | -9900 | ? | 0 | 1393 | E | 9 | 1.3 | E | 8 | 0.1 | F | 8 | 0.13 | F | 8 | -9900 | -9900 | ? | 0
1998-04-05 | 8:00 | 411 | 1366 | 144 | 2 | 8 | 92 | 2 | 15 | 116 | 2 | 8 | 15700 | 2 | 8 | 8400 | 2 | 15 | 13100 | 2 | 8 | 2590 | 2 | 19 | 10 | E | 9 | 10 | E | 9 | 4.5 | E | 9 | 0.5 | E | 9 | 75 | A | 7 | 1004 | E | 9 | 0 | E | 9 | 0 | E | 9 | -9900 | ? | 0 | 1433 | E | 9 | 1.2 | E | 8 | 0.1 | F | 8 | 0.13 | F | 8 | -9900 | -9900 | ? | 0
1998-04-05 | 9:00 | 637 | 1366 | 362 | 2 | 8 | 379 | 2 | 15 | 185 | 2 | 8 | 38800 | 2 | 8 | 38800 | 2 | 15 | 20600 | 2 | 8 | 4060 | 2 | 19 | 10 | E | 9 | 9 | E | 9 | 7.2 | E | 9 | 1.4 | E | 9 | 67 | A | 7 | 1004 | E | 9 | 0 | E | 9 | 0 | E | 9 | -9900 | ? | 0 | 1532 | E | 9 | 1.2 | E | 8 | 0.1 | F | 8 | 0.13 | F | 8 | -9900 | -9900 | ? | 0
1998-04-05 | 10:00 | 828 | 1366 | 499 | 2 | 8 | 417 | 2 | 15 | 246 | 2 | 8 | 53900 | 2 | 8 | 44400 | 2 | 15 | 26900 | 2 | 8 | 6140 | 2 | 19 | 9 | E | 9 | 8 | E | 9 | 10.7 | E | 9 | 2.9 | E | 9 | 58 | A | 7 | 1004 | E | 9 | 0 | E | 9 | 0 | E | 9 | -9900 | ? | 0 | 1571 | E | 9 | 1.2 | E | 8 | 0.1 | F | 8 | 0.13 | F | 8 | -9900 | -9900 | ? | 0
1998-04-05 | 11:00 | 968 | 1366 | 412 | 2 | 8 | 101 | 2 | 15 | 341 | 2 | 8 | 45400 | 2 | 8 | 10400 | 2 | 15 | 38100 | 2 | 8 | 12020 | 2 | 19 | 10 | E | 9 | 9 | E | 9 | 12.3 | E | 9 | 2.2 | E | 9 | 50 | A | 7 | 1004 | E | 9 | 0 | E | 9 | 0 | E | 9 | -9900 | ? | 0 | 1551 | E | 9 | 1.2 | E | 8 | 0.1 | F | 8 | 0.13 | F | 8 | -9900 | -9900 | ? | 0
1998-04-05 | 12:00 | 1051 | 1366 | 424 | 2 | 8 | 84 | 2 | 15 | 359 | 2 | 8 | 46700 | 2 | 8 | 8600 | 2 | 15 | 40000 | 2 | 8 | 13680 | 2 | 19 | 10 | E | 9 | 9 | A | 7 | 14 | A | 7 | 2 | A | 7 | 44 | A | 7 | 1004 | E | 9 | 170 | A | 7 | 2.6 | A | 7 | 16100 | A | 7 | 1500 | A | 7 | 1.2 | E | 8 | 0.1 | F | 8 | 0.13 | F | 8 | -9900 | -9900 | ? | 0
1998-04-05 | 13:00 | 1068 | 1366 | 690 | 2 | 8 | 506 | 2 | 15 | 294 | 2 | 8 | 73500 | 2 | 8 | 52700 | 2 | 15 | 32200 | 2 | 8 | 10130 | 2 | 19 | 5 | B | 8 | 5 | B | 8 | 14.7 | B | 8 | 1.7 | B | 8 | 41 | A | 7 | 1004 | E | 9 | 90 | B | 8 | 1.3 | B | 8 | -9900 | ? | 0 | 11750 | B | 8 | 1.2 | E | 8 | 0.1 | F | 8 | 0.13 | F | 8 | -9900 | -9900 | ? | 0
1998-04-05 | 14:00 | 1020 | 1366 | 624 | 2 | 8 | 406 | 2 | 15 | 319 | 2 | 8 | 67700 | 2 | 8 | 43900 | 2 | 15 | 34900 | 2 | 8 | 9970 | 2 | 19 | 1 | E | 9 | 1 | E | 9 | 15 | A | 7 | 1 | A | 7 | 39 | A | 7 | 1004 | E | 9 | 0 | A | 7 | 0 | A | 7 | 16100 | A | 7 | 77777 | A | 7 | 1.2 | E | 8 | 0.1 | F | 8 | 0.13 | F | 8 | -9900 | -9900 | ? | 0
1998-04-05 | 15:00 | 910 | 1366 | 529 | 2 | 8 | 337 | 2 | 15 | 304 | 2 | 8 | 56800 | 2 | 8 | 36100 | 2 | 15 | 32700 | 2 | 8 | 8380 | 2 | 19 | 2 | E | 9 | 2 | E | 9 | 15.6 | E | 9 | 0.4 | E | 9 | 35 | A | 7 | 1004 | E | 9 | 0 | E | 9 | 0 | E | 9 | -9900 | ? | 0 | 19692 | E | 9 | 1.2 | E | 8 | 0.1 | F | 8 | 0.13 | F | 8 | -9900 | -9900 | ? | 0
1998-04-05 | 16:00 | 744 | 1366 | 325 | 2 | 8 | 113 | 2 | 15 | 264 | 2 | 8 | 35800 | 2 | 8 | 11400 | 2 | 15 | 29500 | 2 | 8 | 7950 | 2 | 19 | 2 | E | 9 | 2 | E | 9 | 16.2 | E | 9 | 3.8 | E | 9 | 44 | A | 7 | 1004 | E | 9 | 80 | E | 9 | 3.2 | E | 9 | -9900 | ? | 0 | 18044 | E | 9 | 1.1 | E | 8 | 0.1 | F | 8 | 0.13 | F | 8 | -9900 | -9900 | ? | 0
1998-04-05 | 17:00 | 536 | 1366 | 67 | 2 | 8 | 0 | 2 | 15 | 67 | 2 | 8 | 8100 | 2 | 8 | 0 | 2 | 15 | 8100 | 2 | 8 | 3000 | 2 | 19 | 3 | E | 9 | 3 | E | 9 | 15.2 | E | 9 | -1.3 | E | 9 | 32 | A | 7 | 1004 | E | 9 | 0 | E | 9 | 0 | E | 9 | -9900 | ? | 0 | 15946 | E | 9 | 1.1 | E | 8 | 0.1 | F | 8 | 0.13 | F | 8 | -9900 | -9900 | ? | 0
1998-04-05 | 18:00 | 298 | 1366 | 140 | 2 | 8 | 164 | 2 | 15 | 104 | 2 | 8 | 15000 | 2 | 8 | 13200 | 2 | 15 | 12100 | 2 | 8 | 2250 | 2 | 19 | 4 | E | 9 | 4 | E | 9 | 15.3 | E | 9 | -1.2 | E | 9 | 32 | A | 7 | 1004 | E | 9 | 130 | E | 9 | 1.4 | E | 9 | -9900 | ? | 0 | 13728 | E | 9 | 1.1 | E | 8 | 0.1 | F | 8 | 0.13 | F | 8 | -9900 | -9900 | ? | 0
1998-04-05 | 19:00 | 62 | 990 | 8 | 2 | 8 | 54 | 2 | 15 | 6 | 2 | 8 | 1100 | 2 | 8 | 2700 | 2 | 15 | 900 | 2 | 8 | 120 | 2 | 19 | 5 | E | 9 | 5 | E | 9 | 13.1 | E | 9 | -0.7 | E | 9 | 38 | A | 7 | 1004 | E | 9 | 130 | E | 9 | 0.7 | E | 9 | -9900 | ? | 0 | 11570 | E | 9 | 1.1 | E | 8 | 0.1 | F | 8 | 0.13 | F | 8 | -9900 | -9900 | ? | 0
1998-04-05 | 20:00 | 0 | 0 | 0 | 2 | 0 | 0 | 2 | 0 | 0 | 2 | 0 | 0 | 2 | 0 | 0 | 2 | 0 | 0 | 2 | 0 | 0 | 2 | 0 | 6 | E | 9 | 6 | E | 9 | 11.5 | E | 9 | -0.2 | E | 9 | 44 | A | 7 | 1004 | E | 9 | 150 | E | 9 | 0.6 | E | 9 | -9900 | ? | 0 | 9412 | E | 9 | 1.1 | E | 8 | 0.1 | F | 8 | 0.13 | F | 8 | -9900 | -9900 | ? | 0
1998-04-05 | 21:00 | 0 | 0 | 0 | 2 | 0 | 0 | 2 | 0 | 0 | 2 | 0 | 0 | 2 | 0 | 0 | 2 | 0 | 0 | 2 | 0 | 0 | 2 | 0 | 7 | E | 9 | 7 | E | 9 | 12.1 | E | 9 | 0.9 | E | 9 | 46 | A | 7 | 1004 | E | 9 | 150 | E | 9 | 0.4 | E | 9 | -9900 | ? | 0 | 7254 | E | 9 | 1.1 | E | 8 | 0.1 | F | 8 | 0.13 | F | 8 | -9900 | -9900 | ? | 0
1998-04-05 | 22:00 | 0 | 0 | 0 | 2 | 0 | 0 | 2 | 0 | 0 | 2 | 0 | 0 | 2 | 0 | 0 | 2 | 0 | 0 | 2 | 0 | 0 | 2 | 0 | 8 | E | 9 | 8 | E | 9 | 11.1 | E | 9 | 1.4 | E | 9 | 51 | A | 7 | 1004 | E | 9 | 100 | E | 9 | 0.8 | E | 9 | -9900 | ? | 0 | 5096 | E | 9 | 1.1 | E | 8 | 0.1 | F | 8 | 0.13 | F | 8 | -9900 | -9900 | ? | 0
1998-04-05 | 23:00 | 0 | 0 | 0 | 2 | 0 | 0 | 2 | 0 | 0 | 2 | 0 | 0 | 2 | 0 | 0 | 2 | 0 | 0 | 2 | 0 | 0 | 2 | 0 | 9 | E | 9 | 9 | E | 9 | 8.9 | E | 9 | 1.5 | E | 9 | 60 | A | 7 | 1004 | E | 9 | 0 | E | 9 | 0 | E | 9 | -9900 | ? | 0 | 2878 | E | 9 | 1.1 | E | 8 | 0.1 | F | 8 | 0.13 | F | 8 | -9900 | -9900 | ? | 0
1998-04-05 | 24:00 | 0 | 0 | 0 | 2 | 0 | 0 | 2 | 0 | 0 | 2 | 0 | 0 | 2 | 0 | 0 | 2 | 0 | 0 | 2 | 0 | 0 | 2 | 0 | 10 | E | 9 | 10 | A | 7 | 9 | A | 7 | 2 | A | 7 | 61 | A | 7 | 1004 | E | 9 | 0 | A | 7 | 0 | A | 7 | 16100 | A | 7 | 720 | A | 7 | 1.1 | E | 8 | 0.1 | F | 8 | 0.13 | F | 8 | 0 | 1 | A | 7
1998-04-06 | 1:00 | 0 | 0 | 0 | 2 | 0 | 0 | 2 | 0 | 0 | 2 | 0 | 0 | 2 | 0 | 0 | 2 | 0 | 0 | 2 | 0 | 0 | 2 | 0 | 10 | E | 9 | 10 | E | 9 | 7.6 | E | 9 | 1.1 | E | 9 | 63 | A | 7 | 1004 | E | 9 | 0 | E | 9 | 0 | E | 9 | -9900 | ? | 0 | 755 | E | 9 | 1 | E | 8 | 0.1 | F | 8 | 0.13 | F | 8 | -9900 | -9900 | ? | 0
1998-04-06 | 2:00 | 0 | 0 | 0 | 2 | 0 | 0 | 2 | 0 | 0 | 2 | 0 | 0 | 2 | 0 | 0 | 2 | 0 | 0 | 2 | 0 | 0 | 2 | 0 | 10 | E | 9 | 10 | E | 9 | 6.3 | E | 9 | 0.9 | E | 9 | 68 | A | 7 | 1004 | E | 9 | 0 | E | 9 | 0 | E | 9 | -9900 | ? | 0 | 791 | E | 9 | 1 | E | 8 | 0.1 | F | 8 | 0.13 | F | 8 | -9900 | -9900 | ? | 0
1998-04-06 | 3:00 | 0 | 0 | 0 | 2 | 0 | 0 | 2 | 0 | 0 | 2 | 0 | 0 | 2 | 0 | 0 | 2 | 0 | 0 | 2 | 0 | 0 | 2 | 0 | 10 | E | 9 | 10 | E | 9 | 4.4 | E | 9 | 0 | E | 9 | 73 | A | 7 | 1004 | E | 9 | 0 | E | 9 | 0 | E | 9 | -9900 | ? | 0 | 826 | E | 9 | 1 | E | 8 | 0.1 | F | 8 | 0.13 | F | 8 | -9900 | -9900 | ? | 0
1998-04-06 | 4:00 | 0 | 0 | 0 | 2 | 0 | 0 | 2 | 0 | 0 | 2 | 0 | 0 | 2 | 0 | 0 | 2 | 0 | 0 | 2 | 0 | 0 | 2 | 0 | 10 | E | 9 | 10 | E | 9 | 2.5 | E | 9 | -0.8 | E | 9 | 78 | A | 7 | 1004 | E | 9 | 0 | E | 9 | 0 | E | 9 | -9900 | ? | 0 | 861 | E | 9 | 1 | E | 8 | 0.1 | F | 8 | 0.13 | F | 8 | -9900 | -9900 | ? | 0
1998-04-06 | 5:00 | 0 | 0 | 0 | 2 | 0 | 0 | 2 | 0 | 0 | 2 | 0 | 0 | 2 | 0 | 0 | 2 | 0 | 0 | 2 | 0 | 0 | 2 | 0 | 10 | E | 9 | 10 | E | 9 | 2.4 | E | 9 | -1 | E | 9 | 77 | A | 7 | 1004 | E | 9 | 310 | E | 9 | 1.1 | E | 9 | -9900 | ? | 0 | 896 | E | 9 | 1 | E | 8 | 0.1 | F | 8 | 0.13 | F | 8 | -9900 | -9900 | ? | 0
1998-04-06 | 6:00 | 5 | 307 | 0 | 2 | 8 | 0 | 2 | 15 | 0 | 2 | 8 | 0 | 2 | 8 | 0 | 2 | 15 | 0 | 2 | 8 | 0 | 2 | 19 | 10 | E | 9 | 10 | E | 9 | 2.1 | E | 9 | -0.8 | E | 9 | 80 | A | 7 | 1004 | E | 9 | 310 | E | 9 | 1.3 | E | 9 | -9900 | ? | 0 | 932 | E | 9 | 1 | E | 8 | 0.1 | F | 8 | 0.13 | F | 8 | -9900 | -9900 | ? | 0
1998-04-06 | 7:00 | 173 | 1365 | 66 | 2 | 8 | 210 | 2 | 15 | 40 | 2 | 8 | 6900 | 2 | 8 | 12400 | 2 | 15 | 5400 | 2 | 8 | 720 | 2 | 19 | 10 | E | 9 | 10 | E | 9 | 2.4 | E | 9 | 0.1 | E | 9 | 85 | A | 7 | 1004 | E | 9 | 320 | E | 9 | 1.5 | E | 9 | -9900 | ? | 0 | 967 | E | 9 | 1 | E | 8 | 0.1 | F | 8 | 0.13 | F | 8 | -9900 | -9900 | ? | 0
1998-04-06 | 8:00 | 418 | 1365 | 158 | 2 | 8 | 109 | 2 | 15 | 124 | 2 | 8 | 17100 | 2 | 8 | 10000 | 2 | 15 | 14000 | 2 | 8 | 2780 | 2 | 19 | 10 | E | 9 | 10 | E | 9 | 4 | E | 9 | 1 | E | 9 | 81 | A | 7 | 1004 | E | 9 | 350 | E | 9 | 2.2 | E | 9 | -9900 | ? | 0 | 1002 | E | 9 | 1 | E | 8 | 0.1 | F | 8 | 0.13 | F | 8 | -9900 | -9900 | ? | 0
1998-04-06 | 9:00 | 644 | 1365 | 318 | 2 | 8 | 213 | 2 | 15 | 218 | 2 | 8 | 34500 | 2 | 8 | 21600 | 2 | 15 | 24300 | 2 | 8 | 5330 | 2 | 19 | 10 | E | 9 | 10 | E | 9 | 7.1 | E | 9 | 2.9 | E | 9 | 75 | A | 7 | 1004 | E | 9 | 360 | E | 9 | 1.9 | E | 9 | -9900 | ? | 0 | 1038 | E | 9 | 1 | E | 8 | 0.1 | F | 8 | 0.13 | F | 8 | -9900 | -9900 | ? | 0
1998-04-06 | 10:00 | 834 | 1365 | 548 | 2 | 8 | 540 | 2 | 15 | 217 | 2 | 8 | 58000 | 2 | 8 | 55400 | 2 | 15 | 24100 | 2 | 8 | 5230 | 2 | 19 | 10 | E | 9 | 9 | E | 9 | 9.1 | E | 9 | 2.1 | E | 9 | 62 | A | 7 | 1004 | E | 9 | 50 | E | 9 | 2.6 | E | 9 | -9900 | ? | 0 | 1073 | E | 9 | 1 | E | 8 | 0.1 | F | 8 | 0.13 | F | 8 | -9900 | -9900 | ? | 0
1998-04-06 | 11:00 | 974 | 1365 | 627 | 2 | 8 | 493 | 2 | 15 | 275 | 2 | 8 | 66400 | 2 | 8 | 51100 | 2 | 15 | 29800 | 2 | 8 | 8010 | 2 | 19 | 10 | E | 9 | 9 | E | 9 | 10.6 | E | 9 | 2.9 | E | 9 | 59 | A | 7 | 1004 | E | 9 | 70 | E | 9 | 3.8 | E | 9 | -9900 | ? | 0 | 1108 | E | 9 | 1 | E | 8 | 0.1 | F | 8 | 0.13 | F | 8 | -9900 | -9900 | ? | 0
1998-04-06 | 12:00 | 1056 | 1365 | 536 | 2 | 8 | 215 | 2 | 15 | 369 | 2 | 8 | 58700 | 2 | 8 | 22800 | 2 | 15 | 40900 | 2 | 8 | 12580 | 2 | 19 | 10 | E | 9 | 10 | E | 9 | 11.4 | E | 9 | 3.2 | E | 9 | 57 | A | 7 | 1004 | E | 9 | 70 | E | 9 | 3.5 | E | 9 | -9900 | ? | 0 | 1144 | E | 9 | 1 | E | 8 | 0.1 | F | 8 | 0.13 | F | 8 | -9900 | -9900 | ? | 0
1998-04-06 | 13:00 | 1073 | 1365 | 636 | 2 | 8 | 355 | 2 | 15 | 356 | 2 | 8 | 69000 | 2 | 8 | 38400 | 2 | 15 | 38700 | 2 | 8 | 12240 | 2 | 19 | 10 | E | 9 | 9 | E | 9 | 12.4 | E | 9 | 2.4 | E | 9 | 50 | A | 7 | 1004 | E | 9 | 110 | E | 9 | 3.8 | E | 9 | -9900 | ? | 0 | 1179 | E | 9 | 1 | E | 8 | 0.1 | F | 8 | 0.13 | F | 8 | -9900 | -9900 | ? | 0
1998-04-06 | 14:00 | 1025 | 1365 | 401 | 2 | 8 | 73 | 2 | 15 | 346 | 2 | 8 | 44200 | 2 | 8 | 7500 | 2 | 15 | 38500 | 2 | 8 | 12910 | 2 | 19 | 10 | E | 9 | 9 | E | 9 | 12.7 | E | 9 | 2.7 | E | 9 | 51 | A | 7 | 1004 | E | 9 | 110 | E | 9 | 6.1 | E | 9 | -9900 | ? | 0 | 1214 | E | 9 | 1 | E | 8 | 0.1 | F | 8 | 0.13 | F | 8 | -9900 | -9900 | ? | 0
1998-04-06 | 15:00 | 914 | 1365 | 522 | 2 | 8 | 300 | 2 | 15 | 320 | 2 | 8 | 55800 | 2 | 8 | 32100 | 2 | 15 | 34300 | 2 | 8 | 8950 | 2 | 19 | 10 | E | 9 | 9 | E | 9 | 12.5 | E | 9 | 3 | E | 9 | 52 | A | 7 | 1004 | E | 9 | 160 | E | 9 | 3.7 | E | 9 | -9900 | ? | 0 | 1249 | E | 9 | 1 | E | 8 | 0.1 | F | 8 | 0.13 | F | 8 | -9900 | -9900 | ? | 0
1998-04-06 | 16:00 | 749 | 1365 | 87 | 2 | 8 | 0 | 2 | 15 | 87 | 2 | 8 | 10700 | 2 | 8 | 0 | 2 | 15 | 10700 | 2 | 8 | 4240 | 2 | 19 | 10 | E | 9 | 9 | E | 9 | 12.9 | E | 9 | 3.3 | E | 9 | 52 | A | 7 | 1004 | E | 9 | 120 | E | 9 | 2.9 | E | 9 | -9900 | ? | 0 | 1285 | E | 9 | 1 | E | 8 | 0.1 | F | 8 | 0.13 | F | 8 | -9900 | -9900 | ? | 0
1998-04-06 | 17:00 | 540 | 1365 | 143 | 2 | 8 | 0 | 2 | 15 | 143 | 2 | 8 | 16200 | 2 | 8 | 0 | 2 | 15 | 16200 | 2 | 8 | 5520 | 2 | 19 | 10 | E | 9 | 9 | A | 7 | 11 | A | 7 | 3 | A | 7 | 58 | A | 7 | 1004 | E | 9 | 140 | A | 7 | 3.6 | A | 7 | 11300 | A | 7 | 1320 | A | 7 | 1 | E | 8 | 0.1 | F | 8 | 0.13 | F | 8 | 0 | 1 | A | 7
1998-04-06 | 18:00 | 303 | 1365 | 192 | 2 | 8 | 219 | 2 | 15 | 143 | 2 | 8 | 20100 | 2 | 8 | 17500 | 2 | 15 | 16200 | 2 | 8 | 3110 | 2 | 19 | 10 | E | 9 | 9 | A | 7 | 11 | A | 7 | 2 | A | 7 | 54 | A | 7 | 1004 | E | 9 | 260 | A | 7 | 2.1 | A | 7 | 16100 | A | 7 | 1500 | A | 7 | 1 | E | 8 | 0.1 | F | 8 | 0.13 | F | 8 | 0 | 1 | A | 7
1998-04-06 | 19:00 | 66 | 1035 | 12 | 2 | 8 | 76 | 2 | 15 | 9 | 2 | 8 | 1500 | 2 | 8 | 3800 | 2 | 15 | 1300 | 2 | 8 | 180 | 2 | 19 | 10 | B | 8 | 9 | B | 8 | 9.4 | B | 8 | 1.8 | B | 8 | 59 | A | 7 | 1004 | E | 9 | 260 | B | 8 | 2.2 | B | 8 | -9900 | ? | 0 | 1459 | B | 8 | 1 | E | 8 | 0.1 | F | 8 | 0.13 | F | 8 | -9900 | -9900 | ? | 0
1998-04-06 | 20:00 | 0 | 0 | 0 | 2 | 0 | 0 | 2 | 0 | 0 | 2 | 0 | 0 | 2 | 0 | 0 | 2 | 0 | 0 | 2 | 0 | 0 | 2 | 0 | 10 | B | 8 | 9 | B | 8 | 8.3 | B | 8 | 1.5 | B | 8 | 62 | A | 7 | 1004 | E | 9 | 250 | B | 8 | 2.3 | B | 8 | -9900 | ? | 0 | 1418 | B | 8 | 1 | E | 8 | 0.1 | F | 8 | 0.13 | F | 8 | -9900 | -9900 | ? | 0
1998-04-06 | 21:00 | 0 | 0 | 0 | 2 | 0 | 0 | 2 | 0 | 0 | 2 | 0 | 0 | 2 | 0 | 0 | 2 | 0 | 0 | 2 | 0 | 0 | 2 | 0 | 10 | B | 8 | 9 | B | 8 | 7.4 | B | 8 | 1.3 | B | 8 | 65 | A | 7 | 1004 | E | 9 | 250 | B | 8 | 2.4 | B | 8 | -9900 | ? | 0 | 1377 | B | 8 | 1 | E | 8 | 0.1 | F | 8 | 0.13 | F | 8 | -9900 | -9900 | ? | 0
1998-04-06 | 22:00 | 0 | 0 | 0 | 2 | 0 | 0 | 2 | 0 | 0 | 2 | 0 | 0 | 2 | 0 | 0 | 2 | 0 | 0 | 2 | 0 | 0 | 2 | 0 | 10 | B | 8 | 9 | B | 8 | 7 | B | 8 | 1 | B | 8 | 66 | A | 7 | 1004 | E | 9 | 250 | B | 8 | 2.5 | B | 8 | -9900 | ? | 0 | 1336 | B | 8 | 0.9 | E | 8 | 0.1 | F | 8 | 0.13 | F | 8 | -9900 | -9900 | ? | 0
1998-04-06 | 23:00 | 0 | 0 | 0 | 2 | 0 | 0 | 2 | 0 | 0 | 2 | 0 | 0 | 2 | 0 | 0 | 2 | 0 | 0 | 2 | 0 | 0 | 2 | 0 | 10 | B | 8 | 9 | B | 8 | 6.5 | B | 8 | 0.7 | B | 8 | 66 | A | 7 | 1004 | E | 9 | 250 | B | 8 | 2.6 | B | 8 | -9900 | ? | 0 | 1295 | B | 8 | 0.9 | E | 8 | 0.1 | F | 8 | 0.13 | F | 8 | -9900 | -9900 | ? | 0
1998-04-06 | 24:00 | 0 | 0 | 0 | 2 | 0 | 0 | 2 | 0 | 0 | 2 | 0 | 0 | 2 | 0 | 0 | 2 | 0 | 0 | 2 | 0 | 0 | 2 | 0 | 10 | B | 8 | 9 | B | 8 | 6.3 | B | 8 | 0.5 | B | 8 | 66 | A | 7 | 1004 | E | 9 | 240 | B | 8 | 2.6 | B | 8 | -9900 | ? | 0 | 1255 | B | 8 | 0.9 | E | 8 | 0.1 | F | 8 | 0.13 | F | 8 | -9900 | -9900 | ? | 0
1998-04-07 | 1:00 | 0 | 0 | 0 | 2 | 0 | 0 | 2 | 0 | 0 | 2 | 0 | 0 | 2 | 0 | 0 | 2 | 0 | 0 | 2 | 0 | 0 | 2 | 0 | 10 | B | 8 | 9 | B | 8 | 5.8 | B | 8 | 0.2 | B | 8 | 67 | A | 7 | 1004 | E | 9 | 240 | B | 8 | 2.7 | B | 8 | -9900 | ? | 0 | 1214 | B | 8 | 0.9 | E | 8 | 0.101 | F | 8 | 0.13 | F | 8 | -9900 | -9900 | ? | 0
1998-04-07 | 2:00 | 0 | 0 | 0 | 2 | 0 | 0 | 2 | 0 | 0 | 2 | 0 | 0 | 2 | 0 | 0 | 2 | 0 | 0 | 2 | 0 | 0 | 2 | 0 | 10 | B | 8 | 9 | B | 8 | 5.5 | B | 8 | -0.2 | B | 8 | 67 | A | 7 | 1004 | E | 9 | 240 | B | 8 | 2.8 | B | 8 | -9900 | ? | 0 | 1173 | B | 8 | 0.9 | E | 8 | 0.101 | F | 8 | 0.13 | F | 8 | -9900 | -9900 | ? | 0
1998-04-07 | 3:00 | 0 | 0 | 0 | 2 | 0 | 0 | 2 | 0 | 0 | 2 | 0 | 0 | 2 | 0 | 0 | 2 | 0 | 0 | 2 | 0 | 0 | 2 | 0 | 10 | B | 8 | 9 | B | 8 | 5.4 | B | 8 | -0.4 | B | 8 | 66 | A | 7 | 1004 | E | 9 | 240 | B | 8 | 2.9 | B | 8 | -9900 | ? | 0 | 1132 | B | 8 | 0.9 | E | 8 | 0.101 | F | 8 | 0.13 | F | 8 | -9900 | -9900 | ? | 0
1998-04-07 | 4:00 | 0 | 0 | 0 | 2 | 0 | 0 | 2 | 0 | 0 | 2 | 0 | 0 | 2 | 0 | 0 | 2 | 0 | 0 | 2 | 0 | 0 | 2 | 0 | 10 | B | 8 | 9 | B | 8 | 5.2 | B | 8 | -0.6 | B | 8 | 66 | A | 7 | 1004 | E | 9 | 230 | B | 8 | 3 | B | 8 | -9900 | ? | 0 | 1091 | B | 8 | 0.9 | E | 8 | 0.101 | F | 8 | 0.13 | F | 8 | -9900 | -9900 | ? | 0
1998-04-07 | 5:00 | 0 | 0 | 0 | 2 | 0 | 0 | 2 | 0 | 0 | 2 | 0 | 0 | 2 | 0 | 0 | 2 | 0 | 0 | 2 | 0 | 0 | 2 | 0 | 10 | E | 9 | 9 | A | 7 | 5 | A | 7 | -1 | A | 7 | 64 | A | 7 | 1004 | E | 9 | 230 | A | 7 | 3.1 | A | 7 | 16100 | A | 7 | 1050 | A | 7 | 0.9 | E | 8 | 0.101 | F | 8 | 0.13 | F | 8 | 0 | 1 | A | 7
1998-04-07 | 6:00 | 7 | 352 | 0 | 2 | 8 | 0 | 2 | 15 | 0 | 2 | 8 | 0 | 2 | 8 | 0 | 2 | 15 | 0 | 2 | 8 | 0 | 2 | 19 | 10 | E | 9 | 9 | E | 9 | 5.1 | E | 9 | -0.9 | E | 9 | 65 | A | 7 | 1004 | E | 9 | 20 | E | 9 | 0.5 | E | 9 | -9900 | ? | 0 | 498 | E | 9 | 0.9 | E | 8 | 0.101 | F | 8 | 0.13 | F | 8 | -9900 | -9900 | ? | 0
1998-04-07 | 7:00 | 180 | 1364 | 79 | 2 | 8 | 253 | 2 | 15 | 45 | 2 | 8 | 8100 | 2 | 8 | 15200 | 2 | 15 | 6100 | 2 | 8 | 810 | 2 | 19 | 10 | E | 9 | 9 | E | 9 | 5.1 | E | 9 | -0.9 | E | 9 | 65 | A | 7 | 1004 | E | 9 | 230 | E | 9 | 2 | E | 9 | -9900 | ? | 0 | 0 | E | 9 | 0.9 | E | 8 | 0.101 | F | 8 | 0.13 | F | 8 | -9900 | -9900 | ? | 0
1998-04-07 | 8:00 | 425 | 1364 | 184 | 2 | 8 | 164 | 2 | 15 | 133 | 2 | 8 | 19900 | 2 | 8 | 15100 | 2 | 15 | 15200 | 2 | 8 | 2990 | 2 | 19 | 10 | E | 9 | 9 | E | 9 | 6.2 | E | 9 | -0.8 | E | 9 | 60 | A | 7 | 1004 | E | 9 | 180 | E | 9 | 3.6 | E | 9 | -9900 | ? | 0 | 0 | E | 9 | 0.9 | E | 8 | 0.101 | F | 8 | 0.13 | F | 8 | -9900 | -9900 | ? | 0
1998-04-07 | 9:00 | 650 | 1364 | 334 | 2 | 8 | 259 | 2 | 15 | 210 | 2 | 8 | 35400 | 2 | 8 | 26600 | 2 | 15 | 22700 | 2 | 8 | 4740 | 2 | 19 | 10 | E | 9 | 9 | E | 9 | 8.3 | E | 9 | -0.7 | E | 9 | 53 | A | 7 | 1004 | E | 9 | 200 | E | 9 | 4.1 | E | 9 | -9900 | ? | 0 | 0 | E | 9 | 0.9 | E | 8 | 0.101 | F | 8 | 0.13 | F | 8 | -9900 | -9900 | ? | 0
1998-04-07 | 10:00 | 840 | 1364 | 538 | 2 | 8 | 487 | 2 | 15 | 237 | 2 | 8 | 56400 | 2 | 8 | 49900 | 2 | 15 | 25600 | 2 | 8 | 5800 | 2 | 19 | 10 | E | 9 | 9 | E | 9 | 9.3 | E | 9 | -0.7 | E | 9 | 49 | A | 7 | 1004 | E | 9 | 220 | E | 9 | 4.5 | E | 9 | -9900 | ? | 0 | 0 | E | 9 | 0.9 | E | 8 | 0.101 | F | 8 | 0.13 | F | 8 | -9900 | -9900 | ? | 0
1998-04-07 | 11:00 | 980 | 1364 | 351 | 2 | 8 | 113 | 2 | 15 | 269 | 2 | 8 | 38900 | 2 | 8 | 12000 | 2 | 15 | 30200 | 2 | 8 | 8360 | 2 | 19 | 10 | E | 9 | 9 | E | 9 | 10.4 | E | 9 | -0.6 | E | 9 | 46 | A | 7 | 1004 | E | 9 | 310 | E | 9 | 5 | E | 9 | -9900 | ? | 0 | 0 | E | 9 | 0.9 | E | 8 | 0.101 | F | 8 | 0.13 | F | 8 | -9900 | -9900 | ? | 0
1998-04-07 | 12:00 | 1061 | 1364 | 742 | 2 | 8 | 556 | 2 | 15 | 308 | 2 | 8 | 78500 | 2 | 8 | 57800 | 2 | 15 | 33400 | 2 | 8 | 10520 | 2 | 19 | 10 | E | 9 | 9 | E | 9 | 11.5 | E | 9 | 0.5 | E | 9 | 47 | A | 7 | 1004 | E | 9 | 280 | E | 9 | 3 | E | 9 | -9900 | ? | 0 | 0 | E | 9 | 0.9 | E | 8 | 0.101 | F | 8 | 0.13 | F | 8 | -9900 | -9900 | ? | 0
1998-04-07 | 13:00 | 1078 | 1364 | 752 | 2 | 8 | 650 | 2 | 15 | 237 | 2 | 8 | 78700 | 2 | 8 | 65600 | 2 | 15 | 26800 | 2 | 8 | 8070 | 2 | 19 | 10 | E | 9 | 9 | E | 9 | 13.6 | E | 9 | 0.6 | E | 9 | 41 | A | 7 | 1004 | E | 9 | 270 | E | 9 | 1.9 | E | 9 | -9900 | ? | 0 | 0 | E | 9 | 0.9 | E | 8 | 0.101 | F | 8 | 0.13 | F | 8 | -9900 | -9900 | ? | 0
1998-04-07 | 14:00 | 1029 | 1364 | 725 | 2 | 8 | 625 | 2 | 15 | 253 | 2 | 8 | 78000 | 2 | 8 | 65100 | 2 | 15 | 28800 | 2 | 8 | 8020 | 2 | 19 | 10 | E | 9 | 9 | E | 9 | 13.6 | E | 9 | 1.6 | E | 9 | 44 | A | 7 | 1004 | E | 9 | 260 | E | 9 | 4 | E | 9 | -9900 | ? | 0 | 0 | E | 9 | 0.9 | E | 8 | 0.101 | F | 8 | 0.13 | F | 8 | -9900 | -9900 | ? | 0
1998-04-07 | 15:00 | 918 | 1364 | 408 | 2 | 8 | 123 | 2 | 15 | 325 | 2 | 8 | 44500 | 2 | 8 | 13000 | 2 | 15 | 35700 | 2 | 8 | 9520 | 2 | 19 | 9 | E | 9 | 8 | E | 9 | 14.7 | E | 9 | 1.7 | E | 9 | 41 | A | 7 | 1004 | E | 9 | 290 | E | 9 | 4.5 | E | 9 | -9900 | ? | 0 | 0 | E | 9 | 0.9 | E | 8 | 0.101 | F | 8 | 0.13 | F | 8 | -9900 | -9900 | ? | 0
1998-04-07 | 16:00 | 753 | 1364 | 209 | 2 | 8 | 6 | 2 | 15 | 206 | 2 | 8 | 24100 | 2 | 8 | 500 | 2 | 15 | 23800 | 2 | 8 | 8590 | 2 | 19 | 7 | E | 9 | 6 | E | 9 | 14.8 | E | 9 | 1.8 | E | 9 | 41 | A | 7 | 1004 | E | 9 | 290 | E | 9 | 5.5 | E | 9 | -9900 | ? | 0 | 16947 | E | 9 | 0.9 | E | 8 | 0.101 | F | 8 | 0.13 | F | 8 | -9900 | -9900 | ? | 0
1998-04-07 | 17:00 | 545 | 1364 | 351 | 2 | 8 | 447 | 2 | 15 | 172 | 2 | 8 | 35900 | 2 | 8 | 42700 | 2 | 15 | 18800 | 2 | 8 | 3480 | 2 | 19 | 10 | E | 9 | 9 | E | 9 | 13.8 | E | 9 | 1.8 | E | 9 | 44 | A | 7 | 1004 | E | 9 | 270 | E | 9 | 3.5 | E | 9 | -9900 | ? | 0 | 0 | E | 9 | 0.9 | E | 8 | 0.101 | F | 8 | 0.13 | F | 8 | -9900 | -9900 | ? | 0
1998-04-07 | 18:00 | 308 | 1364 | 202 | 2 | 8 | 426 | 2 | 15 | 105 | 2 | 8 | 20200 | 2 | 8 | 33500 | 2 | 15 | 12600 | 2 | 8 | 2020 | 2 | 19 | 10 | E | 9 | 9 | E | 9 | 13.9 | E | 9 | 1.9 | E | 9 | 44 | A | 7 | 1004 | E | 9 | 280 | E | 9 | 3.4 | E | 9 | -9900 | ? | 0 | 0 | E | 9 | 0.9 | E | 8 | 0.101 | F | 8 | 0.13 | F | 8 | -9900 | -9900 | ? | 0
1998-04-07 | 19:00 | 69 | 1057 | 15 | 2 | 8 | 154 | 2 | 15 | 8 | 2 | 8 | 2100 | 2 | 8 | 8800 | 2 | 15 | 1400 | 2 | 8 | 200 | 2 | 19 | 8 | E | 9 | 7 | E | 9 | 13 | E | 9 | 2 | E | 9 | 47 | A | 7 | 1004 | E | 9 | 200 | E | 9 | 4.4 | E | 9 | -9900 | ? | 0 | 0 | E | 9 | 0.9 | E | 8 | 0.101 | F | 8 | 0.13 | F | 8 | -9900 | -9900 | ? | 0
1998-04-07 | 20:00 | 0 | 0 | 0 | 2 | 0 | 0 | 2 | 0 | 0 | 2 | 0 | 0 | 2 | 0 | 0 | 2 | 0 | 0 | 2 | 0 | 0 | 2 | 0 | 4 | E | 9 | 3 | E | 9 | 10 | E | 9 | 2 | E | 9 | 57 | A | 7 | 1004 | E | 9 | 200 | E | 9 | 3.4 | E | 9 | -9900 | ? | 0 | 14979 | E | 9 | 0.9 | E | 8 | 0.101 | F | 8 | 0.13 | F | 8 | -9900 | -9900 | ? | 0
1998-04-07 | 21:00 | 0 | 0 | 0 | 2 | 0 | 0 | 2 | 0 | 0 | 2 | 0 | 0 | 2 | 0 | 0 | 2 | 0 | 0 | 2 | 0 | 0 | 2 | 0 | 8 | E | 9 | 7 | E | 9 | 9.1 | E | 9 | 2.1 | E | 9 | 62 | A | 7 | 1004 | E | 9 | 180 | E | 9 | 3.4 | E | 9 | -9900 | ? | 0 | 14487 | E | 9 | 0.9 | E | 8 | 0.101 | F | 8 | 0.13 | F | 8 | -9900 | -9900 | ? | 0
1998-04-07 | 22:00 | 0 | 0 | 0 | 2 | 0 | 0 | 2 | 0 | 0 | 2 | 0 | 0 | 2 | 0 | 0 | 2 | 0 | 0 | 2 | 0 | 0 | 2 | 0 | 1 | E | 9 | 1 | E | 9 | 8.2 | E | 9 | 2.2 | E | 9 | 66 | A | 7 | 1004 | E | 9 | 180 | E | 9 | 4.9 | E | 9 | -9900 | ? | 0 | 13994 | E | 9 | 0.8 | E | 8 | 0.101 | F | 8 | 0.13 | F | 8 | -9900 | -9900 | ? | 0
1998-04-07 | 23:00 | 0 | 0 | 0 | 2 | 0 | 0 | 2 | 0 | 0 | 2 | 0 | 0 | 2 | 0 | 0 | 2 | 0 | 0 | 2 | 0 | 0 | 2 | 0 | 0 | E | 9 | 0 | E | 9 | 8.3 | E | 9 | 2.3 | E | 9 | 66 | A | 7 | 1004 | E | 9 | 170 | E | 9 | 4.9 | E | 9 | -9900 | ? | 0 | 13502 | E | 9 | 0.8 | E | 8 | 0.101 | F | 8 | 0.13 | F | 8 | -9900 | -9900 | ? | 0
1998-04-07 | 24:00 | 0 | 0 | 0 | 2 | 0 | 0 | 2 | 0 | 0 | 2 | 0 | 0 | 2 | 0 | 0 | 2 | 0 | 0 | 2 | 0 | 0 | 2 | 0 | 3 | E | 9 | 2 | E | 9 | 7.3 | E | 9 | 1.3 | E | 9 | 66 | A | 7 | 1004 | E | 9 | 180 | E | 9 | 3.9 | E | 9 | -9900 | ? | 0 | 13010 | E | 9 | 0.8 | E | 8 | 0.101 | F | 8 | 0.13 | F | 8 | -9900 | -9900 | ? | 0
1998-04-08 | 1:00 | 0 | 0 | 0 | 2 | 0 | 0 | 2 | 0 | 0 | 2 | 0 | 0 | 2 | 0 | 0 | 2 | 0 | 0 | 2 | 0 | 0 | 2 | 0 | 8 | E | 9 | 7 | E | 9 | 6.4 | E | 9 | 1.4 | E | 9 | 70 | A | 7 | 1004 | E | 9 | 140 | E | 9 | 3.4 | E | 9 | -9900 | ? | 0 | 0 | E | 9 | 0.8 | E | 8 | 0.101 | F | 8 | 0.13 | F | 8 | -9900 | -9900 | ? | 0
1998-04-08 | 2:00 | 0 | 0 | 0 | 2 | 0 | 0 | 2 | 0 | 0 | 2 | 0 | 0 | 2 | 0 | 0 | 2 | 0 | 0 | 2 | 0 | 0 | 2 | 0 | 6 | E | 9 | 5 | E | 9 | 6.5 | E | 9 | 0.5 | E | 9 | 65 | A | 7 | 1004 | E | 9 | 150 | E | 9 | 3.4 | E | 9 | -9900 | ? | 0 | 12026 | E | 9 | 0.8 | E | 8 | 0.101 | F | 8 | 0.13 | F | 8 | -9900 | -9900 | ? | 0
1998-04-08 | 3:00 | 0 | 0 | 0 | 2 | 0 | 0 | 2 | 0 | 0 | 2 | 0 | 0 | 2 | 0 | 0 | 2 | 0 | 0 | 2 | 0 | 0 | 2 | 0 | 0 | E | 9 | 0 | E | 9 | 5.5 | E | 9 | 0.5 | E | 9 | 70 | A | 7 | 1004 | E | 9 | 150 | E | 9 | 2.3 | E | 9 | -9900 | ? | 0 | 11534 | E | 9 | 0.8 | E | 8 | 0.101 | F | 8 | 0.13 | F | 8 | -9900 | -9900 | ? | 0
1998-04-08 | 4:00 | 0 | 0 | 0 | 2 | 0 | 0 | 2 | 0 | 0 | 2 | 0 | 0 | 2 | 0 | 0 | 2 | 0 | 0 | 2 | 0 | 0 | 2 | 0 | 0 | E | 9 | 0 | E | 9 | 5.6 | E | 9 | 0.6 | E | 9 | 70 | A | 7 | 1004 | E | 9 | 110 | E | 9 | 1.7 | E | 9 | -9900 | ? | 0 | 11042 | E | 9 | 0.8 | E | 8 | 0.101 | F | 8 | 0.13 | F | 8 | -9900 | -9900 | ? | 0
1998-04-08 | 5:00 | 0 | 0 | 0 | 2 | 0 | 0 | 2 | 0 | 0 | 2 | 0 | 0 | 2 | 0 | 0 | 2 | 0 | 0 | 2 | 0 | 0 | 2 | 0 | 3 | E | 9 | 2 | E | 9 | 5.7 | E | 9 | 0.7 | E | 9 | 70 | A | 7 | 1004 | E | 9 | 10 | E | 9 | 0.2 | E | 9 | -9900 | ? | 0 | 10550 | E | 9 | 0.8 | E | 8 | 0.101 | F | 8 | 0.13 | F | 8 | -9900 | -9900 | ? | 0
1998-04-08 | 6:00 | 9 | 375 | 0 | 2 | 8 | 0 | 2 | 15 | 0 | 2 | 8 | 0 | 2 | 8 | 0 | 2 | 15 | 0 | 2 | 8 | 0 | 2 | 19 | 10 | E | 9 | 10 | E | 9 | 4.7 | E | 9 | -1.3 | E | 9 | 64 | A | 7 | 1004 | E | 9 | 10 | E | 9 | 0.2 | E | 9 | -9900 | ? | 0 | 0 | E | 9 | 0.8 | E | 8 | 0.101 | F | 8 | 0.13 | F | 8 | -9900 | -9900 | ? | 0
1998-04-08 | 7:00 | 187 | 1363 | 81 | 2 | 8 | 284 | 2 | 15 | 42 | 2 | 8 | 8500 | 2 | 8 | 17500 | 2 | 15 | 6100 | 2 | 8 | 750 | 2 | 19 | 6 | E | 9 | 5 | E | 9 | 6.8 | E | 9 | 1.8 | E | 9 | 70 | A | 7 | 1004 | E | 9 | 60 | E | 9 | 2.8 | E | 9 | -9900 | ? | 0 | 9566 | E | 9 | 0.8 | E | 8 | 0.101 | F | 8 | 0.13 | F | 8 | -9900 | -9900 | ? | 0
1998-04-08 | 8:00 | 432 | 1363 | 224 | 2 | 8 | 372 | 2 | 15 | 106 | 2 | 8 | 23400 | 2 | 8 | 33400 | 2 | 15 | 12800 | 2 | 8 | 2000 | 2 | 19 | 0 | E | 9 | 0 | E | 9 | 9.9 | E | 9 | 2.9 | E | 9 | 62 | A | 7 | 1004 | E | 9 | 10 | E | 9 | 0.2 | E | 9 | -9900 | ? | 0 | 9073 | E | 9 | 0.8 | E | 8 | 0.101 | F | 8 | 0.13 | F | 8 | -9900 | -9900 | ? | 0
1998-04-08 | 9:00 | 657 | 1363 | 390 | 2 | 8 | 495 | 2 | 15 | 151 | 2 | 8 | 41500 | 2 | 8 | 49300 | 2 | 15 | 17600 | 2 | 8 | 3110 | 2 | 19 | 0 | E | 9 | 0 | E | 9 | 11 | E | 9 | 3 | E | 9 | 58 | A | 7 | 1004 | E | 9 | 40 | E | 9 | 2.8 | E | 9 | -9900 | ? | 0 | 8581 | E | 9 | 0.8 | E | 8 | 0.101 | F | 8 | 0.13 | F | 8 | -9900 | -9900 | ? | 0
1998-04-08 | 10:00 | 845 | 1363 | 501 | 2 | 8 | 411 | 2 | 15 | 245 | 2 | 8 | 52400 | 2 | 8 | 42200 | 2 | 15 | 26200 | 2 | 8 | 6050 | 2 | 19 | 0 | E | 9 | 0 | E | 9 | 12 | E | 9 | 2 | E | 9 | 50 | A | 7 | 1004 | E | 9 | 30 | E | 9 | 3.3 | E | 9 | -9900 | ? | 0 | 8089 | E | 9 | 0.8 | E | 8 | 0.101 | F | 8 | 0.13 | F | 8 | -9900 | -9900 | ? | 0
1998-04-08 | 11:00 | 985 | 1363 | 600 | 2 | 8 | 398 | 2 | 15 | 312 | 2 | 8 | 65100 | 2 | 8 | 42900 | 2 | 15 | 34000 | 2 | 8 | 9330 | 2 | 19 | 0 | E | 9 | 0 | E | 9 | 14.1 | E | 9 | 2.1 | E | 9 | 44 | A | 7 | 1004 | E | 9 | 20 | E | 9 | 4.3 | E | 9 | -9900 | ? | 0 | 7597 | E | 9 | 0.8 | E | 8 | 0.101 | F | 8 | 0.13 | F | 8 | -9900 | -9900 | ? | 0
1998-04-08 | 12:00 | 1066 | 1363 | 465 | 2 | 8 | 126 | 2 | 15 | 367 | 2 | 8 | 51100 | 2 | 8 | 13400 | 2 | 15 | 40600 | 2 | 8 | 12710 | 2 | 19 | 0 | E | 9 | 0 | E | 9 | 16.2 | E | 9 | 1.2 | E | 9 | 36 | A | 7 | 1004 | E | 9 | 40 | E | 9 | 4.7 | E | 9 | -9900 | ? | 0 | 7105 | E | 9 | 0.8 | E | 8 | 0.101 | F | 8 | 0.13 | F | 8 | -9900 | -9900 | ? | 0
1998-04-08 | 13:00 | 1082 | 1363 | 611 | 2 | 8 | 295 | 2 | 15 | 376 | 2 | 8 | 66100 | 2 | 8 | 31900 | 2 | 15 | 40700 | 2 | 8 | 13270 | 2 | 19 | 0 | E | 9 | 0 | E | 9 | 17.2 | E | 9 | -0.8 | E | 9 | 29 | A | 7 | 1004 | E | 9 | 30 | E | 9 | 6.3 | E | 9 | -9900 | ? | 0 | 6613 | E | 9 | 0.8 | E | 8 | 0.101 | F | 8 | 0.13 | F | 8 | -9900 | -9900 | ? | 0
1998-04-08 | 14:00 | 1034 | 1363 | 515 | 2 | 8 | 188 | 2 | 15 | 372 | 2 | 8 | 56200 | 2 | 8 | 19900 | 2 | 15 | 41100 | 2 | 8 | 12340 | 2 | 19 | 0 | E | 9 | 0 | E | 9 | 18.3 | E | 9 | 0.3 | E | 9 | 30 | A | 7 | 1004 | E | 9 | 10 | E | 9 | 6.3 | E | 9 | -9900 | ? | 0 | 6121 | E | 9 | 0.8 | E | 8 | 0.101 | F | 8 | 0.13 | F | 8 | -9900 | -9900 | ? | 0
1998-04-08 | 15:00 | 923 | 1363 | 274 | 2 | 8 | 12 | 2 | 15 | 266 | 2 | 8 | 31800 | 2 | 8 | 1100 | 2 | 15 | 31000 | 2 | 8 | 11560 | 2 | 19 | 0 | E | 9 | 0 | E | 9 | 19.4 | E | 9 | -1.6 | E | 9 | 24 | A | 7 | 1004 | E | 9 | 150 | E | 9 | 4.7 | E | 9 | -9900 | ? | 0 | 5629 | E | 9 | 0.8 | E | 8 | 0.101 | F | 8 | 0.13 | F | 8 | -9900 | -9900 | ? | 0
1998-04-08 | 16:00 | 758 | 1363 | 194 | 2 | 8 | 0 | 2 | 15 | 194 | 2 | 8 | 22400 | 2 | 8 | 0 | 2 | 15 | 22400 | 2 | 8 | 8260 | 2 | 19 | 1 | E | 9 | 1 | E | 9 | 19.4 | E | 9 | -0.6 | E | 9 | 26 | A | 7 | 1004 | E | 9 | 270 | E | 9 | 2.7 | E | 9 | -9900 | ? | 0 | 5137 | E | 9 | 0.8 | E | 8 | 0.101 | F | 8 | 0.13 | F | 8 | -9900 | -9900 | ? | 0
1998-04-08 | 17:00 | 549 | 1363 | 83 | 2 | 8 | 0 | 2 | 15 | 83 | 2 | 8 | 9800 | 2 | 8 | 0 | 2 | 15 | 9800 | 2 | 8 | 3640 | 2 | 19 | 10 | E | 9 | 7 | E | 9 | 19.5 | E | 9 | -0.5 | E | 9 | 26 | A | 7 | 1004 | E | 9 | 270 | E | 9 | 2.7 | E | 9 | -9900 | ? | 0 | 4645 | E | 9 | 0.8 | E | 8 | 0.101 | F | 8 | 0.13 | F | 8 | -9900 | -9900 | ? | 0
1998-04-08 | 18:00 | 313 | 1363 | 211 | 2 | 8 | 271 | 2 | 15 | 149 | 2 | 8 | 21300 | 2 | 8 | 21500 | 2 | 15 | 16400 | 2 | 8 | 3350 | 2 | 19 | 9 | E | 9 | 4 | E | 9 | 17.6 | E | 9 | 1.6 | E | 9 | 34 | A | 7 | 1004 | E | 9 | 360 | E | 9 | 0.1 | E | 9 | -9900 | ? | 0 | 4153 | E | 9 | 0.8 | E | 8 | 0.101 | F | 8 | 0.13 | F | 8 | -9900 | -9900 | ? | 0
1998-04-08 | 19:00 | 73 | 1079 | 17 | 2 | 8 | 102 | 2 | 15 | 12 | 2 | 8 | 2000 | 2 | 8 | 5100 | 2 | 15 | 1700 | 2 | 8 | 230 | 2 | 19 | 10 | E | 9 | 5 | E | 9 | 14.7 | E | 9 | 1.7 | E | 9 | 41 | A | 7 | 1004 | E | 9 | 360 | E | 9 | 0.1 | E | 9 | -9900 | ? | 0 | 3660 | E | 9 | 0.7 | E | 8 | 0.101 | F | 8 | 0.13 | F | 8 | -9900 | -9900 | ? | 0
1998-04-08 | 20:00 | 0 | 0 | 0 | 2 | 0 | 0 | 2 | 0 | 0 | 2 | 0 | 0 | 2 | 0 | 0 | 2 | 0 | 0 | 2 | 0 | 0 | 2 | 0 | 10 | E | 9 | 7 | E | 9 | 10.7 | E | 9 | 1.7 | E | 9 | 54 | A | 7 | 1004 | E | 9 | 300 | E | 9 | 2.6 | E | 9 | -9900 | ? | 0 | 3168 | E | 9 | 0.7 | E | 8 | 0.101 | F | 8 | 0.13 | F | 8 | -9900 | -9900 | ? | 0
1998-04-08 | 21:00 | 0 | 0 | 0 | 2 | 0 | 0 | 2 | 0 | 0 | 2 | 0 | 0 | 2 | 0 | 0 | 2 | 0 | 0 | 2 | 0 | 0 | 2 | 0 | 10 | E | 9 | 7 | E | 9 | 9.8 | E | 9 | 1.8 | E | 9 | 57 | A | 7 | 1004 | E | 9 | 290 | E | 9 | 2.6 | E | 9 | -9900 | ? | 0 | 2676 | E | 9 | 0.7 | E | 8 | 0.101 | F | 8 | 0.13 | F | 8 | -9900 | -9900 | ? | 0
1998-04-08 | 22:00 | 0 | 0 | 0 | 2 | 0 | 0 | 2 | 0 | 0 | 2 | 0 | 0 | 2 | 0 | 0 | 2 | 0 | 0 | 2 | 0 | 0 | 2 | 0 | 10 | E | 9 | 5 | E | 9 | 9.9 | E | 9 | 1.9 | E | 9 | 57 | A | 7 | 1004 | E | 9 | 280 | E | 9 | 2.6 | E | 9 | -9900 | ? | 0 | 2184 | E | 9 | 0.7 | E | 8 | 0.101 | F | 8 | 0.13 | F | 8 | -9900 | -9900 | ? | 0
1998-04-08 | 23:00 | 0 | 0 | 0 | 2 | 0 | 0 | 2 | 0 | 0 | 2 | 0 | 0 | 2 | 0 | 0 | 2 | 0 | 0 | 2 | 0 | 0 | 2 | 0 | 10 | E | 9 | 9 | E | 9 | 8.9 | E | 9 | 1.9 | E | 9 | 61 | A | 7 | 1004 | E | 9 | 300 | E | 9 | 5.1 | E | 9 | -9900 | ? | 0 | 1692 | E | 9 | 0.7 | E | 8 | 0.101 | F | 8 | 0.13 | F | 8 | -9900 | -9900 | ? | 0
1998-04-08 | 24:00 | 0 | 0 | 0 | 2 | 0 | 0 | 2 | 0 | 0 | 2 | 0 | 0 | 2 | 0 | 0 | 2 | 0 | 0 | 2 | 0 | 0 | 2 | 0 | 10 | E | 9 | 9 | A | 7 | 8 | A | 7 | 2 | A | 7 | 66 | A | 7 | 1004 | E | 9 | 0 | A | 7 | 0 | A | 7 | 16100 | A | 7 | 1200 | A | 7 | 0.7 | E | 8 | 0.101 | F | 8 | 0.13 | F | 8 | 0 | 1 | A | 7
1998-04-09 | 1:00 | 0 | 0 | 0 | 2 | 0 | 0 | 2 | 0 | 0 | 2 | 0 | 0 | 2 | 0 | 0 | 2 | 0 | 0 | 2 | 0 | 0 | 2 | 0 | 10 | E | 9 | 10 | E | 9 | 8.2 | E | 9 | 2 | E | 9 | 65 | A | 7 | 1004 | E | 9 | 300 | E | 9 | 4.2 | E | 9 | -9900 | ? | 0 | 1264 | E | 9 | 0.7 | E | 8 | 0.102 | F | 8 | 0.13 | F | 8 | -9900 | -9900 | ? | 0
1998-04-09 | 2:00 | 0 | 0 | 0 | 2 | 0 | 0 | 2 | 0 | 0 | 2 | 0 | 0 | 2 | 0 | 0 | 2 | 0 | 0 | 2 | 0 | 0 | 2 | 0 | 9 | E | 9 | 8 | E | 9 | 8.4 | E | 9 | 3.1 | E | 9 | 69 | A | 7 | 1004 | E | 9 | 310 | E | 9 | 4.7 | E | 9 | -9900 | ? | 0 | 1327 | E | 9 | 0.7 | E | 8 | 0.102 | F | 8 | 0.13 | F | 8 | -9900 | -9900 | ? | 0
1998-04-09 | 3:00 | 0 | 0 | 0 | 2 | 0 | 0 | 2 | 0 | 0 | 2 | 0 | 0 | 2 | 0 | 0 | 2 | 0 | 0 | 2 | 0 | 0 | 2 | 0 | 9 | E | 9 | 8 | E | 9 | 8.5 | E | 9 | 2.1 | E | 9 | 64 | A | 7 | 1004 | E | 9 | 300 | E | 9 | 4.8 | E | 9 | -9900 | ? | 0 | 1391 | E | 9 | 0.7 | E | 8 | 0.102 | F | 8 | 0.13 | F | 8 | -9900 | -9900 | ? | 0
1998-04-09 | 4:00 | 0 | 0 | 0 | 2 | 0 | 0 | 2 | 0 | 0 | 2 | 0 | 0 | 2 | 0 | 0 | 2 | 0 | 0 | 2 | 0 | 0 | 2 | 0 | 9 | E | 9 | 8 | E | 9 | 8.7 | E | 9 | 3.1 | E | 9 | 68 | A | 7 | 1004 | E | 9 | 290 | E | 9 | 4.3 | E | 9 | -9900 | ? | 0 | 1455 | E | 9 | 0.7 | E | 8 | 0.102 | F | 8 | 0.13 | F | 8 | -9900 | -9900 | ? | 0
1998-04-09 | 5:00 | 0 | 0 | 0 | 2 | 0 | 0 | 2 | 0 | 0 | 2 | 0 | 0 | 2 | 0 | 0 | 2 | 0 | 0 | 2 | 0 | 0 | 2 | 0 | 9 | E | 9 | 8 | E | 9 | 8.9 | E | 9 | 3.2 | E | 9 | 67 | A | 7 | 1004 | E | 9 | 350 | E | 9 | 1.8 | E | 9 | -9900 | ? | 0 | 1518 | E | 9 | 0.7 | E | 8 | 0.102 | F | 8 | 0.13 | F | 8 | -9900 | -9900 | ? | 0
1998-04-09 | 6:00 | 11 | 420 | 0 | 2 | 8 | 0 | 2 | 15 | 0 | 2 | 8 | 0 | 2 | 8 | 0 | 2 | 15 | 0 | 2 | 8 | 0 | 2 | 19 | 9 | E | 9 | 8 | E | 9 | 9.1 | E | 9 | 3.2 | E | 9 | 67 | A | 7 | 1004 | E | 9 | 300 | E | 9 | 2.5 | E | 9 | -9900 | ? | 0 | 1582 | E | 9 | 0.7 | E | 8 | 0.102 | F | 8 | 0.13 | F | 8 | -9900 | -9900 | ? | 0
1998-04-09 | 7:00 | 194 | 1362 | 44 | 2 | 8 | 9 | 2 | 15 | 43 | 2 | 8 | 5000 | 2 | 8 | 100 | 2 | 15 | 5000 | 2 | 8 | 1490 | 2 | 19 | 9 | E | 9 | 8 | E | 9 | 9.3 | E | 9 | 3.2 | E | 9 | 66 | A | 7 | 1004 | E | 9 | 230 | E | 9 | 1.9 | E | 9 | -9900 | ? | 0 | 1645 | E | 9 | 0.8 | E | 8 | 0.102 | F | 8 | 0.13 | F | 8 | -9900 | -9900 | ? | 0
1998-04-09 | 8:00 | 438 | 1362 | 139 | 2 | 8 | 33 | 2 | 15 | 128 | 2 | 8 | 15200 | 2 | 8 | 3100 | 2 | 15 | 14200 | 2 | 8 | 3410 | 2 | 19 | 9 | E | 9 | 8 | E | 9 | 9.5 | E | 9 | 3.2 | E | 9 | 65 | A | 7 | 1004 | E | 9 | 160 | E | 9 | 2 | E | 9 | -9900 | ? | 0 | 1709 | E | 9 | 0.8 | E | 8 | 0.102 | F | 8 | 0.13 | F | 8 | -9900 | -9900 | ? | 0
1998-04-09 | 9:00 | 663 | 1362 | 230 | 2 | 8 | 29 | 2 | 15 | 216 | 2 | 8 | 25900 | 2 | 8 | 2500 | 2 | 15 | 24700 | 2 | 8 | 8190 | 2 | 19 | 9 | E | 9 | 8 | E | 9 | 10.6 | E | 9 | 3.3 | E | 9 | 61 | A | 7 | 1004 | E | 9 | 10 | E | 9 | 0.5 | E | 9 | -9900 | ? | 0 | 1773 | E | 9 | 0.8 | E | 8 | 0.102 | F | 8 | 0.13 | F | 8 | -9900 | -9900 | ? | 0
1998-04-09 | 10:00 | 851 | 1362 | 243 | 2 | 8 | 18 | 2 | 15 | 232 | 2 | 8 | 28200 | 2 | 8 | 1500 | 2 | 15 | 27200 | 2 | 8 | 10030 | 2 | 19 | 8 | E | 9 | 8 | E | 9 | 11.8 | E | 9 | 3.3 | E | 9 | 56 | A | 7 | 1004 | E | 9 | 10 | E | 9 | 0.6 | E | 9 | -9900 | ? | 0 | 1836 | E | 9 | 0.8 | E | 8 | 0.102 | F | 8 | 0.13 | F | 8 | -9900 | -9900 | ? | 0
1998-04-09 | 11:00 | 990 | 1362 | 357 | 2 | 8 | 30 | 2 | 15 | 335 | 2 | 8 | 41000 | 2 | 8 | 2900 | 2 | 15 | 39000 | 2 | 8 | 14050 | 2 | 19 | 8 | E | 9 | 8 | E | 9 | 12 | E | 9 | 3.3 | E | 9 | 55 | A | 7 | 1004 | E | 9 | 210 | E | 9 | 3.3 | E | 9 | -9900 | ? | 0 | 1900 | E | 9 | 0.8 | E | 8 | 0.102 | F | 8 | 0.13 | F | 8 | -9900 | -9900 | ? | 0
1998-04-09 | 12:00 | 1071 | 1362 | 330 | 2 | 8 | 18 | 2 | 15 | 316 | 2 | 8 | 38600 | 2 | 8 | 1600 | 2 | 15 | 37300 | 2 | 8 | 14070 | 2 | 19 | 8 | E | 9 | 8 | E | 9 | 13.2 | E | 9 | 3.4 | E | 9 | 51 | A | 7 | 1004 | E | 9 | 160 | E | 9 | 4.8 | E | 9 | -9900 | ? | 0 | 1964 | E | 9 | 0.9 | E | 8 | 0.102 | F | 8 | 0.13 | F | 8 | -9900 | -9900 | ? | 0
1998-04-09 | 13:00 | 1087 | 1362 | 281 | 2 | 8 | 12 | 2 | 15 | 272 | 2 | 8 | 33400 | 2 | 8 | 1000 | 2 | 15 | 32600 | 2 | 8 | 12680 | 2 | 19 | 8 | E | 9 | 8 | E | 9 | 13.4 | E | 9 | 3.4 | E | 9 | 51 | A | 7 | 1004 | E | 9 | 200 | E | 9 | 6.5 | E | 9 | -9900 | ? | 0 | 2027 | E | 9 | 0.9 | E | 8 | 0.102 | F | 8 | 0.13 | F | 8 | -9900 | -9900 | ? | 0
1998-04-09 | 14:00 | 1038 | 1362 | 331 | 2 | 8 | 18 | 2 | 15 | 317 | 2 | 8 | 38500 | 2 | 8 | 1600 | 2 | 15 | 37200 | 2 | 8 | 13900 | 2 | 19 | 8 | E | 9 | 8 | E | 9 | 14.5 | E | 9 | 3.4 | E | 9 | 47 | A | 7 | 1004 | E | 9 | 190 | E | 9 | 4.4 | E | 9 | -9900 | ? | 0 | 2091 | E | 9 | 0.9 | E | 8 | 0.102 | F | 8 | 0.13 | F | 8 | -9900 | -9900 | ? | 0
1998-04-09 | 15:00 | 927 | 1362 | 354 | 2 | 8 | 49 | 2 | 15 | 321 | 2 | 8 | 39000 | 2 | 8 | 5000 | 2 | 15 | 35600 | 2 | 8 | 11020 | 2 | 19 | 8 | E | 9 | 7 | E | 9 | 14.7 | E | 9 | 3.5 | E | 9 | 47 | A | 7 | 1004 | E | 9 | 180 | E | 9 | 2.4 | E | 9 | -9900 | ? | 0 | 2155 | E | 9 | 0.9 | E | 8 | 0.102 | F | 8 | 0.13 | F | 8 | -9900 | -9900 | ? | 0
1998-04-09 | 16:00 | 762 | 1362 | 187 | 2 | 8 | 0 | 2 | 15 | 187 | 2 | 8 | 21700 | 2 | 8 | 0 | 2 | 15 | 21700 | 2 | 8 | 8070 | 2 | 19 | 8 | E | 9 | 7 | E | 9 | 15.9 | E | 9 | 3.5 | E | 9 | 43 | A | 7 | 1004 | E | 9 | 320 | E | 9 | 6.1 | E | 9 | -9900 | ? | 0 | 2218 | E | 9 | 0.9 | E | 8 | 0.102 | F | 8 | 0.13 | F | 8 | -9900 | -9900 | ? | 0
1998-04-09 | 17:00 | 554 | 1362 | 83 | 2 | 8 | 0 | 2 | 15 | 83 | 2 | 8 | 9900 | 2 | 8 | 0 | 2 | 15 | 9900 | 2 | 8 | 3660 | 2 | 19 | 8 | E | 9 | 8 | E | 9 | 15.1 | E | 9 | 3.5 | E | 9 | 46 | A | 7 | 1004 | E | 9 | 310 | E | 9 | 7.2 | E | 9 | -9900 | ? | 0 | 2282 | E | 9 | 1 | E | 8 | 0.102 | F | 8 | 0.13 | F | 8 | -9900 | -9900 | ? | 0
1998-04-09 | 18:00 | 317 | 1362 | 91 | 2 | 8 | 0 | 2 | 15 | 91 | 2 | 8 | 10100 | 2 | 8 | 0 | 2 | 15 | 10100 | 2 | 8 | 3070 | 2 | 19 | 8 | E | 9 | 7 | E | 9 | 14.3 | E | 9 | 4.5 | E | 9 | 52 | A | 7 | 1004 | E | 9 | 310 | E | 9 | 5.2 | E | 9 | -9900 | ? | 0 | 2345 | E | 9 | 1 | E | 8 | 0.102 | F | 8 | 0.13 | F | 8 | -9900 | -9900 | ? | 0
1998-04-09 | 19:00 | 77 | 1101 | 8 | 2 | 8 | 0 | 2 | 15 | 8 | 2 | 8 | 1000 | 2 | 8 | 0 | 2 | 15 | 1000 | 2 | 8 | 310 | 2 | 19 | 8 | E | 9 | 8 | E | 9 | 13.5 | E | 9 | 4.6 | E | 9 | 55 | A | 7 | 1004 | E | 9 | 310 | E | 9 | 4.3 | E | 9 | -9900 | ? | 0 | 2409 | E | 9 | 1 | E | 8 | 0.102 | F | 8 | 0.13 | F | 8 | -9900 | -9900 | ? | 0
1998-04-09 | 20:00 | 0 | 0 | 0 | 2 | 0 | 0 | 2 | 0 | 0 | 2 | 0 | 0 | 2 | 0 | 0 | 2 | 0 | 0 | 2 | 0 | 0 | 2 | 0 | 7 | E | 9 | 7 | E | 9 | 12.6 | E | 9 | 3.6 | E | 9 | 54 | A | 7 | 1004 | E | 9 | 320 | E | 9 | 3.3 | E | 9 | -9900 | ? | 0 | 2473 | E | 9 | 1 | E | 8 | 0.102 | F | 8 | 0.13 | F | 8 | -9900 | -9900 | ? | 0
1998-04-09 | 21:00 | 0 | 0 | 0 | 2 | 0 | 0 | 2 | 0 | 0 | 2 | 0 | 0 | 2 | 0 | 0 | 2 | 0 | 0 | 2 | 0 | 0 | 2 | 0 | 7 | E | 9 | 7 | E | 9 | 10.8 | E | 9 | 3.6 | E | 9 | 61 | A | 7 | 1004 | E | 9 | 30 | E | 9 | 1.3 | E | 9 | -9900 | ? | 0 | 2536 | E | 9 | 1 | E | 8 | 0.102 | F | 8 | 0.13 | F | 8 | -9900 | -9900 | ? | 0
1998-04-09 | 22:00 | 0 | 0 | 0 | 2 | 0 | 0 | 2 | 0 | 0 | 2 | 0 | 0 | 2 | 0 | 0 | 2 | 0 | 0 | 2 | 0 | 0 | 2 | 0 | 7 | E | 9 | 7 | E | 9 | 9 | E | 9 | 3.7 | E | 9 | 69 | A | 7 | 1004 | E | 9 | 30 | E | 9 | 1.3 | E | 9 | -9900 | ? | 0 | 2600 | E | 9 | 1.1 | E | 8 | 0.102 | F | 8 | 0.13 | F | 8 | -9900 | -9900 | ? | 0
1998-04-09 | 23:00 | 0 | 0 | 0 | 2 | 0 | 0 | 2 | 0 | 0 | 2 | 0 | 0 | 2 | 0 | 0 | 2 | 0 | 0 | 2 | 0 | 0 | 2 | 0 | 7 | E | 9 | 7 | E | 9 | 8.2 | E | 9 | 1.7 | E | 9 | 64 | A | 7 | 1004 | E | 9 | 30 | E | 9 | 1.4 | E | 9 | -9900 | ? | 0 | 2664 | E | 9 | 1.1 | E | 8 | 0.102 | F | 8 | 0.13 | F | 8 | -9900 | -9900 | ? | 0
1998-04-09 | 24:00 | 0 | 0 | 0 | 2 | 0 | 0 | 2 | 0 | 0 | 2 | 0 | 0 | 2 | 0 | 0 | 2 | 0 | 0 | 2 | 0 | 0 | 2 | 0 | 8 | E | 9 | 8 | E | 9 | 8.4 | E | 9 | 2.7 | E | 9 | 67 | A | 7 | 1004 | E | 9 | 270 | E | 9 | 3 | E | 9 | -9900 | ? | 0 | 2727 | E | 9 | 1.1 | E | 8 | 0.102 | F | 8 | 0.13 | F | 8 | -9900 | -9900 | ? | 0
1998-04-10 | 1:00 | 0 | 0 | 0 | 2 | 0 | 0 | 2 | 0 | 0 | 2 | 0 | 0 | 2 | 0 | 0 | 2 | 0 | 0 | 2 | 0 | 0 | 2 | 0 | 7 | E | 9 | 7 | E | 9 | 7.5 | E | 9 | 0.8 | E | 9 | 62 | A | 7 | 1004 | E | 9 | 30 | E | 9 | 1.5 | E | 9 | -9900 | ? | 0 | 2791 | E | 9 | 1.1 | E | 8 | 0.102 | F | 8 | 0.13 | F | 8 | -9900 | -9900 | ? | 0
1998-04-10 | 2:00 | 0 | 0 | 0 | 2 | 0 | 0 | 2 | 0 | 0 | 2 | 0 | 0 | 2 | 0 | 0 | 2 | 0 | 0 | 2 | 0 | 0 | 2 | 0 | 7 | E | 9 | 7 | E | 9 | 7.7 | E | 9 | 0.8 | E | 9 | 62 | A | 7 | 1004 | E | 9 | 30 | E | 9 | 1.6 | E | 9 | -9900 | ? | 0 | 2855 | E | 9 | 1.1 | E | 8 | 0.102 | F | 8 | 0.13 | F | 8 | -9900 | -9900 | ? | 0
1998-04-10 | 3:00 | 0 | 0 | 0 | 2 | 0 | 0 | 2 | 0 | 0 | 2 | 0 | 0 | 2 | 0 | 0 | 2 | 0 | 0 | 2 | 0 | 0 | 2 | 0 | 7 | E | 9 | 7 | E | 9 | 7.9 | E | 9 | 0.8 | E | 9 | 61 | A | 7 | 1004 | E | 9 | 30 | E | 9 | 1.6 | E | 9 | -9900 | ? | 0 | 2918 | E | 9 | 1.2 | E | 8 | 0.102 | F | 8 | 0.13 | F | 8 | -9900 | -9900 | ? | 0
1998-04-10 | 4:00 | 0 | 0 | 0 | 2 | 0 | 0 | 2 | 0 | 0 | 2 | 0 | 0 | 2 | 0 | 0 | 2 | 0 | 0 | 2 | 0 | 0 | 2 | 0 | 6 | E | 9 | 6 | E | 9 | 6.1 | E | 9 | -0.2 | E | 9 | 64 | A | 7 | 1004 | E | 9 | 30 | E | 9 | 1.7 | E | 9 | -9900 | ? | 0 | 2982 | E | 9 | 1.2 | E | 8 | 0.102 | F | 8 | 0.13 | F | 8 | -9900 | -9900 | ? | 0
1998-04-10 | 5:00 | 0 | 0 | 0 | 2 | 0 | 0 | 2 | 0 | 0 | 2 | 0 | 0 | 2 | 0 | 0 | 2 | 0 | 0 | 2 | 0 | 0 | 2 | 0 | 6 | E | 9 | 6 | E | 9 | 5.3 | E | 9 | -1.1 | E | 9 | 63 | A | 7 | 1004 | E | 9 | 40 | E | 9 | 1.8 | E | 9 | -9900 | ? | 0 | 3045 | E | 9 | 1.2 | E | 8 | 0.102 | F | 8 | 0.13 | F | 8 | -9900 | -9900 | ? | 0
1998-04-10 | 6:00 | 13 | 465 | 0 | 2 | 8 | 0 | 2 | 15 | 0 | 2 | 8 | 0 | 2 | 8 | 0 | 2 | 15 | 0 | 2 | 8 | 0 | 2 | 19 | 6 | E | 9 | 6 | E | 9 | 4.5 | E | 9 | -2.1 | E | 9 | 61 | A | 7 | 1004 | E | 9 | 40 | E | 9 | 1.8 | E | 9 | -9900 | ? | 0 | 3109 | E | 9 | 1.2 | E | 8 | 0.102 | F | 8 | 0.13 | F | 8 | -9900 | -9900 | ? | 0
1998-04-10 | 7:00 | 201 | 1362 | 34 | 2 | 8 | 0 | 2 | 15 | 34 | 2 | 8 | 3900 | 2 | 8 | 0 | 2 | 15 | 3900 | 2 | 8 | 1260 | 2 | 19 | 6 | E | 9 | 6 | E | 9 | 6.6 | E | 9 | -0.1 | E | 9 | 62 | A | 7 | 1004 | E | 9 | 40 | E | 9 | 1.9 | E | 9 | -9900 | ? | 0 | 3173 | E | 9 | 1.2 | E | 8 | 0.102 | F | 8 | 0.13 | F | 8 | -9900 | -9900 | ? | 0
1998-04-10 | 8:00 | 445 | 1362 | 44 | 2 | 8 | 0 | 2 | 15 | 44 | 2 | 8 | 5400 | 2 | 8 | 0 | 2 | 15 | 5400 | 2 | 8 | 1960 | 2 | 19 | 6 | E | 9 | 6 | E | 9 | 8.8 | E | 9 | 2 | E | 9 | 62 | A | 7 | 1004 | E | 9 | 150 | E | 9 | 3.4 | E | 9 | -9900 | ? | 0 | 3236 | E | 9 | 1.2 | E | 8 | 0.102 | F | 8 | 0.13 | F | 8 | -9900 | -9900 | ? | 0
1998-04-10 | 9:00 | 669 | 1362 | 176 | 2 | 8 | 12 | 2 | 15 | 170 | 2 | 8 | 20200 | 2 | 8 | 900 | 2 | 15 | 19800 | 2 | 8 | 7020 | 2 | 19 | 9 | E | 9 | 9 | A | 7 | 11 | A | 7 | 3 | A | 7 | 58 | A | 7 | 1004 | E | 9 | 160 | A | 7 | 4.1 | A | 7 | 16100 | A | 7 | 3300 | A | 7 | 1.2 | E | 8 | 0.102 | F | 8 | 0.13 | F | 8 | -9900 | -9900 | ? | 0
1998-04-10 | 10:00 | 857 | 1362 | 130 | 2 | 8 | 0 | 2 | 15 | 130 | 2 | 8 | 15800 | 2 | 8 | 0 | 2 | 15 | 15800 | 2 | 8 | 6350 | 2 | 19 | 9 | E | 9 | 9 | E | 9 | 13.5 | E | 9 | 3.8 | E | 9 | 52 | A | 7 | 1004 | E | 9 | 170 | E | 9 | 4.4 | E | 9 | -9900 | ? | 0 | 3538 | E | 9 | 1.2 | E | 8 | 0.102 | F | 8 | 0.13 | F | 8 | -9900 | -9900 | ? | 0
1998-04-10 | 11:00 | 996 | 1362 | 414 | 2 | 8 | 107 | 2 | 15 | 335 | 2 | 8 | 45500 | 2 | 8 | 11000 | 2 | 15 | 37500 | 2 | 8 | 12220 | 2 | 19 | 9 | E | 9 | 9 | E | 9 | 16 | E | 9 | 4.5 | E | 9 | 46 | A | 7 | 1004 | E | 9 | 200 | E | 9 | 4.3 | E | 9 | -9900 | ? | 0 | 3265 | E | 9 | 1.2 | E | 8 | 0.102 | F | 8 | 0.13 | F | 8 | -9900 | -9900 | ? | 0
1998-04-10 | 12:00 | 1076 | 1362 | 631 | 2 | 8 | 323 | 2 | 15 | 375 | 2 | 8 | 68200 | 2 | 8 | 34900 | 2 | 15 | 40500 | 2 | 8 | 13110 | 2 | 19 | 7 | E | 9 | 7 | E | 9 | 18.5 | E | 9 | 4.3 | E | 9 | 39 | A | 7 | 1004 | E | 9 | 210 | E | 9 | 5.6 | E | 9 | -9900 | ? | 0 | 4163 | E | 9 | 1.2 | E | 8 | 0.102 | F | 8 | 0.13 | F | 8 | -9900 | -9900 | ? | 0
1998-04-10 | 13:00 | 1092 | 1362 | 477 | 2 | 8 | 114 | 2 | 15 | 385 | 2 | 8 | 52200 | 2 | 8 | 12100 | 2 | 15 | 42500 | 2 | 8 | 13880 | 2 | 19 | 7 | E | 9 | 7 | E | 9 | 19 | E | 9 | 2 | E | 9 | 32 | A | 7 | 1004 | E | 9 | 220 | E | 9 | 5.4 | E | 9 | -9900 | ? | 0 | 4130 | E | 9 | 1.2 | E | 8 | 0.102 | F | 8 | 0.13 | F | 8 | -9900 | -9900 | ? | 0
1998-04-10 | 14:00 | 1042 | 1362 | 451 | 2 | 8 | 97 | 2 | 15 | 377 | 2 | 8 | 49700 | 2 | 8 | 10000 | 2 | 15 | 42000 | 2 | 8 | 14140 | 2 | 19 | 8 | E | 9 | 8 | E | 9 | 20.5 | E | 9 | 2.8 | E | 9 | 31 | A | 7 | 1004 | E | 9 | 190 | E | 9 | 5.3 | E | 9 | -9900 | ? | 0 | 4098 | E | 9 | 1.2 | E | 8 | 0.102 | F | 8 | 0.13 | F | 8 | -9900 | -9900 | ? | 0
1998-04-10 | 15:00 | 931 | 1362 | 467 | 2 | 8 | 208 | 2 | 15 | 324 | 2 | 8 | 50900 | 2 | 8 | 22000 | 2 | 15 | 35900 | 2 | 8 | 9610 | 2 | 19 | 9 | E | 9 | 8 | E | 9 | 21 | E | 9 | 2.5 | E | 9 | 29 | A | 7 | 1004 | E | 9 | 210 | E | 9 | 4.1 | E | 9 | -9900 | ? | 0 | 4065 | E | 9 | 1.2 | E | 8 | 0.102 | F | 8 | 0.13 | F | 8 | -9900 | -9900 | ? | 0
1998-04-10 | 16:00 | 766 | 1362 | 122 | 2 | 8 | 0 | 2 | 15 | 122 | 2 | 8 | 14600 | 2 | 8 | 0 | 2 | 15 | 14600 | 2 | 8 | 5750 | 2 | 19 | 9 | E | 9 | 8 | E | 9 | 21.5 | E | 9 | 1.3 | E | 9 | 26 | A | 7 | 1004 | E | 9 | 270 | E | 9 | 4.4 | E | 9 | -9900 | ? | 0 | 3193 | E | 9 | 1.2 | E | 8 | 0.102 | F | 8 | 0.13 | F | 8 | -9900 | -9900 | ? | 0
1998-04-10 | 17:00 | 558 | 1362 | 314 | 2 | 8 | 236 | 2 | 15 | 217 | 2 | 8 | 33600 | 2 | 8 | 23200 | 2 | 15 | 24100 | 2 | 8 | 5120 | 2 | 19 | 9 | E | 9 | 6 | E | 9 | 20 | E | 9 | 1 | E | 9 | 28 | A | 7 | 1004 | E | 9 | 310 | E | 9 | 2.2 | E | 9 | -9900 | ? | 0 | 77777 | E | 9 | 1.2 | E | 8 | 0.102 | F | 8 | 0.13 | F | 8 | -9900 | -9900 | ? | 0
1998-04-10 | 18:00 | 322 | 1362 | 216 | 2 | 8 | 290 | 2 | 15 | 148 | 2 | 8 | 22000 | 2 | 8 | 23400 | 2 | 15 | 16400 | 2 | 8 | 3290 | 2 | 19 | 8 | E | 9 | 6 | E | 9 | 19.5 | E | 9 | 0.8 | E | 9 | 29 | A | 7 | 1004 | E | 9 | 300 | E | 9 | 2 | E | 9 | -9900 | ? | 0 | 77777 | E | 9 | 1.2 | E | 8 | 0.102 | F | 8 | 0.13 | F | 8 | -9900 | -9900 | ? | 0
1998-04-10 | 19:00 | 81 | 1146 | 21 | 2 | 8 | 118 | 2 | 15 | 14 | 2 | 8 | 2400 | 2 | 8 | 6000 | 2 | 15 | 2000 | 2 | 8 | 270 | 2 | 19 | 7 | E | 9 | 3 | E | 9 | 16 | E | 9 | 2.5 | E | 9 | 40 | A | 7 | 1004 | E | 9 | 230 | E | 9 | 2.4 | E | 9 | -9900 | ? | 0 | 77777 | E | 9 | 1.2 | E | 8 | 0.102 | F | 8 | 0.13 | F | 8 | -9900 | -9900 | ? | 0
1998-04-10 | 20:00 | 0 | 0 | 0 | 2 | 0 | 0 | 2 | 0 | 0 | 2 | 0 | 0 | 2 | 0 | 0 | 2 | 0 | 0 | 2 | 0 | 0 | 2 | 0 | 9 | E | 9 | 8 | E | 9 | 11.5 | E | 9 | 1.3 | E | 9 | 49 | A | 7 | 1004 | E | 9 | 180 | E | 9 | 4.3 | E | 9 | -9900 | ? | 0 | 3603 | E | 9 | 1.2 | E | 8 | 0.102 | F | 8 | 0.13 | F | 8 | -9900 | -9900 | ? | 0
1998-04-10 | 21:00 | 0 | 0 | 0 | 2 | 0 | 0 | 2 | 0 | 0 | 2 | 0 | 0 | 2 | 0 | 0 | 2 | 0 | 0 | 2 | 0 | 0 | 2 | 0 | 9 | E | 9 | 9 | A | 7 | 9 | A | 7 | 2 | A | 7 | 61 | A | 7 | 1004 | E | 9 | 210 | A | 7 | 3.6 | A | 7 | 16100 | A | 7 | 3300 | A | 7 | 1.2 | E | 8 | 0.102 | F | 8 | 0.13 | F | 8 | 0 | 1 | A | 7
1998-04-10 | 22:00 | 0 | 0 | 0 | 2 | 0 | 0 | 2 | 0 | 0 | 2 | 0 | 0 | 2 | 0 | 0 | 2 | 0 | 0 | 2 | 0 | 0 | 2 | 0 | 9 | E | 9 | 9 | A | 7 | 9 | A | 7 | 2 | A | 7 | 61 | A | 7 | 1004 | E | 9 | 180 | A | 7 | 4.1 | A | 7 | 16100 | A | 7 | 2100 | A | 7 | 1.2 | E | 8 | 0.102 | F | 8 | 0.13 | F | 8 | 0 | 6 | A | 7
1998-04-10 | 23:00 | 0 | 0 | 0 | 2 | 0 | 0 | 2 | 0 | 0 | 2 | 0 | 0 | 2 | 0 | 0 | 2 | 0 | 0 | 2 | 0 | 0 | 2 | 0 | 9 | E | 9 | 9 | E | 9 | 8 | E | 9 | 0.7 | E | 9 | 60 | A | 7 | 1004 | E | 9 | 230 | E | 9 | 2.5 | E | 9 | -9900 | ? | 0 | 5778 | E | 9 | 1.2 | E | 8 | 0.102 | F | 8 | 0.13 | F | 8 | -9900 | -9900 | ? | 0
1998-04-10 | 24:00 | 0 | 0 | 0 | 2 | 0 | 0 | 2 | 0 | 0 | 2 | 0 | 0 | 2 | 0 | 0 | 2 | 0 | 0 | 2 | 0 | 0 | 2 | 0 | 6 | E | 9 | 6 | E | 9 | 7 | E | 9 | 1.5 | E | 9 | 68 | A | 7 | 1004 | E | 9 | 200 | E | 9 | 4 | E | 9 | -9900 | ? | 0 | 9456 | E | 9 | 1.2 | E | 8 | 0.102 | F | 8 | 0.13 | F | 8 | -9900 | -9900 | ? | 0
1998-04-11 | 1:00 | 0 | 0 | 0 | 2 | 0 | 0 | 2 | 0 | 0 | 2 | 0 | 0 | 2 | 0 | 0 | 2 | 0 | 0 | 2 | 0 | 0 | 2 | 0 | 8 | E | 9 | 8 | E | 9 | 7 | E | 9 | 0.2 | E | 9 | 62 | A | 7 | 1004 | E | 9 | 230 | E | 9 | 5 | E | 9 | -9900 | ? | 0 | 2540 | E | 9 | 1.2 | E | 8 | 0.103 | F | 8 | 0.13 | F | 8 | -9900 | -9900 | ? | 0
1998-04-11 | 2:00 | 0 | 0 | 0 | 2 | 0 | 0 | 2 | 0 | 0 | 2 | 0 | 0 | 2 | 0 | 0 | 2 | 0 | 0 | 2 | 0 | 0 | 2 | 0 | 10 | E | 9 | 10 | E | 9 | 5 | E | 9 | -2.1 | E | 9 | 59 | A | 7 | 1004 | E | 9 | 290 | E | 9 | 3.8 | E | 9 | -9900 | ? | 0 | 0 | E | 9 | 1.2 | E | 8 | 0.103 | F | 8 | 0.13 | F | 8 | -9900 | -9900 | ? | 0
1998-04-11 | 3:00 | 0 | 0 | 0 | 2 | 0 | 0 | 2 | 0 | 0 | 2 | 0 | 0 | 2 | 0 | 0 | 2 | 0 | 0 | 2 | 0 | 0 | 2 | 0 | 9 | E | 9 | 9 | E | 9 | 4 | E | 9 | -3.4 | E | 9 | 57 | A | 7 | 1004 | E | 9 | 270 | E | 9 | 3.3 | E | 9 | -9900 | ? | 0 | 0 | E | 9 | 1.2 | E | 8 | 0.103 | F | 8 | 0.13 | F | 8 | -9900 | -9900 | ? | 0
1998-04-11 | 4:00 | 0 | 0 | 0 | 2 | 0 | 0 | 2 | 0 | 0 | 2 | 0 | 0 | 2 | 0 | 0 | 2 | 0 | 0 | 2 | 0 | 0 | 2 | 0 | 9 | E | 9 | 9 | E | 9 | 4 | E | 9 | -2.6 | E | 9 | 61 | A | 7 | 1004 | E | 9 | 30 | E | 9 | 2.2 | E | 9 | -9900 | ? | 0 | 3369 | E | 9 | 1.2 | E | 8 | 0.103 | F | 8 | 0.13 | F | 8 | -9900 | -9900 | ? | 0
1998-04-11 | 5:00 | 0 | 0 | 0 | 2 | 0 | 0 | 2 | 0 | 0 | 2 | 0 | 0 | 2 | 0 | 0 | 2 | 0 | 0 | 2 | 0 | 0 | 2 | 0 | 6 | E | 9 | 6 | E | 9 | 3 | E | 9 | -3.9 | E | 9 | 58 | A | 7 | 1004 | E | 9 | 270 | E | 9 | 3.1 | E | 9 | -9900 | ? | 0 | 7047 | E | 9 | 1.2 | E | 8 | 0.103 | F | 8 | 0.13 | F | 8 | -9900 | -9900 | ? | 0
1998-04-11 | 6:00 | 15 | 510 | 0 | 2 | 8 | 0 | 2 | 15 | 0 | 2 | 8 | 0 | 2 | 8 | 0 | 2 | 15 | 0 | 2 | 8 | 0 | 2 | 19 | 5 | E | 9 | 5 | E | 9 | 3 | E | 9 | -3.2 | E | 9 | 62 | A | 7 | 1004 | E | 9 | 280 | E | 9 | 3.4 | E | 9 | -9900 | ? | 0 | 12225 | E | 9 | 1.2 | E | 8 | 0.103 | F | 8 | 0.13 | F | 8 | -9900 | -9900 | ? | 0
1998-04-11 | 7:00 | 208 | 1361 | 47 | 2 | 8 | 9 | 2 | 15 | 45 | 2 | 8 | 5200 | 2 | 8 | 100 | 2 | 15 | 5200 | 2 | 8 | 1580 | 2 | 19 | 4 | E | 9 | 4 | E | 9 | 4 | E | 9 | -3.5 | E | 9 | 56 | A | 7 | 1004 | E | 9 | 310 | E | 9 | 2.8 | E | 9 | -9900 | ? | 0 | 15604 | E | 9 | 1.2 | E | 8 | 0.103 | F | 8 | 0.13 | F | 8 | -9900 | -9900 | ? | 0
1998-04-11 | 8:00 | 451 | 1361 | 140 | 2 | 8 | 44 | 2 | 15 | 126 | 2 | 8 | 15400 | 2 | 8 | 4100 | 2 | 15 | 14100 | 2 | 8 | 3410 | 2 | 19 | 0 | E | 9 | 0 | E | 9 | 7 | E | 9 | -0.7 | E | 9 | 58 | A | 7 | 1004 | E | 9 | 250 | E | 9 | 2.7 | E | 9 | -9900 | ? | 0 | 77777 | E | 9 | 1.2 | E | 8 | 0.103 | F | 8 | 0.13 | F | 8 | -9900 | -9900 | ? | 0
1998-04-11 | 9:00 | 675 | 1361 | 458 | 2 | 8 | 577 | 2 | 15 | 171 | 2 | 8 | 48300 | 2 | 8 | 57700 | 2 | 15 | 19600 | 2 | 8 | 3600 | 2 | 19 | 1 | E | 9 | 1 | E | 9 | 11 | A | 7 | 0 | A | 7 | 47 | A | 7 | 1004 | E | 9 | 280 | A | 7 | 3.1 | A | 7 | 16100 | A | 7 | 77777 | A | 7 | 1.2 | E | 8 | 0.103 | F | 8 | 0.13 | F | 8 | -9900 | -9900 | ? | 0
1998-04-11 | 10:00 | 862 | 1361 | 443 | 2 | 8 | 241 | 2 | 15 | 290 | 2 | 8 | 48400 | 2 | 8 | 25300 | 2 | 15 | 32300 | 2 | 8 | 8110 | 2 | 19 | 1 | E | 9 | 1 | E | 9 | 14.4 | E | 9 | -0.1 | E | 9 | 37 | A | 7 | 1004 | E | 9 | 340 | E | 9 | 4.1 | E | 9 | -9900 | ? | 0 | 77777 | E | 9 | 1.2 | E | 8 | 0.103 | F | 8 | 0.13 | F | 8 | -9900 | -9900 | ? | 0
1998-04-11 | 11:00 | 1001 | 1361 | 726 | 2 | 8 | 689 | 2 | 15 | 218 | 2 | 8 | 75800 | 2 | 8 | 69400 | 2 | 15 | 24700 | 2 | 8 | 6420 | 2 | 19 | 2 | E | 9 | 2 | E | 9 | 15.8 | E | 9 | -0.2 | E | 9 | 33 | A | 7 | 1004 | E | 9 | 190 | E | 9 | 2 | E | 9 | -9900 | ? | 0 | 21624 | E | 9 | 1.2 | E | 8 | 0.103 | F | 8 | 0.13 | F | 8 | -9900 | -9900 | ? | 0
1998-04-11 | 12:00 | 1080 | 1361 | 725 | 2 | 8 | 574 | 2 | 15 | 268 | 2 | 8 | 78100 | 2 | 8 | 59900 | 2 | 15 | 30400 | 2 | 8 | 9490 | 2 | 19 | 2 | E | 9 | 2 | E | 9 | 16.2 | E | 9 | 0.8 | E | 9 | 35 | A | 7 | 1004 | E | 9 | 250 | E | 9 | 6.7 | E | 9 | -9900 | ? | 0 | 21931 | E | 9 | 1.2 | E | 8 | 0.103 | F | 8 | 0.13 | F | 8 | -9900 | -9900 | ? | 0
1998-04-11 | 13:00 | 1096 | 1361 | 764 | 2 | 8 | 602 | 2 | 15 | 278 | 2 | 8 | 82200 | 2 | 8 | 62800 | 2 | 15 | 31400 | 2 | 8 | 10220 | 2 | 19 | 3 | E | 9 | 3 | E | 9 | 17.5 | E | 9 | 0.7 | E | 9 | 32 | A | 7 | 1004 | E | 9 | 280 | E | 9 | 4.7 | E | 9 | -9900 | ? | 0 | 21668 | E | 9 | 1.1 | E | 8 | 0.103 | F | 8 | 0.13 | F | 8 | -9900 | -9900 | ? | 0
1998-04-11 | 14:00 | 1047 | 1361 | 655 | 2 | 8 | 418 | 2 | 15 | 332 | 2 | 8 | 71200 | 2 | 8 | 45200 | 2 | 15 | 36300 | 2 | 8 | 10890 | 2 | 19 | 3 | E | 9 | 2 | E | 9 | 17.9 | E | 9 | 0.6 | E | 9 | 31 | A | 7 | 1004 | E | 9 | 300 | E | 9 | 3.3 | E | 9 | -9900 | ? | 0 | 21435 | E | 9 | 1.1 | E | 8 | 0.103 | F | 8 | 0.13 | F | 8 | -9900 | -9900 | ? | 0
1998-04-11 | 15:00 | 935 | 1361 | 687 | 2 | 8 | 741 | 2 | 15 | 176 | 2 | 8 | 72300 | 2 | 8 | 74900 | 2 | 15 | 20600 | 2 | 8 | 4770 | 2 | 19 | 3 | E | 9 | 3 | E | 9 | 17.3 | E | 9 | 0.5 | E | 9 | 32 | A | 7 | 1004 | E | 9 | 200 | E | 9 | 2.2 | E | 9 | -9900 | ? | 0 | 21502 | E | 9 | 1.1 | E | 8 | 0.103 | F | 8 | 0.13 | F | 8 | -9900 | -9900 | ? | 0
1998-04-11 | 16:00 | 770 | 1361 | 567 | 2 | 8 | 787 | 2 | 15 | 120 | 2 | 8 | 60000 | 2 | 8 | 79100 | 2 | 15 | 15200 | 2 | 8 | 2770 | 2 | 19 | 0 | E | 9 | 0 | E | 9 | 16.7 | E | 9 | 2.5 | E | 9 | 38 | A | 7 | 1004 | E | 9 | 180 | E | 9 | 3 | E | 9 | -9900 | ? | 0 | 77777 | E | 9 | 1.1 | E | 8 | 0.103 | F | 8 | 0.13 | F | 8 | -9900 | -9900 | ? | 0
1998-04-11 | 17:00 | 562 | 1361 | 379 | 2 | 8 | 635 | 2 | 15 | 116 | 2 | 8 | 39000 | 2 | 8 | 60100 | 2 | 15 | 14100 | 2 | 8 | 2230 | 2 | 19 | 4 | E | 9 | 3 | E | 9 | 16.1 | E | 9 | 2.4 | E | 9 | 40 | A | 7 | 1004 | E | 9 | 300 | E | 9 | 5.6 | E | 9 | -9900 | ? | 0 | 21755 | E | 9 | 1.1 | E | 8 | 0.103 | F | 8 | 0.13 | F | 8 | -9900 | -9900 | ? | 0
1998-04-11 | 18:00 | 326 | 1361 | 213 | 2 | 8 | 467 | 2 | 15 | 101 | 2 | 8 | 21600 | 2 | 8 | 37700 | 2 | 15 | 12600 | 2 | 8 | 1920 | 2 | 19 | 5 | E | 9 | 5 | E | 9 | 13.5 | E | 9 | 3.3 | E | 9 | 50 | A | 7 | 1004 | E | 9 | 290 | E | 9 | 6.2 | E | 9 | -9900 | ? | 0 | 21582 | E | 9 | 1.1 | E | 8 | 0.103 | F | 8 | 0.13 | F | 8 | -9900 | -9900 | ? | 0
1998-04-11 | 19:00 | 85 | 1168 | 22 | 2 | 8 | 196 | 2 | 15 | 10 | 2 | 8 | 2700 | 2 | 8 | 11500 | 2 | 15 | 1800 | 2 | 8 | 240 | 2 | 19 | 6 | E | 9 | 5 | E | 9 | 11.8 | E | 9 | 3.2 | E | 9 | 56 | A | 7 | 1004 | E | 9 | 310 | E | 9 | 5.3 | E | 9 | -9900 | ? | 0 | 21409 | E | 9 | 1.1 | E | 8 | 0.103 | F | 8 | 0.13 | F | 8 | -9900 | -9900 | ? | 0
1998-04-11 | 20:00 | 0 | 0 | 0 | 2 | 0 | 0 | 2 | 0 | 0 | 2 | 0 | 0 | 2 | 0 | 0 | 2 | 0 | 0 | 2 | 0 | 0 | 2 | 0 | 6 | E | 9 | 5 | E | 9 | 9.2 | E | 9 | 3.2 | E | 9 | 66 | A | 7 | 1004 | E | 9 | 310 | E | 9 | 5.4 | E | 9 | -9900 | ? | 0 | 21656 | E | 9 | 1.1 | E | 8 | 0.103 | F | 8 | 0.13 | F | 8 | -9900 | -9900 | ? | 0
1998-04-11 | 21:00 | 0 | 0 | 0 | 2 | 0 | 0 | 2 | 0 | 0 | 2 | 0 | 0 | 2 | 0 | 0 | 2 | 0 | 0 | 2 | 0 | 0 | 2 | 0 | 7 | E | 9 | 6 | E | 9 | 7.6 | E | 9 | 0.1 | E | 9 | 59 | A | 7 | 1004 | E | 9 | 10 | E | 9 | 3.4 | E | 9 | -9900 | ? | 0 | 21633 | E | 9 | 1.1 | E | 8 | 0.103 | F | 8 | 0.13 | F | 8 | -9900 | -9900 | ? | 0
1998-04-11 | 22:00 | 0 | 0 | 0 | 2 | 0 | 0 | 2 | 0 | 0 | 2 | 0 | 0 | 2 | 0 | 0 | 2 | 0 | 0 | 2 | 0 | 0 | 2 | 0 | 6 | E | 9 | 5 | A | 7 | 6 | A | 7 | -1 | A | 7 | 60 | A | 7 | 1004 | E | 9 | 210 | A | 7 | 2.6 | A | 7 | 16100 | A | 7 | 77777 | A | 7 | 1.1 | E | 8 | 0.103 | F | 8 | 0.13 | F | 8 | 0 | 1 | A | 7
1998-04-11 | 23:00 | 0 | 0 | 0 | 2 | 0 | 0 | 2 | 0 | 0 | 2 | 0 | 0 | 2 | 0 | 0 | 2 | 0 | 0 | 2 | 0 | 0 | 2 | 0 | 8 | B | 8 | 7 | B | 8 | 5.4 | B | 8 | -1.1 | B | 8 | 62 | A | 7 | 1004 | E | 9 | 210 | B | 8 | 2.6 | B | 8 | -9900 | ? | 0 | 11750 | B | 8 | 1.1 | E | 8 | 0.103 | F | 8 | 0.13 | F | 8 | -9900 | -9900 | ? | 0
1998-04-11 | 24:00 | 0 | 0 | 0 | 2 | 0 | 0 | 2 | 0 | 0 | 2 | 0 | 0 | 2 | 0 | 0 | 2 | 0 | 0 | 2 | 0 | 0 | 2 | 0 | 10 | E | 9 | 9 | A | 7 | 5 | A | 7 | -1 | A | 7 | 64 | A | 7 | 1004 | E | 9 | 200 | A | 7 | 2.6 | A | 7 | 16100 | A | 7 | 1500 | A | 7 | 1.1 | E | 8 | 0.103 | F | 8 | 0.13 | F | 8 | -9900 | -9900 | ? | 0
1998-04-12 | 1:00 | 0 | 0 | 0 | 2 | 0 | 0 | 2 | 0 | 0 | 2 | 0 | 0 | 2 | 0 | 0 | 2 | 0 | 0 | 2 | 0 | 0 | 2 | 0 | 10 | B | 8 | 9 | B | 8 | 5.2 | B | 8 | -1 | B | 8 | 64 | A | 7 | 1004 | E | 9 | 200 | B | 8 | 2.6 | B | 8 | -9900 | ? | 0 | 1490 | B | 8 | 1.1 | E | 8 | 0.103 | F | 8 | 0.13 | F | 8 | -9900 | -9900 | ? | 0
1998-04-12 | 2:00 | 0 | 0 | 0 | 2 | 0 | 0 | 2 | 0 | 0 | 2 | 0 | 0 | 2 | 0 | 0 | 2 | 0 | 0 | 2 | 0 | 0 | 2 | 0 | 10 | B | 8 | 10 | B | 8 | 5.5 | B | 8 | -1.1 | B | 8 | 62 | A | 7 | 1004 | E | 9 | 190 | B | 8 | 2.6 | B | 8 | -9900 | ? | 0 | 1480 | B | 8 | 1.1 | E | 8 | 0.103 | F | 8 | 0.13 | F | 8 | -9900 | -9900 | ? | 0
1998-04-12 | 3:00 | 0 | 0 | 0 | 2 | 0 | 0 | 2 | 0 | 0 | 2 | 0 | 0 | 2 | 0 | 0 | 2 | 0 | 0 | 2 | 0 | 0 | 2 | 0 | 10 | E | 9 | 10 | A | 7 | 6 | A | 7 | -1 | A | 7 | 60 | A | 7 | 1004 | E | 9 | 190 | A | 7 | 2.6 | A | 7 | 16100 | A | 7 | 1470 | A | 7 | 1.1 | E | 8 | 0.103 | F | 8 | 0.13 | F | 8 | 0 | 1 | A | 7
1998-04-12 | 4:00 | 0 | 0 | 0 | 2 | 0 | 0 | 2 | 0 | 0 | 2 | 0 | 0 | 2 | 0 | 0 | 2 | 0 | 0 | 2 | 0 | 0 | 2 | 0 | 8 | E | 9 | 8 | E | 9 | 6 | E | 9 | -1.2 | E | 9 | 59 | A | 7 | 1004 | E | 9 | 90 | E | 9 | 3 | E | 9 | -9900 | ? | 0 | 5222 | E | 9 | 1.1 | E | 8 | 0.103 | F | 8 | 0.13 | F | 8 | -9900 | -9900 | ? | 0
1998-04-12 | 5:00 | 0 | 0 | 0 | 2 | 0 | 0 | 2 | 0 | 0 | 2 | 0 | 0 | 2 | 0 | 0 | 2 | 0 | 0 | 2 | 0 | 0 | 2 | 0 | 10 | E | 9 | 10 | E | 9 | 6 | E | 9 | -1.5 | E | 9 | 58 | A | 7 | 1004 | E | 9 | 160 | E | 9 | 3.6 | E | 9 | -9900 | ? | 0 | 0 | E | 9 | 1.1 | E | 8 | 0.103 | F | 8 | 0.13 | F | 8 | -9900 | -9900 | ? | 0
1998-04-12 | 6:00 | 18 | 555 | 0 | 2 | 8 | 0 | 2 | 15 | 0 | 2 | 8 | 0 | 2 | 8 | 0 | 2 | 15 | 0 | 2 | 8 | 0 | 2 | 19 | 10 | E | 9 | 10 | E | 9 | 5.4 | E | 9 | -2.3 | E | 9 | 56 | A | 7 | 1004 | E | 9 | 200 | E | 9 | 4.5 | E | 9 | -9900 | ? | 0 | 0 | E | 9 | 1.1 | E | 8 | 0.103 | F | 8 | 0.13 | F | 8 | -9900 | -9900 | ? | 0
1998-04-12 | 7:00 | 214 | 1360 | 69 | 2 | 8 | 122 | 2 | 15 | 49 | 2 | 8 | 7300 | 2 | 8 | 8000 | 2 | 15 | 6000 | 2 | 8 | 890 | 2 | 19 | 10 | E | 9 | 10 | E | 9 | 5.9 | E | 9 | -2 | E | 9 | 56 | A | 7 | 1004 | E | 9 | 220 | E | 9 | 4.4 | E | 9 | -9900 | ? | 0 | 0 | E | 9 | 1.1 | E | 8 | 0.103 | F | 8 | 0.13 | F | 8 | -9900 | -9900 | ? | 0
1998-04-12 | 8:00 | 458 | 1360 | 269 | 2 | 8 | 469 | 2 | 15 | 111 | 2 | 8 | 28200 | 2 | 8 | 43000 | 2 | 15 | 13700 | 2 | 8 | 2110 | 2 | 19 | 10 | E | 9 | 10 | E | 9 | 7 | E | 9 | -1.7 | E | 9 | 53 | A | 7 | 1004 | E | 9 | 70 | E | 9 | 3.6 | E | 9 | -9900 | ? | 0 | 0 | E | 9 | 1.1 | E | 8 | 0.103 | F | 8 | 0.13 | F | 8 | -9900 | -9900 | ? | 0
1998-04-12 | 9:00 | 681 | 1360 | 433 | 2 | 8 | 583 | 2 | 15 | 141 | 2 | 8 | 44900 | 2 | 8 | 56900 | 2 | 15 | 16300 | 2 | 8 | 2910 | 2 | 19 | 8 | E | 9 | 8 | E | 9 | 8.7 | E | 9 | -1.4 | E | 9 | 48 | A | 7 | 1004 | E | 9 | 80 | E | 9 | 4.1 | E | 9 | -9900 | ? | 0 | 3331 | E | 9 | 1.1 | E | 8 | 0.103 | F | 8 | 0.13 | F | 8 | -9900 | -9900 | ? | 0
1998-04-12 | 10:00 | 868 | 1360 | 557 | 2 | 8 | 512 | 2 | 15 | 230 | 2 | 8 | 59000 | 2 | 8 | 52700 | 2 | 15 | 25300 | 2 | 8 | 5780 | 2 | 19 | 9 | E | 9 | 9 | E | 9 | 8.7 | E | 9 | -1.6 | E | 9 | 48 | A | 7 | 1004 | E | 9 | 100 | E | 9 | 4.5 | E | 9 | -9900 | ? | 0 | 7143 | E | 9 | 1.1 | E | 8 | 0.103 | F | 8 | 0.13 | F | 8 | -9900 | -9900 | ? | 0
1998-04-12 | 11:00 | 1006 | 1360 | 499 | 2 | 8 | 220 | 2 | 15 | 336 | 2 | 8 | 54700 | 2 | 8 | 23400 | 2 | 15 | 37400 | 2 | 8 | 10800 | 2 | 19 | 9 | E | 9 | 9 | E | 9 | 9.8 | E | 9 | -0.8 | E | 9 | 47 | A | 7 | 1004 | E | 9 | 120 | E | 9 | 4.9 | E | 9 | -9900 | ? | 0 | 10835 | E | 9 | 1.1 | E | 8 | 0.103 | F | 8 | 0.13 | F | 8 | -9900 | -9900 | ? | 0
1998-04-12 | 12:00 | 1085 | 1360 | 348 | 2 | 8 | 24 | 2 | 15 | 329 | 2 | 8 | 40700 | 2 | 8 | 2200 | 2 | 15 | 38900 | 2 | 8 | 14560 | 2 | 19 | 9 | E | 9 | 9 | E | 9 | 10.8 | E | 9 | -1 | E | 9 | 43 | A | 7 | 1004 | E | 9 | 140 | E | 9 | 5.3 | E | 9 | -9900 | ? | 0 | 14706 | E | 9 | 1.1 | E | 8 | 0.103 | F | 8 | 0.13 | F | 8 | -9900 | -9900 | ? | 0
1998-04-12 | 13:00 | 1100 | 1360 | 318 | 2 | 8 | 18 | 2 | 15 | 303 | 2 | 8 | 37400 | 2 | 8 | 1600 | 2 | 15 | 36100 | 2 | 8 | 13800 | 2 | 19 | 6 | E | 9 | 6 | E | 9 | 11.9 | E | 9 | -1.8 | E | 9 | 38 | A | 7 | 1004 | E | 9 | 180 | E | 9 | 7.8 | E | 9 | -9900 | ? | 0 | 18428 | E | 9 | 1.1 | E | 8 | 0.103 | F | 8 | 0.13 | F | 8 | -9900 | -9900 | ? | 0
1998-04-12 | 14:00 | 1051 | 1360 | 451 | 2 | 8 | 97 | 2 | 15 | 376 | 2 | 8 | 49700 | 2 | 8 | 10000 | 2 | 15 | 42000 | 2 | 8 | 14270 | 2 | 19 | 5 | E | 9 | 5 | A | 7 | 13 | A | 7 | -2 | A | 7 | 35 | A | 7 | 1004 | E | 9 | 170 | A | 7 | 6.2 | A | 7 | 16100 | A | 7 | 77777 | A | 7 | 1.1 | E | 8 | 0.103 | F | 8 | 0.13 | F | 8 | -9900 | -9900 | ? | 0
1998-04-12 | 15:00 | 939 | 1360 | 267 | 2 | 8 | 12 | 2 | 15 | 258 | 2 | 8 | 31000 | 2 | 8 | 1000 | 2 | 15 | 30300 | 2 | 8 | 11430 | 2 | 19 | 9 | E | 9 | 9 | A | 7 | 10 | A | 7 | -1 | A | 7 | 46 | A | 7 | 1004 | E | 9 | 210 | A | 7 | 7.7 | A | 7 | 11300 | A | 7 | 1020 | A | 7 | 1.1 | E | 8 | 0.103 | F | 8 | 0.13 | F | 8 | 0 | 1 | A | 7
1998-04-12 | 16:00 | 774 | 1360 | 329 | 2 | 8 | 87 | 2 | 15 | 280 | 2 | 8 | 36200 | 2 | 8 | 8800 | 2 | 15 | 31200 | 2 | 8 | 8580 | 2 | 19 | 9 | E | 9 | 9 | A | 7 | 11 | A | 7 | 1 | A | 7 | 50 | A | 7 | 1004 | E | 9 | 190 | A | 7 | 7.7 | A | 7 | 16100 | A | 7 | 2700 | A | 7 | 1.1 | E | 8 | 0.103 | F | 8 | 0.13 | F | 8 | 0 | 6 | A | 7
1998-04-12 | 17:00 | 567 | 1360 | 172 | 2 | 8 | 7 | 2 | 15 | 170 | 2 | 8 | 19500 | 2 | 8 | 500 | 2 | 15 | 19200 | 2 | 8 | 6380 | 2 | 19 | 7 | E | 9 | 7 | E | 9 | 11 | E | 9 | 0.1 | E | 9 | 47 | A | 7 | 1004 | E | 9 | 190 | E | 9 | 6.9 | E | 9 | -9900 | ? | 0 | 3439 | E | 9 | 1.1 | E | 8 | 0.103 | F | 8 | 0.13 | F | 8 | -9900 | -9900 | ? | 0
1998-04-12 | 18:00 | 331 | 1360 | 86 | 2 | 8 | 0 | 2 | 15 | 86 | 2 | 8 | 9600 | 2 | 8 | 0 | 2 | 15 | 9600 | 2 | 8 | 3030 | 2 | 19 | 10 | E | 9 | 10 | E | 9 | 10 | E | 9 | 0.3 | E | 9 | 51 | A | 7 | 1004 | E | 9 | 60 | E | 9 | 5.1 | E | 9 | -9900 | ? | 0 | 4177 | E | 9 | 1.1 | E | 8 | 0.103 | F | 8 | 0.13 | F | 8 | -9900 | -9900 | ? | 0
1998-04-12 | 19:00 | 89 | 1190 | 10 | 2 | 8 | 0 | 2 | 15 | 10 | 2 | 8 | 1200 | 2 | 8 | 0 | 2 | 15 | 1200 | 2 | 8 | 390 | 2 | 19 | 10 | E | 9 | 10 | E | 9 | 8.8 | E | 9 | 0.4 | E | 9 | 56 | A | 7 | 1004 | E | 9 | 60 | E | 9 | 4.8 | E | 9 | -9900 | ? | 0 | 4916 | E | 9 | 1.1 | E | 8 | 0.103 | F | 8 | 0.13 | F | 8 | -9900 | -9900 | ? | 0
1998-04-12 | 20:00 | 0 | 0 | 0 | 2 | 0 | 0 | 2 | 0 | 0 | 2 | 0 | 0 | 2 | 0 | 0 | 2 | 0 | 0 | 2 | 0 | 0 | 2 | 0 | 10 | E | 9 | 10 | E | 9 | 8 | E | 9 | 0.5 | E | 9 | 59 | A | 7 | 1004 | E | 9 | 180 | E | 9 | 7.4 | E | 9 | -9900 | ? | 0 | 0 | E | 9 | 1.1 | E | 8 | 0.103 | F | 8 | 0.13 | F | 8 | -9900 | -9900 | ? | 0
1998-04-12 | 21:00 | 0 | 0 | 0 | 2 | 0 | 0 | 2 | 0 | 0 | 2 | 0 | 0 | 2 | 0 | 0 | 2 | 0 | 0 | 2 | 0 | 0 | 2 | 0 | 10 | E | 9 | 10 | E | 9 | 8 | E | 9 | 0.7 | E | 9 | 60 | A | 7 | 1004 | E | 9 | 150 | E | 9 | 5.9 | E | 9 | -9900 | ? | 0 | 0 | E | 9 | 1.1 | E | 8 | 0.103 | F | 8 | 0.13 | F | 8 | -9900 | -9900 | ? | 0
1998-04-12 | 22:00 | 0 | 0 | 0 | 2 | 0 | 0 | 2 | 0 | 0 | 2 | 0 | 0 | 2 | 0 | 0 | 2 | 0 | 0 | 2 | 0 | 0 | 2 | 0 | 10 | E | 9 | 10 | E | 9 | 7 | E | 9 | 0.8 | E | 9 | 65 | A | 7 | 1004 | E | 9 | 60 | E | 9 | 4 | E | 9 | -9900 | ? | 0 | 7132 | E | 9 | 1.1 | E | 8 | 0.103 | F | 8 | 0.13 | F | 8 | -9900 | -9900 | ? | 0
1998-04-12 | 23:00 | 0 | 0 | 0 | 2 | 0 | 0 | 2 | 0 | 0 | 2 | 0 | 0 | 2 | 0 | 0 | 2 | 0 | 0 | 2 | 0 | 0 | 2 | 0 | 10 | E | 9 | 10 | E | 9 | 6 | E | 9 | 0.9 | E | 9 | 70 | A | 7 | 1004 | E | 9 | 50 | E | 9 | 5.1 | E | 9 | -9900 | ? | 0 | 0 | E | 9 | 1.1 | E | 8 | 0.103 | F | 8 | 0.13 | F | 8 | -9900 | -9900 | ? | 0
1998-04-12 | 24:00 | 0 | 0 | 0 | 2 | 0 | 0 | 2 | 0 | 0 | 2 | 0 | 0 | 2 | 0 | 0 | 2 | 0 | 0 | 2 | 0 | 0 | 2 | 0 | 10 | E | 9 | 10 | E | 9 | 6.1 | E | 9 | 0.6 | E | 9 | 68 | A | 7 | 1004 | E | 9 | 60 | E | 9 | 3.4 | E | 9 | -9900 | ? | 0 | 0 | E | 9 | 1.1 | E | 8 | 0.103 | F | 8 | 0.13 | F | 8 | -9900 | -9900 | ? | 0
1998-04-13 | 1:00 | 0 | 0 | 0 | 2 | 0 | 0 | 2 | 0 | 0 | 2 | 0 | 0 | 2 | 0 | 0 | 2 | 0 | 0 | 2 | 0 | 0 | 2 | 0 | 10 | E | 9 | 10 | E | 9 | 6 | E | 9 | 0 | E | 9 | 65 | A | 7 | 1004 | E | 9 | 120 | E | 9 | 4.3 | E | 9 | -9900 | ? | 0 | 0 | E | 9 | 1.1 | E | 8 | 0.104 | F | 8 | 0.13 | F | 8 | -9900 | -9900 | ? | 0
1998-04-13 | 2:00 | 0 | 0 | 0 | 2 | 0 | 0 | 2 | 0 | 0 | 2 | 0 | 0 | 2 | 0 | 0 | 2 | 0 | 0 | 2 | 0 | 0 | 2 | 0 | 9 | E | 9 | 7 | E | 9 | 6 | E | 9 | -0.7 | E | 9 | 62 | A | 7 | 1004 | E | 9 | 60 | E | 9 | 2.8 | E | 9 | -9900 | ? | 0 | 10087 | E | 9 | 1.1 | E | 8 | 0.104 | F | 8 | 0.13 | F | 8 | -9900 | -9900 | ? | 0
1998-04-13 | 3:00 | 0 | 0 | 0 | 2 | 0 | 0 | 2 | 0 | 0 | 2 | 0 | 0 | 2 | 0 | 0 | 2 | 0 | 0 | 2 | 0 | 0 | 2 | 0 | 10 | E | 9 | 10 | E | 9 | 4 | E | 9 | -0.5 | E | 9 | 72 | A | 7 | 1004 | E | 9 | 60 | E | 9 | 2.5 | E | 9 | -9900 | ? | 0 | 0 | E | 9 | 1.1 | E | 8 | 0.104 | F | 8 | 0.13 | F | 8 | -9900 | -9900 | ? | 0
1998-04-13 | 4:00 | 0 | 0 | 0 | 2 | 0 | 0 | 2 | 0 | 0 | 2 | 0 | 0 | 2 | 0 | 0 | 2 | 0 | 0 | 2 | 0 | 0 | 2 | 0 | 9 | E | 9 | 9 | E | 9 | 4.5 | E | 9 | -0.3 | E | 9 | 71 | A | 7 | 1004 | E | 9 | 230 | E | 9 | 2.7 | E | 9 | -9900 | ? | 0 | 0 | E | 9 | 1.1 | E | 8 | 0.104 | F | 8 | 0.13 | F | 8 | -9900 | -9900 | ? | 0
1998-04-13 | 5:00 | 0 | 0 | 0 | 2 | 0 | 0 | 2 | 0 | 0 | 2 | 0 | 0 | 2 | 0 | 0 | 2 | 0 | 0 | 2 | 0 | 0 | 2 | 0 | 9 | E | 9 | 9 | E | 9 | 5 | E | 9 | -0.3 | E | 9 | 68 | A | 7 | 1004 | E | 9 | 60 | E | 9 | 1.9 | E | 9 | -9900 | ? | 0 | 0 | E | 9 | 1.1 | E | 8 | 0.104 | F | 8 | 0.13 | F | 8 | -9900 | -9900 | ? | 0
1998-04-13 | 6:00 | 20 | 578 | 0 | 2 | 8 | 0 | 2 | 15 | 0 | 2 | 8 | 0 | 2 | 8 | 0 | 2 | 15 | 0 | 2 | 8 | 0 | 2 | 19 | 9 | E | 9 | 9 | E | 9 | 5 | E | 9 | -1.3 | E | 9 | 63 | A | 7 | 1004 | E | 9 | 60 | E | 9 | 1.6 | E | 9 | -9900 | ? | 0 | 0 | E | 9 | 1.1 | E | 8 | 0.104 | F | 8 | 0.13 | F | 8 | -9900 | -9900 | ? | 0
1998-04-13 | 7:00 | 221 | 1359 | 107 | 2 | 8 | 441 | 2 | 15 | 35 | 2 | 8 | 11100 | 2 | 8 | 31300 | 2 | 15 | 6000 | 2 | 8 | 650 | 2 | 19 | 8 | E | 9 | 8 | E | 9 | 5.9 | E | 9 | -1.8 | E | 9 | 57 | A | 7 | 1004 | E | 9 | 60 | E | 9 | 1.4 | E | 9 | -9900 | ? | 0 | 0 | E | 9 | 1 | E | 8 | 0.104 | F | 8 | 0.13 | F | 8 | -9900 | -9900 | ? | 0
1998-04-13 | 8:00 | 464 | 1359 | 279 | 2 | 8 | 586 | 2 | 15 | 79 | 2 | 8 | 29100 | 2 | 8 | 53700 | 2 | 15 | 10700 | 2 | 8 | 1520 | 2 | 19 | 8 | E | 9 | 8 | E | 9 | 7 | E | 9 | -2.8 | E | 9 | 48 | A | 7 | 1004 | E | 9 | 60 | E | 9 | 1.1 | E | 9 | -9900 | ? | 0 | 0 | E | 9 | 1 | E | 8 | 0.104 | F | 8 | 0.13 | F | 8 | -9900 | -9900 | ? | 0
1998-04-13 | 9:00 | 687 | 1359 | 454 | 2 | 8 | 653 | 2 | 15 | 124 | 2 | 8 | 47500 | 2 | 8 | 64300 | 2 | 15 | 15000 | 2 | 8 | 2630 | 2 | 19 | 8 | E | 9 | 8 | E | 9 | 8.3 | E | 9 | -2.2 | E | 9 | 46 | A | 7 | 1004 | E | 9 | 140 | E | 9 | 2.7 | E | 9 | -9900 | ? | 0 | 0 | E | 9 | 1 | E | 8 | 0.104 | F | 8 | 0.13 | F | 8 | -9900 | -9900 | ? | 0
1998-04-13 | 10:00 | 873 | 1359 | 568 | 2 | 8 | 576 | 2 | 15 | 197 | 2 | 8 | 61200 | 2 | 8 | 59500 | 2 | 15 | 22900 | 2 | 8 | 4920 | 2 | 19 | 7 | E | 9 | 7 | E | 9 | 9.2 | E | 9 | -1.7 | E | 9 | 46 | A | 7 | 1004 | E | 9 | 120 | E | 9 | 4.5 | E | 9 | -9900 | ? | 0 | 0 | E | 9 | 1 | E | 8 | 0.104 | F | 8 | 0.13 | F | 8 | -9900 | -9900 | ? | 0
1998-04-13 | 11:00 | 1011 | 1359 | 687 | 2 | 8 | 570 | 2 | 15 | 262 | 2 | 8 | 73400 | 2 | 8 | 59300 | 2 | 15 | 29200 | 2 | 8 | 8110 | 2 | 19 | 7 | E | 9 | 7 | E | 9 | 10 | E | 9 | -1.4 | E | 9 | 44 | A | 7 | 1004 | E | 9 | 270 | E | 9 | 4.9 | E | 9 | -9900 | ? | 0 | 0 | E | 9 | 1 | E | 8 | 0.104 | F | 8 | 0.13 | F | 8 | -9900 | -9900 | ? | 0
1998-04-13 | 12:00 | 1090 | 1359 | 672 | 2 | 8 | 425 | 2 | 15 | 331 | 2 | 8 | 71000 | 2 | 8 | 44200 | 2 | 15 | 35500 | 2 | 8 | 12170 | 2 | 19 | 6 | E | 9 | 2 | E | 9 | 11 | E | 9 | -2.3 | E | 9 | 38 | A | 7 | 1004 | E | 9 | 280 | E | 9 | 4.7 | E | 9 | -9900 | ? | 0 | 17473 | E | 9 | 1 | E | 8 | 0.104 | F | 8 | 0.13 | F | 8 | -9900 | -9900 | ? | 0
1998-04-13 | 13:00 | 1105 | 1359 | 764 | 2 | 8 | 578 | 2 | 15 | 293 | 2 | 8 | 81800 | 2 | 8 | 60300 | 2 | 15 | 32700 | 2 | 8 | 11060 | 2 | 19 | 5 | E | 9 | 5 | E | 9 | 12.2 | E | 9 | -1.5 | E | 9 | 38 | A | 7 | 1004 | E | 9 | 270 | E | 9 | 4.6 | E | 9 | -9900 | ? | 0 | 0 | E | 9 | 1 | E | 8 | 0.104 | F | 8 | 0.13 | F | 8 | -9900 | -9900 | ? | 0
1998-04-13 | 14:00 | 1055 | 1359 | 762 | 2 | 8 | 703 | 2 | 15 | 215 | 2 | 8 | 80200 | 2 | 8 | 71200 | 2 | 15 | 24800 | 2 | 8 | 7100 | 2 | 19 | 5 | E | 9 | 5 | E | 9 | 13 | E | 9 | -1 | E | 9 | 38 | A | 7 | 1004 | E | 9 | 230 | E | 9 | 5.5 | E | 9 | -9900 | ? | 0 | 494 | E | 9 | 0.9 | E | 8 | 0.104 | F | 8 | 0.13 | F | 8 | -9900 | -9900 | ? | 0
1998-04-13 | 15:00 | 943 | 1359 | 620 | 2 | 8 | 533 | 2 | 15 | 249 | 2 | 8 | 65900 | 2 | 8 | 55200 | 2 | 15 | 27500 | 2 | 8 | 6920 | 2 | 19 | 4 | E | 9 | 4 | E | 9 | 13.8 | E | 9 | -1.4 | E | 9 | 34 | A | 7 | 1004 | E | 9 | 230 | E | 9 | 5.9 | E | 9 | -9900 | ? | 0 | 4103 | E | 9 | 0.9 | E | 8 | 0.104 | F | 8 | 0.13 | F | 8 | -9900 | -9900 | ? | 0
1998-04-13 | 16:00 | 778 | 1359 | 479 | 2 | 8 | 424 | 2 | 15 | 236 | 2 | 8 | 51500 | 2 | 8 | 44800 | 2 | 15 | 25800 | 2 | 8 | 5700 | 2 | 19 | 0 | E | 9 | 0 | E | 9 | 14.1 | E | 9 | -1.9 | E | 9 | 32 | A | 7 | 1004 | E | 9 | 250 | E | 9 | 3.6 | E | 9 | -9900 | ? | 0 | 16761 | E | 9 | 0.9 | E | 8 | 0.104 | F | 8 | 0.13 | F | 8 | -9900 | -9900 | ? | 0
1998-04-13 | 17:00 | 571 | 1359 | 384 | 2 | 8 | 463 | 2 | 15 | 189 | 2 | 8 | 39100 | 2 | 8 | 44700 | 2 | 15 | 20300 | 2 | 8 | 3890 | 2 | 19 | 2 | E | 9 | 2 | E | 9 | 14 | E | 9 | -2.6 | E | 9 | 31 | A | 7 | 1004 | E | 9 | 280 | E | 9 | 3.1 | E | 9 | -9900 | ? | 0 | 9278 | E | 9 | 0.9 | E | 8 | 0.104 | F | 8 | 0.13 | F | 8 | -9900 | -9900 | ? | 0
1998-04-13 | 18:00 | 335 | 1359 | 121 | 2 | 8 | 38 | 2 | 15 | 112 | 2 | 8 | 13300 | 2 | 8 | 3300 | 2 | 15 | 12400 | 2 | 8 | 2730 | 2 | 19 | 3 | E | 9 | 3 | E | 9 | 12.2 | E | 9 | -1.8 | E | 9 | 37 | A | 7 | 1004 | E | 9 | 280 | E | 9 | 3.4 | E | 9 | -9900 | ? | 0 | 12181 | E | 9 | 0.9 | E | 8 | 0.104 | F | 8 | 0.13 | F | 8 | -9900 | -9900 | ? | 0
1998-04-13 | 19:00 | 93 | 1212 | 14 | 2 | 8 | 17 | 2 | 15 | 13 | 2 | 8 | 1600 | 2 | 8 | 900 | 2 | 15 | 1600 | 2 | 8 | 270 | 2 | 19 | 3 | E | 9 | 3 | E | 9 | 9.9 | E | 9 | -1 | E | 9 | 46 | A | 7 | 1004 | E | 9 | 270 | E | 9 | 1.8 | E | 9 | -9900 | ? | 0 | 15280 | E | 9 | 0.9 | E | 8 | 0.104 | F | 8 | 0.13 | F | 8 | -9900 | -9900 | ? | 0
1998-04-13 | 20:00 | 0 | 0 | 0 | 2 | 0 | 0 | 2 | 0 | 0 | 2 | 0 | 0 | 2 | 0 | 0 | 2 | 0 | 0 | 2 | 0 | 0 | 2 | 0 | 2 | E | 9 | 2 | E | 9 | 8 | E | 9 | -0.2 | E | 9 | 56 | A | 7 | 1004 | E | 9 | 280 | E | 9 | 1.1 | E | 9 | -9900 | ? | 0 | 18497 | E | 9 | 0.9 | E | 8 | 0.104 | F | 8 | 0.13 | F | 8 | -9900 | -9900 | ? | 0
1998-04-13 | 21:00 | 0 | 0 | 0 | 2 | 0 | 0 | 2 | 0 | 0 | 2 | 0 | 0 | 2 | 0 | 0 | 2 | 0 | 0 | 2 | 0 | 0 | 2 | 0 | 2 | E | 9 | 2 | E | 9 | 6 | A | 7 | 0 | A | 7 | 65 | A | 7 | 1004 | E | 9 | 270 | A | 7 | 1.5 | A | 7 | 16100 | A | 7 | 77777 | A | 7 | 0.8 | E | 8 | 0.104 | F | 8 | 0.13 | F | 8 | -9900 | -9900 | ? | 0
1998-04-13 | 22:00 | 0 | 0 | 0 | 2 | 0 | 0 | 2 | 0 | 0 | 2 | 0 | 0 | 2 | 0 | 0 | 2 | 0 | 0 | 2 | 0 | 0 | 2 | 0 | 3 | E | 9 | 3 | E | 9 | 4.3 | E | 9 | 0.2 | E | 9 | 75 | A | 7 | 1004 | E | 9 | 250 | E | 9 | 2.4 | E | 9 | -9900 | ? | 0 | 77777 | E | 9 | 0.8 | E | 8 | 0.104 | F | 8 | 0.13 | F | 8 | -9900 | -9900 | ? | 0
1998-04-13 | 23:00 | 0 | 0 | 0 | 2 | 0 | 0 | 2 | 0 | 0 | 2 | 0 | 0 | 2 | 0 | 0 | 2 | 0 | 0 | 2 | 0 | 0 | 2 | 0 | 4 | E | 9 | 4 | E | 9 | 2.5 | E | 9 | 0.3 | E | 9 | 85 | A | 7 | 1004 | E | 9 | 240 | E | 9 | 2.9 | E | 9 | -9900 | ? | 0 | 14931 | E | 9 | 0.8 | E | 8 | 0.104 | F | 8 | 0.13 | F | 8 | -9900 | -9900 | ? | 0
1998-04-13 | 24:00 | 0 | 0 | 0 | 2 | 0 | 0 | 2 | 0 | 0 | 2 | 0 | 0 | 2 | 0 | 0 | 2 | 0 | 0 | 2 | 0 | 0 | 2 | 0 | 5 | E | 9 | 5 | E | 9 | 2.3 | E | 9 | 0.3 | E | 9 | 87 | A | 7 | 1004 | E | 9 | 310 | E | 9 | 2.4 | E | 9 | -9900 | ? | 0 | 16768 | E | 9 | 0.8 | E | 8 | 0.104 | F | 8 | 0.13 | F | 8 | -9900 | -9900 | ? | 0
1998-04-14 | 1:00 | 0 | 0 | 0 | 2 | 0 | 0 | 2 | 0 | 0 | 2 | 0 | 0 | 2 | 0 | 0 | 2 | 0 | 0 | 2 | 0 | 0 | 2 | 0 | 5 | E | 9 | 5 | E | 9 | 1.9 | E | 9 | 0.1 | E | 9 | 88 | A | 7 | 1004 | E | 9 | 310 | E | 9 | 2.6 | E | 9 | -9900 | ? | 0 | 19910 | E | 9 | 0.8 | E | 8 | 0.104 | F | 8 | 0.13 | F | 8 | -9900 | -9900 | ? | 0
1998-04-14 | 2:00 | 0 | 0 | 0 | 2 | 0 | 0 | 2 | 0 | 0 | 2 | 0 | 0 | 2 | 0 | 0 | 2 | 0 | 0 | 2 | 0 | 0 | 2 | 0 | 5 | E | 9 | 4 | E | 9 | 1.7 | E | 9 | -0.1 | E | 9 | 88 | A | 7 | 1004 | E | 9 | 310 | E | 9 | 2.8 | E | 9 | -9900 | ? | 0 | 77777 | E | 9 | 0.8 | E | 8 | 0.104 | F | 8 | 0.13 | F | 8 | -9900 | -9900 | ? | 0
1998-04-14 | 3:00 | 0 | 0 | 0 | 2 | 0 | 0 | 2 | 0 | 0 | 2 | 0 | 0 | 2 | 0 | 0 | 2 | 0 | 0 | 2 | 0 | 0 | 2 | 0 | 6 | E | 9 | 6 | E | 9 | 1.5 | E | 9 | 0.3 | E | 9 | 92 | A | 7 | 1004 | E | 9 | 320 | E | 9 | 3 | E | 9 | -9900 | ? | 0 | 77777 | E | 9 | 0.8 | E | 8 | 0.104 | F | 8 | 0.13 | F | 8 | -9900 | -9900 | ? | 0
1998-04-14 | 4:00 | 0 | 0 | 0 | 2 | 0 | 0 | 2 | 0 | 0 | 2 | 0 | 0 | 2 | 0 | 0 | 2 | 0 | 0 | 2 | 0 | 0 | 2 | 0 | 7 | E | 9 | 7 | E | 9 | 1.1 | E | 9 | 0.5 | E | 9 | 96 | A | 7 | 1004 | E | 9 | 320 | E | 9 | 3.3 | E | 9 | -9900 | ? | 0 | 15861 | E | 9 | 0.7 | E | 8 | 0.104 | F | 8 | 0.13 | F | 8 | -9900 | -9900 | ? | 0
1998-04-14 | 5:00 | 0 | 0 | 0 | 2 | 0 | 0 | 2 | 0 | 0 | 2 | 0 | 0 | 2 | 0 | 0 | 2 | 0 | 0 | 2 | 0 | 0 | 2 | 0 | 7 | E | 9 | 7 | E | 9 | 0.9 | E | 9 | 0.6 | E | 9 | 98 | A | 7 | 1004 | E | 9 | 330 | E | 9 | 3.5 | E | 9 | -9900 | ? | 0 | 8660 | E | 9 | 0.8 | E | 8 | 0.104 | F | 8 | 0.13 | F | 8 | -9900 | -9900 | ? | 0
1998-04-14 | 6:00 | 23 | 623 | 0 | 2 | 8 | 0 | 2 | 15 | 0 | 2 | 8 | 0 | 2 | 8 | 0 | 2 | 15 | 0 | 2 | 8 | 0 | 2 | 19 | 8 | E | 9 | 8 | E | 9 | 0.9 | E | 9 | 0.6 | E | 9 | 98 | A | 7 | 1004 | E | 9 | 340 | E | 9 | 3.7 | E | 9 | -9900 | ? | 0 | 1460 | E | 9 | 0.8 | E | 8 | 0.104 | F | 8 | 0.13 | F | 8 | -9900 | -9900 | ? | 0
1998-04-14 | 7:00 | 228 | 1359 | 62 | 2 | 8 | 33 | 2 | 15 | 56 | 2 | 8 | 6700 | 2 | 8 | 2500 | 2 | 15 | 6300 | 2 | 8 | 1390 | 2 | 19 | 9 | E | 9 | 9 | E | 9 | 1.8 | E | 9 | 1.2 | E | 9 | 96 | A | 7 | 1004 | E | 9 | 340 | E | 9 | 3.8 | E | 9 | -9900 | ? | 0 | 1344 | E | 9 | 0.8 | E | 8 | 0.104 | F | 8 | 0.13 | F | 8 | -9900 | -9900 | ? | 0
1998-04-14 | 8:00 | 471 | 1359 | 165 | 2 | 8 | 55 | 2 | 15 | 146 | 2 | 8 | 18100 | 2 | 8 | 5200 | 2 | 15 | 16300 | 2 | 8 | 3900 | 2 | 19 | 9 | E | 9 | 9 | E | 9 | 3.1 | E | 9 | 1.2 | E | 9 | 87 | A | 7 | 1004 | E | 9 | 330 | E | 9 | 6.9 | E | 9 | -9900 | ? | 0 | 1077 | E | 9 | 0.8 | E | 8 | 0.104 | F | 8 | 0.13 | F | 8 | -9900 | -9900 | ? | 0
1998-04-14 | 9:00 | 693 | 1359 | 334 | 2 | 8 | 196 | 2 | 15 | 234 | 2 | 8 | 36300 | 2 | 8 | 20100 | 2 | 15 | 26000 | 2 | 8 | 5870 | 2 | 19 | 10 | E | 9 | 10 | E | 9 | 5.4 | E | 9 | 1.9 | E | 9 | 78 | A | 7 | 1004 | E | 9 | 340 | E | 9 | 9.8 | E | 9 | -9900 | ? | 0 | 1080 | E | 9 | 0.8 | E | 8 | 0.104 | F | 8 | 0.13 | F | 8 | -9900 | -9900 | ? | 0
1998-04-14 | 10:00 | 879 | 1359 | 434 | 2 | 8 | 194 | 2 | 15 | 308 | 2 | 8 | 47300 | 2 | 8 | 20400 | 2 | 15 | 34000 | 2 | 8 | 8740 | 2 | 19 | 10 | E | 9 | 10 | E | 9 | 7.4 | E | 9 | 2.5 | E | 9 | 71 | A | 7 | 1004 | E | 9 | 350 | E | 9 | 8.2 | E | 9 | -9900 | ? | 0 | 1170 | E | 9 | 0.8 | E | 8 | 0.104 | F | 8 | 0.13 | F | 8 | -9900 | -9900 | ? | 0
1998-04-14 | 11:00 | 1016 | 1359 | 284 | 2 | 8 | 18 | 2 | 15 | 271 | 2 | 8 | 33400 | 2 | 8 | 1600 | 2 | 15 | 32200 | 2 | 8 | 12320 | 2 | 19 | 10 | E | 9 | 10 | E | 9 | 9.3 | E | 9 | 2.8 | E | 9 | 64 | A | 7 | 1004 | E | 9 | 10 | E | 9 | 7.6 | E | 9 | -9900 | ? | 0 | 1110 | E | 9 | 0.8 | E | 8 | 0.104 | F | 8 | 0.13 | F | 8 | -9900 | -9900 | ? | 0
1998-04-14 | 12:00 | 1094 | 1359 | 330 | 2 | 8 | 36 | 2 | 15 | 301 | 2 | 8 | 36500 | 2 | 8 | 3700 | 2 | 15 | 33500 | 2 | 8 | 12490 | 2 | 19 | 10 | E | 9 | 10 | E | 9 | 11 | E | 9 | 2.6 | E | 9 | 56 | A | 7 | 1004 | E | 9 | 50 | E | 9 | 5.5 | E | 9 | -9900 | ? | 0 | 1200 | E | 9 | 0.8 | E | 8 | 0.104 | F | 8 | 0.13 | F | 8 | -9900 | -9900 | ? | 0
1998-04-14 | 13:00 | 1109 | 1359 | 740 | 2 | 8 | 518 | 2 | 15 | 316 | 2 | 8 | 78700 | 2 | 8 | 54000 | 2 | 15 | 34500 | 2 | 8 | 12130 | 2 | 19 | 8 | E | 9 | 8 | E | 9 | 12.7 | E | 9 | 2.3 | E | 9 | 49 | A | 7 | 1004 | E | 9 | 60 | E | 9 | 5.4 | E | 9 | -9900 | ? | 0 | 1470 | E | 9 | 0.8 | E | 8 | 0.104 | F | 8 | 0.13 | F | 8 | -9900 | -9900 | ? | 0
1998-04-14 | 14:00 | 1059 | 1359 | 711 | 2 | 8 | 594 | 2 | 15 | 247 | 2 | 8 | 74100 | 2 | 8 | 59700 | 2 | 15 | 27500 | 2 | 8 | 8090 | 2 | 19 | 8 | E | 9 | 8 | E | 9 | 13.5 | E | 9 | 3.5 | E | 9 | 51 | A | 7 | 1004 | E | 9 | 140 | E | 9 | 6.9 | E | 9 | -9900 | ? | 0 | 1500 | E | 9 | 0.8 | E | 8 | 0.104 | F | 8 | 0.13 | F | 8 | -9900 | -9900 | ? | 0
1998-04-14 | 15:00 | 947 | 1359 | 706 | 2 | 8 | 778 | 2 | 15 | 162 | 2 | 8 | 74900 | 2 | 8 | 79100 | 2 | 15 | 19600 | 2 | 8 | 4530 | 2 | 19 | 8 | E | 9 | 8 | E | 9 | 13.6 | E | 9 | 3.2 | E | 9 | 49 | A | 7 | 1004 | E | 9 | 150 | E | 9 | 5.8 | E | 9 | -9900 | ? | 0 | 2700 | E | 9 | 0.8 | E | 8 | 0.104 | F | 8 | 0.13 | F | 8 | -9900 | -9900 | ? | 0
1998-04-14 | 16:00 | 782 | 1359 | 564 | 2 | 8 | 730 | 2 | 15 | 143 | 2 | 8 | 59200 | 2 | 8 | 73000 | 2 | 15 | 17100 | 2 | 8 | 3270 | 2 | 19 | 2 | E | 9 | 2 | E | 9 | 13.4 | E | 9 | 2.8 | E | 9 | 49 | A | 7 | 1004 | E | 9 | 170 | E | 9 | 4.9 | E | 9 | -9900 | ? | 0 | 77777 | E | 9 | 0.8 | E | 8 | 0.104 | F | 8 | 0.13 | F | 8 | -9900 | -9900 | ? | 0
1998-04-14 | 17:00 | 575 | 1359 | 399 | 2 | 8 | 684 | 2 | 15 | 109 | 2 | 8 | 41400 | 2 | 8 | 65300 | 2 | 15 | 13700 | 2 | 8 | 2150 | 2 | 19 | 10 | E | 9 | 10 | E | 9 | 12.7 | E | 9 | 2.1 | E | 9 | 48 | A | 7 | 1004 | E | 9 | 180 | E | 9 | 5.4 | E | 9 | -9900 | ? | 0 | 1020 | E | 9 | 0.8 | E | 8 | 0.104 | F | 8 | 0.13 | F | 8 | -9900 | -9900 | ? | 0
1998-04-14 | 18:00 | 340 | 1359 | 227 | 2 | 8 | 519 | 2 | 15 | 97 | 2 | 8 | 23300 | 2 | 8 | 42700 | 2 | 15 | 12600 | 2 | 8 | 1830 | 2 | 19 | 10 | E | 9 | 10 | E | 9 | 11 | A | 7 | 2 | A | 7 | 54 | A | 7 | 1004 | E | 9 | 310 | A | 7 | 4.1 | A | 7 | 16100 | A | 7 | 810 | E | 9 | 0.8 | E | 8 | 0.104 | F | 8 | 0.13 | F | 8 | -9900 | -9900 | ? | 0
1998-04-14 | 19:00 | 97 | 1257 | 29 | 2 | 8 | 238 | 2 | 15 | 12 | 2 | 8 | 3300 | 2 | 8 | 14200 | 2 | 15 | 2200 | 2 | 8 | 270 | 2 | 19 | 9 | E | 9 | 8 | E | 9 | 7.6 | E | 9 | 2.9 | E | 9 | 72 | A | 7 | 1004 | E | 9 | 320 | E | 9 | 2.4 | E | 9 | -9900 | ? | 0 | 990 | E | 9 | 0.8 | E | 8 | 0.104 | F | 8 | 0.13 | F | 8 | -9900 | -9900 | ? | 0
1998-04-14 | 20:00 | 0 | 0 | 0 | 2 | 0 | 0 | 2 | 0 | 0 | 2 | 0 | 0 | 2 | 0 | 0 | 2 | 0 | 0 | 2 | 0 | 0 | 2 | 0 | 7 | E | 9 | 6 | E | 9 | 6.4 | E | 9 | 2.6 | E | 9 | 77 | A | 7 | 1004 | E | 9 | 280 | E | 9 | 2.3 | E | 9 | -9900 | ? | 0 | 77777 | E | 9 | 0.8 | E | 8 | 0.104 | F | 8 | 0.13 | F | 8 | -9900 | -9900 | ? | 0
1998-04-14 | 21:00 | 0 | 0 | 0 | 2 | 0 | 0 | 2 | 0 | 0 | 2 | 0 | 0 | 2 | 0 | 0 | 2 | 0 | 0 | 2 | 0 | 0 | 2 | 0 | 7 | E | 9 | 6 | E | 9 | 4.2 | E | 9 | 1.8 | E | 9 | 84 | A | 7 | 1004 | E | 9 | 260 | E | 9 | 2.8 | E | 9 | -9900 | ? | 0 | 77777 | E | 9 | 0.8 | E | 8 | 0.104 | F | 8 | 0.13 | F | 8 | -9900 | -9900 | ? | 0
1998-04-14 | 22:00 | 0 | 0 | 0 | 2 | 0 | 0 | 2 | 0 | 0 | 2 | 0 | 0 | 2 | 0 | 0 | 2 | 0 | 0 | 2 | 0 | 0 | 2 | 0 | 10 | E | 9 | 10 | E | 9 | 3.1 | E | 9 | 1.5 | E | 9 | 89 | A | 7 | 1004 | E | 9 | 350 | E | 9 | 0.6 | E | 9 | -9900 | ? | 0 | 750 | E | 9 | 0.8 | E | 8 | 0.104 | F | 8 | 0.13 | F | 8 | -9900 | -9900 | ? | 0
1998-04-14 | 23:00 | 0 | 0 | 0 | 2 | 0 | 0 | 2 | 0 | 0 | 2 | 0 | 0 | 2 | 0 | 0 | 2 | 0 | 0 | 2 | 0 | 0 | 2 | 0 | 10 | E | 9 | 10 | E | 9 | 2.4 | E | 9 | 1.3 | E | 9 | 92 | A | 7 | 1004 | E | 9 | 290 | E | 9 | 2.6 | E | 9 | -9900 | ? | 0 | 810 | E | 9 | 0.8 | E | 8 | 0.104 | F | 8 | 0.13 | F | 8 | -9900 | -9900 | ? | 0
1998-04-14 | 24:00 | 0 | 0 | 0 | 2 | 0 | 0 | 2 | 0 | 0 | 2 | 0 | 0 | 2 | 0 | 0 | 2 | 0 | 0 | 2 | 0 | 0 | 2 | 0 | 10 | E | 9 | 10 | E | 9 | 2.4 | E | 9 | 0.6 | E | 9 | 88 | A | 7 | 1004 | E | 9 | 350 | E | 9 | 0.4 | E | 9 | -9900 | ? | 0 | 660 | E | 9 | 0.8 | E | 8 | 0.104 | F | 8 | 0.13 | F | 8 | -9900 | -9900 | ? | 0
1998-04-15 | 1:00 | 0 | 0 | 0 | 2 | 0 | 0 | 2 | 0 | 0 | 2 | 0 | 0 | 2 | 0 | 0 | 2 | 0 | 0 | 2 | 0 | 0 | 2 | 0 | 10 | E | 9 | 10 | E | 9 | 1.8 | E | 9 | 0.3 | E | 9 | 90 | A | 7 | 1004 | E | 9 | 350 | E | 9 | 0.3 | E | 9 | -9900 | ? | 0 | 1380 | E | 9 | 0.8 | E | 8 | 0.105 | F | 8 | 0.13 | F | 8 | -9900 | -9900 | ? | 0
1998-04-15 | 2:00 | 0 | 0 | 0 | 2 | 0 | 0 | 2 | 0 | 0 | 2 | 0 | 0 | 2 | 0 | 0 | 2 | 0 | 0 | 2 | 0 | 0 | 2 | 0 | 10 | E | 9 | 10 | E | 9 | 1.2 | E | 9 | -0.5 | E | 9 | 88 | A | 7 | 1004 | E | 9 | 350 | E | 9 | 0.2 | E | 9 | -9900 | ? | 0 | 1020 | E | 9 | 0.8 | E | 8 | 0.105 | F | 8 | 0.13 | F | 8 | -9900 | -9900 | ? | 0
1998-04-15 | 3:00 | 0 | 0 | 0 | 2 | 0 | 0 | 2 | 0 | 0 | 2 | 0 | 0 | 2 | 0 | 0 | 2 | 0 | 0 | 2 | 0 | 0 | 2 | 0 | 10 | E | 9 | 10 | E | 9 | 0.1 | E | 9 | -1.3 | E | 9 | 89 | A | 7 | 1004 | E | 9 | 350 | E | 9 | 0.1 | E | 9 | -9900 | ? | 0 | 1380 | E | 9 | 0.8 | E | 8 | 0.105 | F | 8 | 0.13 | F | 8 | -9900 | -9900 | ? | 0
1998-04-15 | 4:00 | 0 | 0 | 0 | 2 | 0 | 0 | 2 | 0 | 0 | 2 | 0 | 0 | 2 | 0 | 0 | 2 | 0 | 0 | 2 | 0 | 0 | 2 | 0 | 10 | E | 9 | 10 | E | 9 | -1.1 | E | 9 | -1.5 | E | 9 | 97 | A | 7 | 1004 | E | 9 | 160 | E | 9 | 2.1 | E | 9 | -9900 | ? | 0 | 1410 | E | 9 | 0.8 | E | 8 | 0.105 | F | 8 | 0.13 | F | 8 | -9900 | -9900 | ? | 0
1998-04-15 | 5:00 | 0 | 0 | 0 | 2 | 0 | 0 | 2 | 0 | 0 | 2 | 0 | 0 | 2 | 0 | 0 | 2 | 0 | 0 | 2 | 0 | 0 | 2 | 0 | 10 | E | 9 | 9 | E | 9 | -1.1 | E | 9 | -2.3 | E | 9 | 90 | A | 7 | 1004 | E | 9 | 170 | E | 9 | 2.5 | E | 9 | -9900 | ? | 0 | 1500 | E | 9 | 0.9 | E | 8 | 0.105 | F | 8 | 0.13 | F | 8 | -9900 | -9900 | ? | 0
1998-04-15 | 6:00 | 26 | 668 | 0 | 2 | 8 | 0 | 2 | 15 | 0 | 2 | 8 | 0 | 2 | 8 | 0 | 2 | 15 | 0 | 2 | 8 | 0 | 2 | 19 | 10 | E | 9 | 10 | E | 9 | -1.1 | E | 9 | -2 | E | 9 | 93 | A | 7 | 1004 | E | 9 | 160 | E | 9 | 2.9 | E | 9 | -9900 | ? | 0 | 1440 | E | 9 | 0.9 | E | 8 | 0.105 | F | 8 | 0.13 | F | 8 | -9900 | -9900 | ? | 0
1998-04-15 | 7:00 | 234 | 1358 | 85 | 2 | 8 | 140 | 2 | 15 | 61 | 2 | 8 | 9000 | 2 | 8 | 9700 | 2 | 15 | 7300 | 2 | 8 | 1150 | 2 | 19 | 10 | E | 9 | 10 | E | 9 | 0.5 | E | 9 | -1.1 | E | 9 | 88 | A | 7 | 1004 | E | 9 | 170 | E | 9 | 3.8 | E | 9 | -9900 | ? | 0 | 1320 | E | 9 | 0.9 | E | 8 | 0.105 | F | 8 | 0.13 | F | 8 | -9900 | -9900 | ? | 0
1998-04-15 | 8:00 | 477 | 1358 | 192 | 2 | 8 | 94 | 2 | 15 | 159 | 2 | 8 | 21000 | 2 | 8 | 8900 | 2 | 15 | 17900 | 2 | 8 | 4190 | 2 | 19 | 10 | E | 9 | 10 | E | 9 | 4.9 | E | 9 | -0.2 | E | 9 | 69 | A | 7 | 1004 | E | 9 | 160 | E | 9 | 3.7 | E | 9 | -9900 | ? | 0 | 1440 | E | 9 | 0.9 | E | 8 | 0.105 | F | 8 | 0.13 | F | 8 | -9900 | -9900 | ? | 0
1998-04-15 | 9:00 | 699 | 1358 | 304 | 2 | 8 | 133 | 2 | 15 | 236 | 2 | 8 | 33100 | 2 | 8 | 13700 | 2 | 15 | 26000 | 2 | 8 | 5940 | 2 | 19 | 9 | E | 9 | 9 | E | 9 | 8.1 | E | 9 | 0 | E | 9 | 57 | A | 7 | 1004 | E | 9 | 180 | E | 9 | 4.1 | E | 9 | -9900 | ? | 0 | 1230 | E | 9 | 0.9 | E | 8 | 0.105 | F | 8 | 0.13 | F | 8 | -9900 | -9900 | ? | 0
1998-04-15 | 10:00 | 884 | 1358 | 456 | 2 | 8 | 230 | 2 | 15 | 306 | 2 | 8 | 49700 | 2 | 8 | 24200 | 2 | 15 | 33900 | 2 | 8 | 8720 | 2 | 19 | 10 | E | 9 | 10 | E | 9 | 10.4 | E | 9 | 0.4 | E | 9 | 50 | A | 7 | 1004 | E | 9 | 180 | E | 9 | 3 | E | 9 | -9900 | ? | 0 | 960 | E | 9 | 0.9 | E | 8 | 0.105 | F | 8 | 0.13 | F | 8 | -9900 | -9900 | ? | 0
1998-04-15 | 11:00 | 1020 | 1358 | 369 | 2 | 8 | 42 | 2 | 15 | 338 | 2 | 8 | 40700 | 2 | 8 | 4300 | 2 | 15 | 37500 | 2 | 8 | 12680 | 2 | 19 | 8 | E | 9 | 8 | E | 9 | 12.6 | E | 9 | 0.7 | E | 9 | 44 | A | 7 | 1004 | E | 9 | 170 | E | 9 | 2.9 | E | 9 | -9900 | ? | 0 | 1020 | E | 9 | 0.9 | E | 8 | 0.105 | F | 8 | 0.13 | F | 8 | -9900 | -9900 | ? | 0
1998-04-15 | 12:00 | 1099 | 1358 | 401 | 2 | 8 | 42 | 2 | 15 | 367 | 2 | 8 | 44200 | 2 | 8 | 4300 | 2 | 15 | 40700 | 2 | 8 | 14850 | 2 | 19 | 7 | E | 9 | 7 | E | 9 | 13 | E | 9 | 0.5 | E | 9 | 42 | A | 7 | 1004 | E | 9 | 180 | E | 9 | 5.4 | E | 9 | -9900 | ? | 0 | 77777 | E | 9 | 0.9 | E | 8 | 0.105 | F | 8 | 0.13 | F | 8 | -9900 | -9900 | ? | 0
1998-04-15 | 13:00 | 1113 | 1358 | 410 | 2 | 8 | 36 | 2 | 15 | 380 | 2 | 8 | 45200 | 2 | 8 | 3700 | 2 | 15 | 42100 | 2 | 8 | 15580 | 2 | 19 | 8 | E | 9 | 7 | E | 9 | 13.6 | E | 9 | 1.9 | E | 9 | 45 | A | 7 | 1004 | E | 9 | 150 | E | 9 | 4.2 | E | 9 | -9900 | ? | 0 | 77777 | E | 9 | 0.9 | E | 8 | 0.105 | F | 8 | 0.13 | F | 8 | -9900 | -9900 | ? | 0
1998-04-15 | 14:00 | 1063 | 1358 | 324 | 2 | 8 | 18 | 2 | 15 | 310 | 2 | 8 | 37900 | 2 | 8 | 1600 | 2 | 15 | 36700 | 2 | 8 | 13850 | 2 | 19 | 9 | E | 9 | 8 | E | 9 | 15.8 | E | 9 | 2.2 | E | 9 | 40 | A | 7 | 1004 | E | 9 | 160 | E | 9 | 3.1 | E | 9 | -9900 | ? | 0 | 1500 | E | 9 | 0.9 | E | 8 | 0.105 | F | 8 | 0.13 | F | 8 | -9900 | -9900 | ? | 0
1998-04-15 | 15:00 | 951 | 1358 | 373 | 2 | 8 | 92 | 2 | 15 | 308 | 2 | 8 | 41000 | 2 | 8 | 9400 | 2 | 15 | 34400 | 2 | 8 | 10950 | 2 | 19 | 10 | E | 9 | 10 | E | 9 | 15.7 | E | 9 | 3.1 | E | 9 | 43 | A | 7 | 1004 | E | 9 | 160 | E | 9 | 4.6 | E | 9 | -9900 | ? | 0 | 1500 | E | 9 | 0.9 | E | 8 | 0.105 | F | 8 | 0.13 | F | 8 | -9900 | -9900 | ? | 0
1998-04-15 | 16:00 | 786 | 1358 | 100 | 2 | 8 | 0 | 2 | 15 | 100 | 2 | 8 | 12200 | 2 | 8 | 0 | 2 | 15 | 12200 | 2 | 8 | 4900 | 2 | 19 | 9 | E | 9 | 9 | E | 9 | 16.8 | E | 9 | 2.8 | E | 9 | 39 | A | 7 | 1004 | E | 9 | 180 | E | 9 | 2.9 | E | 9 | -9900 | ? | 0 | 1800 | E | 9 | 1 | E | 8 | 0.105 | F | 8 | 0.13 | F | 8 | -9900 | -9900 | ? | 0
1998-04-15 | 17:00 | 579 | 1358 | 260 | 2 | 8 | 137 | 2 | 15 | 201 | 2 | 8 | 28000 | 2 | 8 | 13600 | 2 | 15 | 22200 | 2 | 8 | 4780 | 2 | 19 | 8 | E | 9 | 5 | E | 9 | 16.8 | E | 9 | 3.1 | E | 9 | 40 | A | 7 | 1004 | E | 9 | 190 | E | 9 | 2.3 | E | 9 | -9900 | ? | 0 | 77777 | E | 9 | 1 | E | 8 | 0.105 | F | 8 | 0.13 | F | 8 | -9900 | -9900 | ? | 0
1998-04-15 | 18:00 | 344 | 1358 | 224 | 2 | 8 | 288 | 2 | 15 | 151 | 2 | 8 | 22800 | 2 | 8 | 24000 | 2 | 15 | 16700 | 2 | 8 | 3320 | 2 | 19 | 9 | E | 9 | 9 | E | 9 | 15.6 | E | 9 | 4.1 | E | 9 | 46 | A | 7 | 1004 | E | 9 | 180 | E | 9 | 1.7 | E | 9 | -9900 | ? | 0 | 720 | E | 9 | 1 | E | 8 | 0.105 | F | 8 | 0.13 | F | 8 | -9900 | -9900 | ? | 0
1998-04-15 | 19:00 | 101 | 1279 | 30 | 2 | 8 | 136 | 2 | 15 | 20 | 2 | 8 | 3400 | 2 | 8 | 6300 | 2 | 15 | 2900 | 2 | 8 | 350 | 2 | 19 | 10 | E | 9 | 10 | E | 9 | 13.4 | E | 9 | 4.3 | E | 9 | 54 | A | 7 | 1004 | E | 9 | 180 | E | 9 | 1.1 | E | 9 | -9900 | ? | 0 | 810 | E | 9 | 1 | E | 8 | 0.105 | F | 8 | 0.13 | F | 8 | -9900 | -9900 | ? | 0
1998-04-15 | 20:00 | 0 | 0 | 0 | 2 | 0 | 0 | 2 | 0 | 0 | 2 | 0 | 0 | 2 | 0 | 0 | 2 | 0 | 0 | 2 | 0 | 0 | 2 | 0 | 10 | E | 9 | 10 | E | 9 | 11.1 | E | 9 | 1.3 | E | 9 | 51 | A | 7 | 1004 | E | 9 | 190 | E | 9 | 1.5 | E | 9 | -9900 | ? | 0 | 1500 | E | 9 | 1 | E | 8 | 0.105 | F | 8 | 0.13 | F | 8 | -9900 | -9900 | ? | 0
1998-04-15 | 21:00 | 0 | 0 | 0 | 2 | 0 | 0 | 2 | 0 | 0 | 2 | 0 | 0 | 2 | 0 | 0 | 2 | 0 | 0 | 2 | 0 | 0 | 2 | 0 | 10 | E | 9 | 10 | E | 9 | 11.1 | E | 9 | -0.1 | E | 9 | 46 | A | 7 | 1004 | E | 9 | 190 | E | 9 | 1.4 | E | 9 | -9900 | ? | 0 | 1380 | E | 9 | 1 | E | 8 | 0.105 | F | 8 | 0.13 | F | 8 | -9900 | -9900 | ? | 0
1998-04-15 | 22:00 | 0 | 0 | 0 | 2 | 0 | 0 | 2 | 0 | 0 | 2 | 0 | 0 | 2 | 0 | 0 | 2 | 0 | 0 | 2 | 0 | 0 | 2 | 0 | 9 | E | 9 | 9 | E | 9 | 9.4 | E | 9 | 0.3 | E | 9 | 53 | A | 7 | 1004 | E | 9 | 190 | E | 9 | 3.3 | E | 9 | -9900 | ? | 0 | 77777 | E | 9 | 1 | E | 8 | 0.105 | F | 8 | 0.13 | F | 8 | -9900 | -9900 | ? | 0
1998-04-15 | 23:00 | 0 | 0 | 0 | 2 | 0 | 0 | 2 | 0 | 0 | 2 | 0 | 0 | 2 | 0 | 0 | 2 | 0 | 0 | 2 | 0 | 0 | 2 | 0 | 9 | E | 9 | 9 | E | 9 | 7.6 | E | 9 | -0.5 | E | 9 | 56 | A | 7 | 1004 | E | 9 | 160 | E | 9 | 1.7 | E | 9 | -9900 | ? | 0 | 77777 | E | 9 | 1 | E | 8 | 0.105 | F | 8 | 0.13 | F | 8 | -9900 | -9900 | ? | 0
1998-04-15 | 24:00 | 0 | 0 | 0 | 2 | 0 | 0 | 2 | 0 | 0 | 2 | 0 | 0 | 2 | 0 | 0 | 2 | 0 | 0 | 2 | 0 | 0 | 2 | 0 | 8 | E | 9 | 8 | E | 9 | 6.5 | E | 9 | -0.8 | E | 9 | 59 | A | 7 | 1004 | E | 9 | 190 | E | 9 | 0.1 | E | 9 | -9900 | ? | 0 | 77777 | E | 9 | 1 | E | 8 | 0.105 | F | 8 | 0.13 | F | 8 | -9900 | -9900 | ? | 0
1998-04-16 | 1:00 | 0 | 0 | 0 | 2 | 0 | 0 | 2 | 0 | 0 | 2 | 0 | 0 | 2 | 0 | 0 | 2 | 0 | 0 | 2 | 0 | 0 | 2 | 0 | 9 | E | 9 | 9 | E | 9 | 6 | E | 9 | -1 | E | 9 | 60 | A | 7 | 1004 | E | 9 | 210 | E | 9 | 3 | E | 9 | -9900 | ? | 0 | 77777 | E | 9 | 1 | E | 8 | 0.106 | F | 8 | 0.13 | F | 8 | -9900 | -9900 | ? | 0
1998-04-16 | 2:00 | 0 | 0 | 0 | 2 | 0 | 0 | 2 | 0 | 0 | 2 | 0 | 0 | 2 | 0 | 0 | 2 | 0 | 0 | 2 | 0 | 0 | 2 | 0 | 2 | E | 9 | 2 | E | 9 | 5.3 | E | 9 | -1.8 | E | 9 | 59 | A | 7 | 1004 | E | 9 | 210 | E | 9 | 2.4 | E | 9 | -9900 | ? | 0 | 77777 | E | 9 | 1 | E | 8 | 0.106 | F | 8 | 0.13 | F | 8 | -9900 | -9900 | ? | 0
1998-04-16 | 3:00 | 0 | 0 | 0 | 2 | 0 | 0 | 2 | 0 | 0 | 2 | 0 | 0 | 2 | 0 | 0 | 2 | 0 | 0 | 2 | 0 | 0 | 2 | 0 | 10 | E | 9 | 10 | E | 9 | 4.8 | E | 9 | -2 | E | 9 | 60 | A | 7 | 1004 | E | 9 | 210 | E | 9 | 3.4 | E | 9 | -9900 | ? | 0 | 1380 | E | 9 | 1.1 | E | 8 | 0.106 | F | 8 | 0.13 | F | 8 | -9900 | -9900 | ? | 0
1998-04-16 | 4:00 | 0 | 0 | 0 | 2 | 0 | 0 | 2 | 0 | 0 | 2 | 0 | 0 | 2 | 0 | 0 | 2 | 0 | 0 | 2 | 0 | 0 | 2 | 0 | 9 | E | 9 | 9 | E | 9 | 4.1 | E | 9 | -2.8 | E | 9 | 59 | A | 7 | 1004 | E | 9 | 190 | E | 9 | 1.7 | E | 9 | -9900 | ? | 0 | 2700 | E | 9 | 1.1 | E | 8 | 0.106 | F | 8 | 0.13 | F | 8 | -9900 | -9900 | ? | 0
1998-04-16 | 5:00 | 0 | 0 | 0 | 2 | 0 | 0 | 2 | 0 | 0 | 2 | 0 | 0 | 2 | 0 | 0 | 2 | 0 | 0 | 2 | 0 | 0 | 2 | 0 | 9 | E | 9 | 9 | E | 9 | 3.5 | E | 9 | -3.1 | E | 9 | 60 | A | 7 | 1004 | E | 9 | 180 | E | 9 | 1.1 | E | 9 | -9900 | ? | 0 | 540 | E | 9 | 1.1 | E | 8 | 0.106 | F | 8 | 0.13 | F | 8 | -9900 | -9900 | ? | 0
1998-04-16 | 6:00 | 30 | 690 | 0 | 2 | 8 | 44 | 2 | 15 | 0 | 2 | 8 | 0 | 2 | 8 | 0 | 2 | 15 | 0 | 2 | 8 | 0 | 2 | 19 | 8 | E | 9 | 8 | E | 9 | 3.5 | E | 9 | -3.3 | E | 9 | 59 | A | 7 | 1004 | E | 9 | 190 | E | 9 | 0.5 | E | 9 | -9900 | ? | 0 | 77777 | E | 9 | 1.1 | E | 8 | 0.106 | F | 8 | 0.13 | F | 8 | -9900 | -9900 | ? | 0
1998-04-16 | 7:00 | 241 | 1357 | 119 | 2 | 8 | 457 | 2 | 15 | 38 | 2 | 8 | 12400 | 2 | 8 | 33600 | 2 | 15 | 6400 | 2 | 8 | 700 | 2 | 19 | 8 | E | 9 | 8 | E | 9 | 4.6 | E | 9 | -2.4 | E | 9 | 59 | A | 7 | 1004 | E | 9 | 240 | E | 9 | 1.4 | E | 9 | -9900 | ? | 0 | 420 | E | 9 | 1.1 | E | 8 | 0.106 | F | 8 | 0.13 | F | 8 | -9900 | -9900 | ? | 0
1998-04-16 | 8:00 | 483 | 1357 | 301 | 2 | 8 | 645 | 2 | 15 | 71 | 2 | 8 | 31700 | 2 | 8 | 60100 | 2 | 15 | 10200 | 2 | 8 | 1400 | 2 | 19 | 9 | E | 9 | 9 | E | 9 | 5.7 | E | 9 | -2.1 | E | 9 | 56 | A | 7 | 1004 | E | 9 | 230 | E | 9 | 1.3 | E | 9 | -9900 | ? | 0 | 360 | E | 9 | 1.1 | E | 8 | 0.106 | F | 8 | 0.13 | F | 8 | -9900 | -9900 | ? | 0
1998-04-16 | 9:00 | 704 | 1357 | 493 | 2 | 8 | 770 | 2 | 15 | 93 | 2 | 8 | 51500 | 2 | 8 | 75700 | 2 | 15 | 12100 | 2 | 8 | 1980 | 2 | 19 | 8 | E | 9 | 8 | E | 9 | 7.3 | E | 9 | -2.3 | E | 9 | 49 | A | 7 | 1004 | E | 9 | 350 | E | 9 | 1.2 | E | 9 | -9900 | ? | 0 | 360 | E | 9 | 1.1 | E | 8 | 0.106 | F | 8 | 0.13 | F | 8 | -9900 | -9900 | ? | 0
1998-04-16 | 10:00 | 889 | 1357 | 646 | 2 | 8 | 801 | 2 | 15 | 120 | 2 | 8 | 67700 | 2 | 8 | 80100 | 2 | 15 | 15100 | 2 | 8 | 2940 | 2 | 19 | 10 | E | 9 | 10 | E | 9 | 10 | E | 9 | -1.5 | E | 9 | 44 | A | 7 | 1004 | E | 9 | 330 | E | 9 | 0.6 | E | 9 | -9900 | ? | 0 | 480 | E | 9 | 1.2 | E | 8 | 0.106 | F | 8 | 0.13 | F | 8 | -9900 | -9900 | ? | 0
1998-04-16 | 11:00 | 1025 | 1357 | 767 | 2 | 8 | 838 | 2 | 15 | 133 | 2 | 8 | 81100 | 2 | 8 | 84500 | 2 | 15 | 17100 | 2 | 8 | 4000 | 2 | 19 | 10 | E | 9 | 9 | E | 9 | 11.1 | E | 9 | -1.2 | E | 9 | 42 | A | 7 | 1004 | E | 9 | 330 | E | 9 | 0.5 | E | 9 | -9900 | ? | 0 | 540 | E | 9 | 1.2 | E | 8 | 0.106 | F | 8 | 0.13 | F | 8 | -9900 | -9900 | ? | 0
1998-04-16 | 12:00 | 1103 | 1357 | 826 | 2 | 8 | 736 | 2 | 15 | 227 | 2 | 8 | 87100 | 2 | 8 | 74600 | 2 | 15 | 26300 | 2 | 8 | 8370 | 2 | 19 | 10 | E | 9 | 9 | E | 9 | 13.8 | E | 9 | -0.8 | E | 9 | 36 | A | 7 | 1004 | E | 9 | 350 | E | 9 | 3 | E | 9 | -9900 | ? | 0 | 600 | E | 9 | 1.2 | E | 8 | 0.106 | F | 8 | 0.13 | F | 8 | -9900 | -9900 | ? | 0
1998-04-16 | 13:00 | 1117 | 1357 | 624 | 2 | 8 | 277 | 2 | 15 | 395 | 2 | 8 | 67600 | 2 | 8 | 30000 | 2 | 15 | 42800 | 2 | 8 | 15080 | 2 | 19 | 10 | E | 9 | 10 | E | 9 | 15.5 | E | 9 | -0.5 | E | 9 | 33 | A | 7 | 1004 | E | 9 | 350 | E | 9 | 1.8 | E | 9 | -9900 | ? | 0 | 990 | E | 9 | 1.2 | E | 8 | 0.106 | F | 8 | 0.13 | F | 8 | -9900 | -9900 | ? | 0
1998-04-16 | 14:00 | 1067 | 1357 | 502 | 2 | 8 | 145 | 2 | 15 | 387 | 2 | 8 | 54800 | 2 | 8 | 15400 | 2 | 15 | 42700 | 2 | 8 | 13510 | 2 | 19 | 10 | E | 9 | 7 | E | 9 | 16 | E | 9 | -0.7 | E | 9 | 32 | A | 7 | 1004 | E | 9 | 0 | E | 9 | 0 | E | 9 | -9900 | ? | 0 | 77777 | E | 9 | 1.2 | E | 8 | 0.106 | F | 8 | 0.13 | F | 8 | -9900 | -9900 | ? | 0
1998-04-16 | 15:00 | 955 | 1357 | 585 | 2 | 8 | 379 | 2 | 15 | 318 | 2 | 8 | 63100 | 2 | 8 | 40800 | 2 | 15 | 34400 | 2 | 8 | 9270 | 2 | 19 | 10 | E | 9 | 6 | E | 9 | 16.5 | E | 9 | -0.5 | E | 9 | 31 | A | 7 | 1004 | E | 9 | 300 | E | 9 | 2.2 | E | 9 | -9900 | ? | 0 | 77777 | E | 9 | 1.2 | E | 8 | 0.106 | F | 8 | 0.13 | F | 8 | -9900 | -9900 | ? | 0
1998-04-16 | 16:00 | 790 | 1357 | 435 | 2 | 8 | 199 | 2 | 15 | 318 | 2 | 8 | 46800 | 2 | 8 | 20600 | 2 | 15 | 34700 | 2 | 8 | 8460 | 2 | 19 | 10 | E | 9 | 9 | E | 9 | 17 | A | 7 | 1 | A | 7 | 34 | A | 7 | 1004 | E | 9 | 300 | A | 7 | 1.5 | A | 7 | 16100 | A | 7 | 3300 | E | 9 | 1.2 | E | 8 | 0.106 | F | 8 | 0.13 | F | 8 | 0 | 6 | A | 7
1998-04-16 | 17:00 | 583 | 1357 | 267 | 2 | 8 | 130 | 2 | 15 | 211 | 2 | 8 | 28800 | 2 | 8 | 12900 | 2 | 15 | 23200 | 2 | 8 | 5030 | 2 | 19 | 9 | E | 9 | 8 | E | 9 | 15.9 | B | 8 | 1.2 | B | 8 | 37 | A | 7 | 1004 | E | 9 | 300 | B | 8 | 2 | B | 8 | -9900 | ? | 0 | 77777 | E | 9 | 1.3 | E | 8 | 0.106 | F | 8 | 0.13 | F | 8 | -9900 | -9900 | ? | 0
1998-04-16 | 18:00 | 349 | 1357 | 186 | 2 | 8 | 271 | 2 | 15 | 116 | 2 | 8 | 19400 | 2 | 8 | 22900 | 2 | 15 | 13500 | 2 | 8 | 2370 | 2 | 19 | 9 | E | 9 | 8 | E | 9 | 14.2 | B | 8 | 1.6 | B | 8 | 42 | A | 7 | 1004 | E | 9 | 300 | B | 8 | 2.6 | B | 8 | -9900 | ? | 0 | 77777 | E | 9 | 1.3 | E | 8 | 0.106 | F | 8 | 0.13 | F | 8 | -9900 | -9900 | ? | 0
1998-04-16 | 19:00 | 106 | 1300 | 27 | 2 | 8 | 131 | 2 | 15 | 17 | 2 | 8 | 3100 | 2 | 8 | 6200 | 2 | 15 | 2600 | 2 | 8 | 290 | 2 | 19 | 10 | E | 9 | 9 | E | 9 | 12 | A | 7 | 2 | A | 7 | 50 | A | 7 | 1004 | E | 9 | 300 | A | 7 | 3.1 | A | 7 | 16100 | A | 7 | 2400 | E | 9 | 1.3 | E | 8 | 0.106 | F | 8 | 0.13 | F | 8 | -9900 | -9900 | ? | 0
1998-04-16 | 20:00 | 0 | 0 | 0 | 2 | 0 | 0 | 2 | 0 | 0 | 2 | 0 | 0 | 2 | 0 | 0 | 2 | 0 | 0 | 2 | 0 | 0 | 2 | 0 | 10 | E | 9 | 9 | E | 9 | 10.3 | B | 8 | 1.6 | B | 8 | 55 | A | 7 | 1004 | E | 9 | 300 | B | 8 | 3.3 | B | 8 | -9900 | ? | 0 | 1440 | E | 9 | 1.3 | E | 8 | 0.106 | F | 8 | 0.13 | F | 8 | -9900 | -9900 | ? | 0
1998-04-16 | 21:00 | 0 | 0 | 0 | 2 | 0 | 0 | 2 | 0 | 0 | 2 | 0 | 0 | 2 | 0 | 0 | 2 | 0 | 0 | 2 | 0 | 0 | 2 | 0 | 10 | E | 9 | 9 | E | 9 | 8.9 | B | 8 | 1.4 | B | 8 | 59 | A | 7 | 1004 | E | 9 | 300 | B | 8 | 3.4 | B | 8 | -9900 | ? | 0 | 1440 | E | 9 | 1.3 | E | 8 | 0.106 | F | 8 | 0.13 | F | 8 | -9900 | -9900 | ? | 0
1998-04-16 | 22:00 | 0 | 0 | 0 | 2 | 0 | 0 | 2 | 0 | 0 | 2 | 0 | 0 | 2 | 0 | 0 | 2 | 0 | 0 | 2 | 0 | 0 | 2 | 0 | 10 | E | 9 | 10 | E | 9 | 8 | A | 7 | 1 | A | 7 | 61 | A | 7 | 1004 | E | 9 | 300 | A | 7 | 3.6 | A | 7 | 16100 | A | 7 | 1380 | E | 9 | 1.3 | E | 8 | 0.106 | F | 8 | 0.13 | F | 8 | 0 | 6 | A | 7
1998-04-16 | 23:00 | 0 | 0 | 0 | 2 | 0 | 0 | 2 | 0 | 0 | 2 | 0 | 0 | 2 | 0 | 0 | 2 | 0 | 0 | 2 | 0 | 0 | 2 | 0 | 9 | E | 9 | 8 | E | 9 | 8.1 | E | 9 | 1 | E | 9 | 61 | A | 7 | 1004 | E | 9 | 300 | E | 9 | 1.2 | E | 9 | -9900 | ? | 0 | 77777 | E | 9 | 1.3 | E | 8 | 0.106 | F | 8 | 0.13 | F | 8 | -9900 | -9900 | ? | 0
1998-04-16 | 24:00 | 0 | 0 | 0 | 2 | 0 | 0 | 2 | 0 | 0 | 2 | 0 | 0 | 2 | 0 | 0 | 2 | 0 | 0 | 2 | 0 | 0 | 2 | 0 | 8 | E | 9 | 7 | E | 9 | 7.6 | E | 9 | 1 | E | 9 | 63 | A | 7 | 1004 | E | 9 | 300 | E | 9 | 0.4 | E | 9 | -9900 | ? | 0 | 77777 | E | 9 | 1.4 | E | 8 | 0.106 | F | 8 | 0.13 | F | 8 | -9900 | -9900 | ? | 0
1998-04-17 | 1:00 | 0 | 0 | 0 | 2 | 0 | 0 | 2 | 0 | 0 | 2 | 0 | 0 | 2 | 0 | 0 | 2 | 0 | 0 | 2 | 0 | 0 | 2 | 0 | 9 | E | 9 | 8 | E | 9 | 7.2 | E | 9 | 1 | E | 9 | 65 | A | 7 | 1004 | E | 9 | 210 | E | 9 | 1.6 | E | 9 | -9900 | ? | 0 | 77777 | E | 9 | 1.4 | E | 8 | 0.106 | F | 8 | 0.13 | F | 8 | -9900 | -9900 | ? | 0
1998-04-17 | 2:00 | 0 | 0 | 0 | 2 | 0 | 0 | 2 | 0 | 0 | 2 | 0 | 0 | 2 | 0 | 0 | 2 | 0 | 0 | 2 | 0 | 0 | 2 | 0 | 0 | E | 9 | 0 | E | 9 | 7.3 | E | 9 | 1 | E | 9 | 64 | A | 7 | 1004 | E | 9 | 0 | E | 9 | 0 | E | 9 | -9900 | ? | 0 | 77777 | E | 9 | 1.4 | E | 8 | 0.106 | F | 8 | 0.13 | F | 8 | -9900 | -9900 | ? | 0
1998-04-17 | 3:00 | 0 | 0 | 0 | 2 | 0 | 0 | 2 | 0 | 0 | 2 | 0 | 0 | 2 | 0 | 0 | 2 | 0 | 0 | 2 | 0 | 0 | 2 | 0 | 7 | E | 9 | 7 | E | 9 | 6.8 | E | 9 | 0.4 | E | 9 | 64 | A | 7 | 1004 | E | 9 | 0 | E | 9 | 0 | E | 9 | -9900 | ? | 0 | 77777 | E | 9 | 1.4 | E | 8 | 0.106 | F | 8 | 0.13 | F | 8 | -9900 | -9900 | ? | 0
1998-04-17 | 4:00 | 0 | 0 | 0 | 2 | 0 | 0 | 2 | 0 | 0 | 2 | 0 | 0 | 2 | 0 | 0 | 2 | 0 | 0 | 2 | 0 | 0 | 2 | 0 | 6 | E | 9 | 5 | E | 9 | 5.8 | E | 9 | -0.2 | E | 9 | 65 | A | 7 | 1004 | E | 9 | 0 | E | 9 | 0 | E | 9 | -9900 | ? | 0 | 77777 | E | 9 | 1.4 | E | 8 | 0.106 | F | 8 | 0.13 | F | 8 | -9900 | -9900 | ? | 0
1998-04-17 | 5:00 | 0 | 0 | 0 | 2 | 0 | 0 | 2 | 0 | 0 | 2 | 0 | 0 | 2 | 0 | 0 | 2 | 0 | 0 | 2 | 0 | 0 | 2 | 0 | 8 | E | 9 | 6 | E | 9 | 5.9 | E | 9 | 0.3 | E | 9 | 67 | A | 7 | 1004 | E | 9 | 0 | E | 9 | 0 | E | 9 | -9900 | ? | 0 | 77777 | E | 9 | 1.4 | E | 8 | 0.106 | F | 8 | 0.13 | F | 8 | -9900 | -9900 | ? | 0
1998-04-17 | 6:00 | 33 | 735 | 1 | 2 | 8 | 58 | 2 | 15 | 1 | 2 | 8 | 400 | 2 | 8 | 3200 | 2 | 15 | 300 | 2 | 8 | 40 | 2 | 19 | 10 | E | 9 | 10 | E | 9 | 7.7 | E | 9 | 1.4 | E | 9 | 64 | A | 7 | 1004 | E | 9 | 0 | E | 9 | 0 | E | 9 | -9900 | ? | 0 | 2100 | E | 9 | 1.4 | E | 8 | 0.106 | F | 8 | 0.13 | F | 8 | -9900 | -9900 | ? | 0
1998-04-17 | 7:00 | 247 | 1356 | 115 | 2 | 8 | 377 | 2 | 15 | 46 | 2 | 8 | 11800 | 2 | 8 | 27800 | 2 | 15 | 6700 | 2 | 8 | 830 | 2 | 19 | 9 | E | 9 | 9 | E | 9 | 8.9 | E | 9 | 1.4 | E | 9 | 59 | A | 7 | 1004 | E | 9 | 0 | E | 9 | 0 | E | 9 | -9900 | ? | 0 | 2100 | E | 9 | 1.5 | E | 8 | 0.106 | F | 8 | 0.13 | F | 8 | -9900 | -9900 | ? | 0
1998-04-17 | 8:00 | 489 | 1356 | 303 | 2 | 8 | 590 | 2 | 15 | 89 | 2 | 8 | 31300 | 2 | 8 | 54600 | 2 | 15 | 11600 | 2 | 8 | 1700 | 2 | 19 | 7 | E | 9 | 7 | E | 9 | 10.6 | E | 9 | 2 | E | 9 | 55 | A | 7 | 1004 | E | 9 | 120 | E | 9 | 4.2 | E | 9 | -9900 | ? | 0 | 77777 | E | 9 | 1.5 | E | 8 | 0.106 | F | 8 | 0.13 | F | 8 | -9900 | -9900 | ? | 0
1998-04-17 | 9:00 | 710 | 1356 | 499 | 2 | 8 | 753 | 2 | 15 | 104 | 2 | 8 | 53000 | 2 | 8 | 75200 | 2 | 15 | 13600 | 2 | 8 | 2310 | 2 | 19 | 9 | E | 9 | 9 | E | 9 | 10.7 | E | 9 | 0.9 | E | 9 | 51 | A | 7 | 1004 | E | 9 | 0 | E | 9 | 0 | E | 9 | -9900 | ? | 0 | 2400 | E | 9 | 1.5 | E | 8 | 0.106 | F | 8 | 0.13 | F | 8 | -9900 | -9900 | ? | 0
1998-04-17 | 10:00 | 894 | 1356 | 658 | 2 | 8 | 824 | 2 | 15 | 113 | 2 | 8 | 69400 | 2 | 8 | 82700 | 2 | 15 | 14700 | 2 | 8 | 2850 | 2 | 19 | 7 | E | 9 | 6 | E | 9 | 12 | A | 7 | 2 | A | 7 | 50 | A | 7 | 1004 | E | 9 | 0 | A | 7 | 0 | A | 7 | 16100 | A | 7 | 77777 | E | 9 | 1.5 | E | 8 | 0.106 | F | 8 | 0.13 | F | 8 | 0 | 6 | A | 7
1998-04-17 | 11:00 | 1030 | 1356 | 785 | 2 | 8 | 874 | 2 | 15 | 120 | 2 | 8 | 80900 | 2 | 8 | 87200 | 2 | 15 | 14500 | 2 | 8 | 2980 | 2 | 19 | 8 | E | 9 | 7 | E | 9 | 13.1 | E | 9 | 3.1 | E | 9 | 51 | A | 7 | 1004 | E | 9 | 330 | E | 9 | 0.2 | E | 9 | -9900 | ? | 0 | 77777 | E | 9 | 1.5 | E | 8 | 0.106 | F | 8 | 0.13 | F | 8 | -9900 | -9900 | ? | 0
1998-04-17 | 12:00 | 1107 | 1356 | 862 | 2 | 8 | 904 | 2 | 15 | 123 | 2 | 8 | 88800 | 2 | 8 | 90400 | 2 | 15 | 14800 | 2 | 8 | 3650 | 2 | 19 | 4 | E | 9 | 4 | E | 9 | 15.3 | E | 9 | 4.2 | E | 9 | 47 | A | 7 | 1004 | E | 9 | 20 | E | 9 | 1 | E | 9 | -9900 | ? | 0 | 77777 | E | 9 | 1.5 | E | 8 | 0.106 | F | 8 | 0.13 | F | 8 | -9900 | -9900 | ? | 0
1998-04-17 | 13:00 | 1121 | 1356 | 874 | 2 | 8 | 861 | 2 | 15 | 161 | 2 | 8 | 91700 | 2 | 8 | 86600 | 2 | 15 | 20000 | 2 | 8 | 5800 | 2 | 19 | 0 | E | 9 | 0 | E | 9 | 17.4 | E | 9 | 5.3 | E | 9 | 45 | A | 7 | 1004 | E | 9 | 50 | E | 9 | 1.2 | E | 9 | -9900 | ? | 0 | 77777 | E | 9 | 1.5 | E | 8 | 0.106 | F | 8 | 0.13 | F | 8 | -9900 | -9900 | ? | 0
1998-04-17 | 14:00 | 1070 | 1356 | 774 | 2 | 8 | 679 | 2 | 15 | 237 | 2 | 8 | 81100 | 2 | 8 | 68500 | 2 | 15 | 26900 | 2 | 8 | 8050 | 2 | 19 | 1 | E | 9 | 1 | E | 9 | 17.6 | E | 9 | 5.4 | E | 9 | 45 | A | 7 | 1004 | E | 9 | 60 | E | 9 | 0.8 | E | 9 | -9900 | ? | 0 | 77777 | E | 9 | 1.5 | E | 8 | 0.106 | F | 8 | 0.13 | F | 8 | -9900 | -9900 | ? | 0
1998-04-17 | 15:00 | 959 | 1356 | 625 | 2 | 8 | 508 | 2 | 15 | 265 | 2 | 8 | 66200 | 2 | 8 | 52700 | 2 | 15 | 28900 | 2 | 8 | 7590 | 2 | 19 | 0 | E | 9 | 0 | E | 9 | 18.7 | E | 9 | 5.6 | E | 9 | 42 | A | 7 | 1004 | E | 9 | 70 | E | 9 | 3.2 | E | 9 | -9900 | ? | 0 | 77777 | E | 9 | 1.5 | E | 8 | 0.106 | F | 8 | 0.13 | F | 8 | -9900 | -9900 | ? | 0
1998-04-17 | 16:00 | 794 | 1356 | 491 | 2 | 8 | 455 | 2 | 15 | 224 | 2 | 8 | 51500 | 2 | 8 | 46400 | 2 | 15 | 24300 | 2 | 8 | 5260 | 2 | 19 | 2 | E | 9 | 2 | E | 9 | 18.8 | E | 9 | 5.7 | E | 9 | 42 | A | 7 | 1004 | E | 9 | 90 | E | 9 | 0.8 | E | 9 | -9900 | ? | 0 | 77777 | E | 9 | 1.5 | E | 8 | 0.106 | F | 8 | 0.13 | F | 8 | -9900 | -9900 | ? | 0
1998-04-17 | 17:00 | 587 | 1356 | 323 | 2 | 8 | 325 | 2 | 15 | 182 | 2 | 8 | 34300 | 2 | 8 | 32700 | 2 | 15 | 20100 | 2 | 8 | 3950 | 2 | 19 | 5 | E | 9 | 4 | E | 9 | 18 | E | 9 | 3.8 | E | 9 | 39 | A | 7 | 1004 | E | 9 | 90 | E | 9 | 2.6 | E | 9 | -9900 | ? | 0 | 77777 | E | 9 | 1.6 | E | 8 | 0.106 | F | 8 | 0.13 | F | 8 | -9900 | -9900 | ? | 0
1998-04-17 | 18:00 | 353 | 1356 | 172 | 2 | 8 | 195 | 2 | 15 | 121 | 2 | 8 | 18500 | 2 | 8 | 16800 | 2 | 15 | 14100 | 2 | 8 | 2660 | 2 | 19 | 6 | E | 9 | 5 | E | 9 | 16.1 | E | 9 | 6.9 | E | 9 | 54 | A | 7 | 1004 | E | 9 | 90 | E | 9 | 0.2 | E | 9 | -9900 | ? | 0 | 77777 | E | 9 | 1.6 | E | 8 | 0.106 | F | 8 | 0.13 | F | 8 | -9900 | -9900 | ? | 0
1998-04-17 | 19:00 | 110 | 1322 | 26 | 2 | 8 | 96 | 2 | 15 | 18 | 2 | 8 | 2900 | 2 | 8 | 4600 | 2 | 15 | 2500 | 2 | 8 | 310 | 2 | 19 | 9 | E | 9 | 8 | E | 9 | 14.3 | E | 9 | 3 | E | 9 | 47 | A | 7 | 1004 | E | 9 | 0 | E | 9 | 0 | E | 9 | -9900 | ? | 0 | 2700 | E | 9 | 1.6 | E | 8 | 0.106 | F | 8 | 0.13 | F | 8 | -9900 | -9900 | ? | 0
1998-04-17 | 20:00 | 0 | 0 | 0 | 2 | 0 | 0 | 2 | 0 | 0 | 2 | 0 | 0 | 2 | 0 | 0 | 2 | 0 | 0 | 2 | 0 | 0 | 2 | 0 | 6 | E | 9 | 5 | E | 9 | 12.4 | E | 9 | 4.1 | E | 9 | 57 | A | 7 | 1004 | E | 9 | 0 | E | 9 | 0 | E | 9 | -9900 | ? | 0 | 77777 | E | 9 | 1.6 | E | 8 | 0.106 | F | 8 | 0.13 | F | 8 | -9900 | -9900 | ? | 0
1998-04-17 | 21:00 | 0 | 0 | 0 | 2 | 0 | 0 | 2 | 0 | 0 | 2 | 0 | 0 | 2 | 0 | 0 | 2 | 0 | 0 | 2 | 0 | 0 | 2 | 0 | 8 | E | 9 | 6 | E | 9 | 11.5 | E | 9 | 4.2 | E | 9 | 61 | A | 7 | 1004 | E | 9 | 0 | E | 9 | 0 | E | 9 | -9900 | ? | 0 | 77777 | E | 9 | 1.6 | E | 8 | 0.106 | F | 8 | 0.13 | F | 8 | -9900 | -9900 | ? | 0
1998-04-17 | 22:00 | 0 | 0 | 0 | 2 | 0 | 0 | 2 | 0 | 0 | 2 | 0 | 0 | 2 | 0 | 0 | 2 | 0 | 0 | 2 | 0 | 0 | 2 | 0 | 10 | E | 9 | 10 | E | 9 | 11.7 | E | 9 | 4.3 | E | 9 | 60 | A | 7 | 1004 | E | 9 | 0 | E | 9 | 0 | E | 9 | -9900 | ? | 0 | 1500 | E | 9 | 1.6 | E | 8 | 0.106 | F | 8 | 0.13 | F | 8 | -9900 | -9900 | ? | 0
1998-04-17 | 23:00 | 0 | 0 | 0 | 2 | 0 | 0 | 2 | 0 | 0 | 2 | 0 | 0 | 2 | 0 | 0 | 2 | 0 | 0 | 2 | 0 | 0 | 2 | 0 | 10 | E | 9 | 10 | E | 9 | 11.8 | E | 9 | 4.4 | E | 9 | 60 | A | 7 | 1004 | E | 9 | 0 | E | 9 | 0 | E | 9 | -9900 | ? | 0 | 1800 | E | 9 | 1.6 | E | 8 | 0.106 | F | 8 | 0.13 | F | 8 | -9900 | -9900 | ? | 0
1998-04-17 | 24:00 | 0 | 0 | 0 | 2 | 0 | 0 | 2 | 0 | 0 | 2 | 0 | 0 | 2 | 0 | 0 | 2 | 0 | 0 | 2 | 0 | 0 | 2 | 0 | 10 | E | 9 | 10 | E | 9 | 10.9 | E | 9 | 4.6 | E | 9 | 65 | A | 7 | 1004 | E | 9 | 0 | E | 9 | 0 | E | 9 | -9900 | ? | 0 | 1800 | E | 9 | 1.6 | E | 8 | 0.106 | F | 8 | 0.13 | F | 8 | -9900 | -9900 | ? | 0
1998-04-18 | 1:00 | 0 | 0 | 0 | 2 | 0 | 0 | 2 | 0 | 0 | 2 | 0 | 0 | 2 | 0 | 0 | 2 | 0 | 0 | 2 | 0 | 0 | 2 | 0 | 9 | E | 9 | 8 | E | 9 | 11.1 | E | 9 | 3.7 | E | 9 | 60 | A | 7 | 1004 | E | 9 | 170 | E | 9 | 0.2 | E | 9 | -9900 | ? | 0 | 1800 | E | 9 | 1.6 | E | 8 | 0.107 | F | 8 | 0.13 | F | 8 | -9900 | -9900 | ? | 0
1998-04-18 | 2:00 | 0 | 0 | 0 | 2 | 0 | 0 | 2 | 0 | 0 | 2 | 0 | 0 | 2 | 0 | 0 | 2 | 0 | 0 | 2 | 0 | 0 | 2 | 0 | 10 | E | 9 | 10 | E | 9 | 10.2 | E | 9 | 3.8 | E | 9 | 64 | A | 7 | 1004 | E | 9 | 0 | E | 9 | 0 | E | 9 | -9900 | ? | 0 | 2100 | E | 9 | 1.7 | E | 8 | 0.107 | F | 8 | 0.13 | F | 8 | -9900 | -9900 | ? | 0
1998-04-18 | 3:00 | 0 | 0 | 0 | 2 | 0 | 0 | 2 | 0 | 0 | 2 | 0 | 0 | 2 | 0 | 0 | 2 | 0 | 0 | 2 | 0 | 0 | 2 | 0 | 10 | E | 9 | 10 | E | 9 | 10.4 | E | 9 | 2.9 | E | 9 | 60 | A | 7 | 1004 | E | 9 | 190 | E | 9 | 2.1 | E | 9 | -9900 | ? | 0 | 1800 | E | 9 | 1.7 | E | 8 | 0.107 | F | 8 | 0.13 | F | 8 | -9900 | -9900 | ? | 0
1998-04-18 | 4:00 | 0 | 0 | 0 | 2 | 0 | 0 | 2 | 0 | 0 | 2 | 0 | 0 | 2 | 0 | 0 | 2 | 0 | 0 | 2 | 0 | 0 | 2 | 0 | 10 | E | 9 | 10 | E | 9 | 10.5 | E | 9 | 3 | E | 9 | 60 | A | 7 | 1004 | E | 9 | 270 | E | 9 | 0.2 | E | 9 | -9900 | ? | 0 | 1800 | E | 9 | 1.7 | E | 8 | 0.107 | F | 8 | 0.13 | F | 8 | -9900 | -9900 | ? | 0
1998-04-18 | 5:00 | 0 | 0 | 0 | 2 | 0 | 0 | 2 | 0 | 0 | 2 | 0 | 0 | 2 | 0 | 0 | 2 | 0 | 0 | 2 | 0 | 0 | 2 | 0 | 10 | E | 9 | 10 | E | 9 | 10.6 | E | 9 | 3.1 | E | 9 | 60 | A | 7 | 1004 | E | 9 | 0 | E | 9 | 0 | E | 9 | -9900 | ? | 0 | 1800 | E | 9 | 1.7 | E | 8 | 0.107 | F | 8 | 0.13 | F | 8 | -9900 | -9900 | ? | 0
1998-04-18 | 6:00 | 36 | 779 | 2 | 2 | 8 | 75 | 2 | 15 | 1 | 2 | 8 | 500 | 2 | 8 | 4200 | 2 | 15 | 300 | 2 | 8 | 40 | 2 | 19 | 10 | E | 9 | 10 | E | 9 | 10.8 | E | 9 | 3.2 | E | 9 | 59 | A | 7 | 1004 | E | 9 | 160 | E | 9 | 0.6 | E | 9 | -9900 | ? | 0 | 1800 | E | 9 | 1.6 | E | 8 | 0.107 | F | 8 | 0.13 | F | 8 | -9900 | -9900 | ? | 0
1998-04-18 | 7:00 | 254 | 1355 | 126 | 2 | 8 | 453 | 2 | 15 | 41 | 2 | 8 | 13000 | 2 | 8 | 34000 | 2 | 15 | 6700 | 2 | 8 | 760 | 2 | 19 | 9 | E | 9 | 9 | E | 9 | 10.9 | E | 9 | 3.3 | E | 9 | 59 | A | 7 | 1004 | E | 9 | 0 | E | 9 | 0 | E | 9 | -9900 | ? | 0 | 2400 | E | 9 | 1.6 | E | 8 | 0.107 | F | 8 | 0.13 | F | 8 | -9900 | -9900 | ? | 0
1998-04-18 | 8:00 | 495 | 1355 | 308 | 2 | 8 | 636 | 2 | 15 | 76 | 2 | 8 | 32400 | 2 | 8 | 59500 | 2 | 15 | 10600 | 2 | 8 | 1500 | 2 | 19 | 10 | E | 9 | 10 | E | 9 | 12.1 | E | 9 | 1.4 | E | 9 | 48 | A | 7 | 1004 | E | 9 | 0 | E | 9 | 0 | E | 9 | -9900 | ? | 0 | 1350 | E | 9 | 1.6 | E | 8 | 0.107 | F | 8 | 0.13 | F | 8 | -9900 | -9900 | ? | 0
1998-04-18 | 9:00 | 715 | 1355 | 443 | 2 | 8 | 516 | 2 | 15 | 171 | 2 | 8 | 47200 | 2 | 8 | 52100 | 2 | 15 | 19600 | 2 | 8 | 3690 | 2 | 19 | 8 | E | 9 | 8 | E | 9 | 13.2 | E | 9 | 2.6 | E | 9 | 49 | A | 7 | 1004 | E | 9 | 0 | E | 9 | 0 | E | 9 | -9900 | ? | 0 | 2700 | E | 9 | 1.6 | E | 8 | 0.107 | F | 8 | 0.13 | F | 8 | -9900 | -9900 | ? | 0
1998-04-18 | 10:00 | 899 | 1355 | 560 | 2 | 8 | 477 | 2 | 15 | 243 | 2 | 8 | 59300 | 2 | 8 | 49300 | 2 | 15 | 26600 | 2 | 8 | 6380 | 2 | 19 | 10 | E | 9 | 10 | E | 9 | 13.3 | E | 9 | 2.7 | E | 9 | 49 | A | 7 | 1004 | E | 9 | 0 | E | 9 | 0 | E | 9 | -9900 | ? | 0 | 1800 | E | 9 | 1.6 | E | 8 | 0.107 | F | 8 | 0.13 | F | 8 | -9900 | -9900 | ? | 0
1998-04-18 | 11:00 | 1034 | 1355 | 728 | 2 | 8 | 577 | 2 | 15 | 287 | 2 | 8 | 77400 | 2 | 8 | 60000 | 2 | 15 | 31500 | 2 | 8 | 9380 | 2 | 19 | 8 | E | 9 | 8 | E | 9 | 15.5 | E | 9 | 1.8 | E | 9 | 40 | A | 7 | 1004 | E | 9 | 130 | E | 9 | 2.3 | E | 9 | -9900 | ? | 0 | 2100 | E | 9 | 1.6 | E | 8 | 0.107 | F | 8 | 0.13 | F | 8 | -9900 | -9900 | ? | 0
1998-04-18 | 12:00 | 1111 | 1355 | 307 | 2 | 8 | 24 | 2 | 15 | 287 | 2 | 8 | 33900 | 2 | 8 | 2400 | 2 | 15 | 31900 | 2 | 8 | 12270 | 2 | 19 | 8 | E | 9 | 8 | E | 9 | 17.6 | E | 9 | 3.9 | E | 9 | 40 | A | 7 | 1004 | E | 9 | 180 | E | 9 | 1.9 | E | 9 | -9900 | ? | 0 | 2100 | E | 9 | 1.5 | E | 8 | 0.107 | F | 8 | 0.13 | F | 8 | -9900 | -9900 | ? | 0
1998-04-18 | 13:00 | 1125 | 1355 | 275 | 2 | 8 | 6 | 2 | 15 | 270 | 2 | 8 | 32800 | 2 | 8 | 500 | 2 | 15 | 32400 | 2 | 8 | 12750 | 2 | 19 | 8 | E | 9 | 8 | E | 9 | 16.8 | E | 9 | 5 | E | 9 | 46 | A | 7 | 1004 | E | 9 | 200 | E | 9 | 2.1 | E | 9 | -9900 | ? | 0 | 2100 | E | 9 | 1.5 | E | 8 | 0.107 | F | 8 | 0.13 | F | 8 | -9900 | -9900 | ? | 0
1998-04-18 | 14:00 | 1074 | 1355 | 273 | 2 | 8 | 6 | 2 | 15 | 268 | 2 | 8 | 32300 | 2 | 8 | 500 | 2 | 15 | 31900 | 2 | 8 | 12510 | 2 | 19 | 5 | E | 9 | 5 | E | 9 | 17.9 | E | 9 | 5.1 | E | 9 | 43 | A | 7 | 1004 | E | 9 | 220 | E | 9 | 2.3 | E | 9 | -9900 | ? | 0 | 77777 | E | 9 | 1.5 | E | 8 | 0.107 | F | 8 | 0.13 | F | 8 | -9900 | -9900 | ? | 0
1998-04-18 | 15:00 | 963 | 1355 | 233 | 2 | 8 | 6 | 2 | 15 | 228 | 2 | 8 | 27400 | 2 | 8 | 500 | 2 | 15 | 27100 | 2 | 8 | 10570 | 2 | 19 | 3 | E | 9 | 3 | E | 9 | 18 | E | 9 | 6.2 | E | 9 | 46 | A | 7 | 1004 | E | 9 | 240 | E | 9 | 2.5 | E | 9 | -9900 | ? | 0 | 77777 | E | 9 | 1.5 | E | 8 | 0.107 | F | 8 | 0.13 | F | 8 | -9900 | -9900 | ? | 0
1998-04-18 | 16:00 | 798 | 1355 | 213 | 2 | 8 | 6 | 2 | 15 | 210 | 2 | 8 | 24700 | 2 | 8 | 500 | 2 | 15 | 24400 | 2 | 8 | 9030 | 2 | 19 | 3 | E | 9 | 3 | E | 9 | 18.2 | E | 9 | 5.3 | E | 9 | 43 | A | 7 | 1004 | E | 9 | 270 | E | 9 | 1.6 | E | 9 | -9900 | ? | 0 | 77777 | E | 9 | 1.5 | E | 8 | 0.107 | F | 8 | 0.13 | F | 8 | -9900 | -9900 | ? | 0
1998-04-18 | 17:00 | 591 | 1355 | 161 | 2 | 8 | 0 | 2 | 15 | 161 | 2 | 8 | 18300 | 2 | 8 | 0 | 2 | 15 | 18300 | 2 | 8 | 6320 | 2 | 19 | 3 | E | 9 | 3 | E | 9 | 18.3 | E | 9 | 3.4 | E | 9 | 37 | A | 7 | 1004 | E | 9 | 210 | E | 9 | 1.7 | E | 9 | -9900 | ? | 0 | 77777 | E | 9 | 1.5 | E | 8 | 0.107 | F | 8 | 0.13 | F | 8 | -9900 | -9900 | ? | 0
1998-04-18 | 18:00 | 357 | 1355 | 193 | 2 | 8 | 142 | 2 | 15 | 155 | 2 | 8 | 20400 | 2 | 8 | 12200 | 2 | 15 | 17200 | 2 | 8 | 3420 | 2 | 19 | 0 | E | 9 | 0 | E | 9 | 16.4 | E | 9 | 3.6 | E | 9 | 42 | A | 7 | 1004 | E | 9 | 40 | E | 9 | 1.7 | E | 9 | -9900 | ? | 0 | 77777 | E | 9 | 1.4 | E | 8 | 0.107 | F | 8 | 0.13 | F | 8 | -9900 | -9900 | ? | 0
1998-04-18 | 19:00 | 115 | 1344 | 31 | 2 | 8 | 72 | 2 | 15 | 25 | 2 | 8 | 3400 | 2 | 8 | 3200 | 2 | 15 | 3100 | 2 | 8 | 440 | 2 | 19 | 4 | E | 9 | 4 | E | 9 | 13.6 | E | 9 | 2.7 | E | 9 | 48 | A | 7 | 1004 | E | 9 | 50 | E | 9 | 1.9 | E | 9 | -9900 | ? | 0 | 77777 | E | 9 | 1.4 | E | 8 | 0.107 | F | 8 | 0.13 | F | 8 | -9900 | -9900 | ? | 0
1998-04-18 | 20:00 | 0 | 0 | 0 | 2 | 0 | 0 | 2 | 0 | 0 | 2 | 0 | 0 | 2 | 0 | 0 | 2 | 0 | 0 | 2 | 0 | 0 | 2 | 0 | 8 | E | 9 | 8 | E | 9 | 11.7 | E | 9 | 1.8 | E | 9 | 51 | A | 7 | 1004 | E | 9 | 60 | E | 9 | 2.1 | E | 9 | -9900 | ? | 0 | 2400 | E | 9 | 1.4 | E | 8 | 0.107 | F | 8 | 0.13 | F | 8 | -9900 | -9900 | ? | 0
1998-04-18 | 21:00 | 0 | 0 | 0 | 2 | 0 | 0 | 2 | 0 | 0 | 2 | 0 | 0 | 2 | 0 | 0 | 2 | 0 | 0 | 2 | 0 | 0 | 2 | 0 | 0 | E | 9 | 0 | E | 9 | 11.9 | E | 9 | 1.9 | E | 9 | 50 | A | 7 | 1004 | E | 9 | 70 | E | 9 | 2.3 | E | 9 | -9900 | ? | 0 | 77777 | E | 9 | 1.4 | E | 8 | 0.107 | F | 8 | 0.13 | F | 8 | -9900 | -9900 | ? | 0
1998-04-18 | 22:00 | 0 | 0 | 0 | 2 | 0 | 0 | 2 | 0 | 0 | 2 | 0 | 0 | 2 | 0 | 0 | 2 | 0 | 0 | 2 | 0 | 0 | 2 | 0 | 4 | E | 9 | 4 | E | 9 | 10 | A | 7 | 2 | A | 7 | 57 | A | 7 | 1004 | E | 9 | 300 | A | 7 | 3.1 | A | 7 | 16100 | A | 7 | 77777 | E | 9 | 1.4 | E | 8 | 0.107 | F | 8 | 0.13 | F | 8 | 0 | 6 | A | 7
1998-04-18 | 23:00 | 0 | 0 | 0 | 2 | 0 | 0 | 2 | 0 | 0 | 2 | 0 | 0 | 2 | 0 | 0 | 2 | 0 | 0 | 2 | 0 | 0 | 2 | 0 | 10 | E | 9 | 10 | E | 9 | 8.7 | B | 8 | 1.2 | B | 8 | 59 | A | 7 | 1004 | E | 9 | 300 | B | 8 | 3 | B | 8 | -9900 | ? | 0 | 2100 | E | 9 | 1.4 | E | 8 | 0.107 | F | 8 | 0.13 | F | 8 | -9900 | -9900 | ? | 0
1998-04-18 | 24:00 | 0 | 0 | 0 | 2 | 0 | 0 | 2 | 0 | 0 | 2 | 0 | 0 | 2 | 0 | 0 | 2 | 0 | 0 | 2 | 0 | 0 | 2 | 0 | 3 | E | 9 | 3 | E | 9 | 7.5 | B | 8 | 0.6 | B | 8 | 62 | A | 7 | 1004 | E | 9 | 300 | B | 8 | 2.9 | B | 8 | -9900 | ? | 0 | 77777 | E | 9 | 1.3 | E | 8 | 0.107 | F | 8 | 0.13 | F | 8 | -9900 | -9900 | ? | 0
1998-04-19 | 1:00 | 0 | 0 | 0 | 2 | 0 | 0 | 2 | 0 | 0 | 2 | 0 | 0 | 2 | 0 | 0 | 2 | 0 | 0 | 2 | 0 | 0 | 2 | 0 | 8 | E | 9 | 8 | E | 9 | 6.2 | B | 8 | -0.2 | B | 8 | 63 | A | 7 | 1004 | E | 9 | 290 | B | 8 | 2.7 | B | 8 | -9900 | ? | 0 | 1020 | E | 9 | 1.3 | E | 8 | 0.108 | F | 8 | 0.13 | F | 8 | -9900 | -9900 | ? | 0
1998-04-19 | 2:00 | 0 | 0 | 0 | 2 | 0 | 0 | 2 | 0 | 0 | 2 | 0 | 0 | 2 | 0 | 0 | 2 | 0 | 0 | 2 | 0 | 0 | 2 | 0 | 10 | E | 9 | 10 | E | 9 | 5 | A | 7 | -1 | A | 7 | 64 | A | 7 | 1004 | E | 9 | 290 | A | 7 | 2.6 | A | 7 | 16100 | A | 7 | 960 | E | 9 | 1.3 | E | 8 | 0.108 | F | 8 | 0.13 | F | 8 | -9900 | -9900 | ? | 0
1998-04-19 | 3:00 | 0 | 0 | 0 | 2 | 0 | 0 | 2 | 0 | 0 | 2 | 0 | 0 | 2 | 0 | 0 | 2 | 0 | 0 | 2 | 0 | 0 | 2 | 0 | 10 | E | 9 | 10 | E | 9 | 3.1 | E | 9 | -2.1 | E | 9 | 67 | A | 7 | 1004 | E | 9 | 280 | E | 9 | 1.9 | E | 9 | -9900 | ? | 0 | 840 | E | 9 | 1.3 | E | 8 | 0.108 | F | 8 | 0.13 | F | 8 | -9900 | -9900 | ? | 0
1998-04-19 | 4:00 | 0 | 0 | 0 | 2 | 0 | 0 | 2 | 0 | 0 | 2 | 0 | 0 | 2 | 0 | 0 | 2 | 0 | 0 | 2 | 0 | 0 | 2 | 0 | 10 | E | 9 | 10 | E | 9 | 2.1 | E | 9 | -3.1 | E | 9 | 66 | A | 7 | 1004 | E | 9 | 280 | E | 9 | 1.3 | E | 9 | -9900 | ? | 0 | 750 | E | 9 | 1.3 | E | 8 | 0.108 | F | 8 | 0.13 | F | 8 | -9900 | -9900 | ? | 0
1998-04-19 | 5:00 | 0 | 0 | 0 | 2 | 0 | 0 | 2 | 0 | 0 | 2 | 0 | 0 | 2 | 0 | 0 | 2 | 0 | 0 | 2 | 0 | 0 | 2 | 0 | 10 | E | 9 | 10 | E | 9 | 2.2 | E | 9 | -3.2 | E | 9 | 65 | A | 7 | 1004 | E | 9 | 280 | E | 9 | 0.8 | E | 9 | -9900 | ? | 0 | 840 | E | 9 | 1.3 | E | 8 | 0.108 | F | 8 | 0.13 | F | 8 | -9900 | -9900 | ? | 0
1998-04-19 | 6:00 | 40 | 801 | 3 | 2 | 8 | 73 | 2 | 15 | 2 | 2 | 8 | 700 | 2 | 8 | 4100 | 2 | 15 | 400 | 2 | 8 | 80 | 2 | 19 | 8 | E | 9 | 8 | E | 9 | 2.3 | E | 9 | -3.3 | E | 9 | 64 | A | 7 | 1004 | E | 9 | 270 | E | 9 | 0.7 | E | 9 | -9900 | ? | 0 | 870 | E | 9 | 1.3 | E | 8 | 0.108 | F | 8 | 0.13 | F | 8 | -9900 | -9900 | ? | 0
1998-04-19 | 7:00 | 260 | 1355 | 132 | 2 | 8 | 466 | 2 | 15 | 42 | 2 | 8 | 13600 | 2 | 8 | 35300 | 2 | 15 | 6800 | 2 | 8 | 780 | 2 | 19 | 8 | E | 9 | 8 | E | 9 | 5.3 | E | 9 | -1.3 | E | 9 | 62 | A | 7 | 1004 | E | 9 | 260 | E | 9 | 0.6 | E | 9 | -9900 | ? | 0 | 1050 | E | 9 | 1.3 | E | 8 | 0.108 | F | 8 | 0.13 | F | 8 | -9900 | -9900 | ? | 0
1998-04-19 | 8:00 | 501 | 1355 | 319 | 2 | 8 | 670 | 2 | 15 | 71 | 2 | 8 | 33700 | 2 | 8 | 63000 | 2 | 15 | 10300 | 2 | 8 | 1420 | 2 | 19 | 10 | E | 9 | 10 | E | 9 | 7.4 | E | 9 | 0.6 | E | 9 | 62 | A | 7 | 1004 | E | 9 | 320 | E | 9 | 2 | E | 9 | -9900 | ? | 0 | 1290 | E | 9 | 1.3 | E | 8 | 0.108 | F | 8 | 0.13 | F | 8 | -9900 | -9900 | ? | 0
1998-04-19 | 9:00 | 720 | 1355 | 500 | 2 | 8 | 748 | 2 | 15 | 102 | 2 | 8 | 51900 | 2 | 8 | 73500 | 2 | 15 | 12700 | 2 | 8 | 2130 | 2 | 19 | 10 | E | 9 | 10 | E | 9 | 10.5 | E | 9 | 2.5 | E | 9 | 58 | A | 7 | 1004 | E | 9 | 240 | E | 9 | 0.4 | E | 9 | -9900 | ? | 0 | 1350 | E | 9 | 1.3 | E | 8 | 0.108 | F | 8 | 0.13 | F | 8 | -9900 | -9900 | ? | 0
1998-04-19 | 10:00 | 904 | 1355 | 648 | 2 | 8 | 742 | 2 | 15 | 151 | 2 | 8 | 68700 | 2 | 8 | 75300 | 2 | 15 | 18300 | 2 | 8 | 4000 | 2 | 19 | 10 | E | 9 | 10 | E | 9 | 12.5 | E | 9 | 2.5 | E | 9 | 50 | A | 7 | 1004 | E | 9 | 300 | E | 9 | 2.5 | E | 9 | -9900 | ? | 0 | 2100 | E | 9 | 1.3 | E | 8 | 0.108 | F | 8 | 0.13 | F | 8 | -9900 | -9900 | ? | 0
1998-04-19 | 11:00 | 1039 | 1355 | 791 | 2 | 8 | 838 | 2 | 15 | 147 | 2 | 8 | 82900 | 2 | 8 | 84200 | 2 | 15 | 18200 | 2 | 8 | 4430 | 2 | 19 | 10 | E | 9 | 10 | E | 9 | 13.6 | E | 9 | 2.4 | E | 9 | 47 | A | 7 | 1004 | E | 9 | 220 | E | 9 | 0.3 | E | 9 | -9900 | ? | 0 | 1050 | E | 9 | 1.3 | E | 8 | 0.108 | F | 8 | 0.13 | F | 8 | -9900 | -9900 | ? | 0
1998-04-19 | 12:00 | 1115 | 1355 | 850 | 2 | 8 | 862 | 2 | 15 | 139 | 2 | 8 | 90600 | 2 | 8 | 87300 | 2 | 15 | 18500 | 2 | 8 | 5130 | 2 | 19 | 8 | E | 9 | 8 | E | 9 | 15.6 | E | 9 | 3.4 | E | 9 | 44 | A | 7 | 1004 | E | 9 | 190 | E | 9 | 1.7 | E | 9 | -9900 | ? | 0 | 2100 | E | 9 | 1.3 | E | 8 | 0.108 | F | 8 | 0.13 | F | 8 | -9900 | -9900 | ? | 0
1998-04-19 | 13:00 | 1129 | 1355 | 880 | 2 | 8 | 861 | 2 | 15 | 162 | 2 | 8 | 92500 | 2 | 8 | 86600 | 2 | 15 | 20100 | 2 | 8 | 5980 | 2 | 19 | 10 | E | 9 | 10 | E | 9 | 17.7 | E | 9 | 4.3 | E | 9 | 41 | A | 7 | 1004 | E | 9 | 190 | E | 9 | 1.9 | E | 9 | -9900 | ? | 0 | 1800 | E | 9 | 1.3 | E | 8 | 0.108 | F | 8 | 0.13 | F | 8 | -9900 | -9900 | ? | 0
1998-04-19 | 14:00 | 1078 | 1355 | 806 | 2 | 8 | 745 | 2 | 15 | 211 | 2 | 8 | 85100 | 2 | 8 | 75700 | 2 | 15 | 24700 | 2 | 8 | 7410 | 2 | 19 | 10 | E | 9 | 10 | E | 9 | 18.8 | E | 9 | 4.2 | E | 9 | 38 | A | 7 | 1004 | E | 9 | 200 | E | 9 | 2.1 | E | 9 | -9900 | ? | 0 | 1290 | E | 9 | 1.3 | E | 8 | 0.108 | F | 8 | 0.13 | F | 8 | -9900 | -9900 | ? | 0
1998-04-19 | 15:00 | 966 | 1355 | 558 | 2 | 8 | 312 | 2 | 15 | 335 | 2 | 8 | 60100 | 2 | 8 | 33600 | 2 | 15 | 36000 | 2 | 8 | 9990 | 2 | 19 | 10 | E | 9 | 9 | E | 9 | 19.8 | E | 9 | 3.2 | E | 9 | 33 | A | 7 | 1004 | E | 9 | 200 | E | 9 | 2.3 | E | 9 | -9900 | ? | 0 | 2400 | E | 9 | 1.3 | E | 8 | 0.108 | F | 8 | 0.13 | F | 8 | -9900 | -9900 | ? | 0
1998-04-19 | 16:00 | 802 | 1355 | 547 | 2 | 8 | 591 | 2 | 15 | 196 | 2 | 8 | 58200 | 2 | 8 | 60500 | 2 | 15 | 22300 | 2 | 8 | 4570 | 2 | 19 | 10 | E | 9 | 10 | E | 9 | 19.9 | E | 9 | 4.1 | E | 9 | 35 | A | 7 | 1004 | E | 9 | 200 | E | 9 | 2.5 | E | 9 | -9900 | ? | 0 | 2400 | E | 9 | 1.3 | E | 8 | 0.108 | F | 8 | 0.13 | F | 8 | -9900 | -9900 | ? | 0
1998-04-19 | 17:00 | 595 | 1355 | 377 | 2 | 8 | 460 | 2 | 15 | 174 | 2 | 8 | 39000 | 2 | 8 | 44900 | 2 | 15 | 19200 | 2 | 8 | 3570 | 2 | 19 | 10 | E | 9 | 10 | E | 9 | 19 | E | 9 | 5 | E | 9 | 40 | A | 7 | 1004 | E | 9 | 190 | E | 9 | 1.9 | E | 9 | -9900 | ? | 0 | 2400 | E | 9 | 1.3 | E | 8 | 0.108 | F | 8 | 0.13 | F | 8 | -9900 | -9900 | ? | 0
1998-04-19 | 18:00 | 362 | 1355 | 145 | 2 | 8 | 74 | 2 | 15 | 126 | 2 | 8 | 15900 | 2 | 8 | 6600 | 2 | 15 | 14200 | 2 | 8 | 3080 | 2 | 19 | 10 | E | 9 | 10 | E | 9 | 17 | E | 9 | 4 | E | 9 | 42 | A | 7 | 1004 | E | 9 | 170 | E | 9 | 2.1 | E | 9 | -9900 | ? | 0 | 2400 | E | 9 | 1.3 | E | 8 | 0.108 | F | 8 | 0.13 | F | 8 | -9900 | -9900 | ? | 0
1998-04-19 | 19:00 | 119 | 1355 | 0 | 2 | 8 | 0 | 2 | 15 | 0 | 2 | 8 | 0 | 2 | 8 | 0 | 2 | 15 | 0 | 2 | 8 | 0 | 2 | 19 | 10 | E | 9 | 10 | E | 9 | 14.1 | E | 9 | 2.9 | E | 9 | 47 | A | 7 | 1004 | E | 9 | 140 | E | 9 | 2.4 | E | 9 | -9900 | ? | 0 | 2700 | E | 9 | 1.3 | E | 8 | 0.108 | F | 8 | 0.13 | F | 8 | -9900 | -9900 | ? | 0
1998-04-19 | 20:00 | 0 | 34 | 0 | 2 | 8 | 0 | 2 | 15 | 0 | 2 | 8 | 0 | 2 | 8 | 0 | 2 | 15 | 0 | 2 | 8 | 0 | 2 | 19 | 9 | E | 9 | 9 | E | 9 | 11.2 | E | 9 | 1.8 | E | 9 | 52 | A | 7 | 1004 | E | 9 | 120 | E | 9 | 2.6 | E | 9 | -9900 | ? | 0 | 2700 | E | 9 | 1.3 | E | 8 | 0.108 | F | 8 | 0.13 | F | 8 | -9900 | -9900 | ? | 0
1998-04-19 | 21:00 | 0 | 0 | 0 | 2 | 0 | 0 | 2 | 0 | 0 | 2 | 0 | 0 | 2 | 0 | 0 | 2 | 0 | 0 | 2 | 0 | 0 | 2 | 0 | 9 | E | 9 | 8 | E | 9 | 10.2 | E | 9 | 0.8 | E | 9 | 52 | A | 7 | 1004 | E | 9 | 100 | E | 9 | 2.9 | E | 9 | -9900 | ? | 0 | 77777 | E | 9 | 1.3 | E | 8 | 0.108 | F | 8 | 0.13 | F | 8 | -9900 | -9900 | ? | 0
1998-04-19 | 22:00 | 0 | 0 | 0 | 2 | 0 | 0 | 2 | 0 | 0 | 2 | 0 | 0 | 2 | 0 | 0 | 2 | 0 | 0 | 2 | 0 | 0 | 2 | 0 | 9 | E | 9 | 9 | E | 9 | 9.3 | E | 9 | 0.7 | E | 9 | 55 | A | 7 | 1004 | E | 9 | 70 | E | 9 | 3.2 | E | 9 | -9900 | ? | 0 | 77777 | E | 9 | 1.4 | E | 8 | 0.108 | F | 8 | 0.13 | F | 8 | -9900 | -9900 | ? | 0
1998-04-19 | 23:00 | 0 | 0 | 0 | 2 | 0 | 0 | 2 | 0 | 0 | 2 | 0 | 0 | 2 | 0 | 0 | 2 | 0 | 0 | 2 | 0 | 0 | 2 | 0 | 9 | E | 9 | 8 | E | 9 | 9.4 | E | 9 | 0.6 | E | 9 | 54 | A | 7 | 1004 | E | 9 | 50 | E | 9 | 3.4 | E | 9 | -9900 | ? | 0 | 77777 | E | 9 | 1.4 | E | 8 | 0.108 | F | 8 | 0.13 | F | 8 | -9900 | -9900 | ? | 0
1998-04-19 | 24:00 | 0 | 0 | 0 | 2 | 0 | 0 | 2 | 0 | 0 | 2 | 0 | 0 | 2 | 0 | 0 | 2 | 0 | 0 | 2 | 0 | 0 | 2 | 0 | 9 | E | 9 | 9 | E | 9 | 7.4 | E | 9 | -0.4 | E | 9 | 57 | A | 7 | 1004 | E | 9 | 40 | E | 9 | 3.3 | E | 9 | -9900 | ? | 0 | 3600 | E | 9 | 1.4 | E | 8 | 0.108 | F | 8 | 0.13 | F | 8 | -9900 | -9900 | ? | 0
1998-04-20 | 1:00 | 0 | 0 | 0 | 2 | 0 | 0 | 2 | 0 | 0 | 2 | 0 | 0 | 2 | 0 | 0 | 2 | 0 | 0 | 2 | 0 | 0 | 2 | 0 | 2 | E | 9 | 2 | E | 9 | 7.5 | E | 9 | -0.5 | E | 9 | 57 | A | 7 | 1004 | E | 9 | 40 | E | 9 | 3.2 | E | 9 | -9900 | ? | 0 | 77777 | E | 9 | 1.4 | E | 8 | 0.108 | F | 8 | 0.13 | F | 8 | -9900 | -9900 | ? | 0
1998-04-20 | 2:00 | 0 | 0 | 0 | 2 | 0 | 0 | 2 | 0 | 0 | 2 | 0 | 0 | 2 | 0 | 0 | 2 | 0 | 0 | 2 | 0 | 0 | 2 | 0 | 0 | E | 9 | 0 | E | 9 | 7.5 | E | 9 | -0.5 | E | 9 | 57 | A | 7 | 1004 | E | 9 | 360 | E | 9 | 2.5 | E | 9 | -9900 | ? | 0 | 77777 | E | 9 | 1.4 | E | 8 | 0.108 | F | 8 | 0.13 | F | 8 | -9900 | -9900 | ? | 0
1998-04-20 | 3:00 | 0 | 0 | 0 | 2 | 0 | 0 | 2 | 0 | 0 | 2 | 0 | 0 | 2 | 0 | 0 | 2 | 0 | 0 | 2 | 0 | 0 | 2 | 0 | 2 | E | 9 | 2 | E | 9 | 7.6 | E | 9 | -0.6 | E | 9 | 56 | A | 7 | 1004 | E | 9 | 330 | E | 9 | 1.8 | E | 9 | -9900 | ? | 0 | 77777 | E | 9 | 1.4 | E | 8 | 0.108 | F | 8 | 0.13 | F | 8 | -9900 | -9900 | ? | 0
1998-04-20 | 4:00 | 0 | 0 | 0 | 2 | 0 | 0 | 2 | 0 | 0 | 2 | 0 | 0 | 2 | 0 | 0 | 2 | 0 | 0 | 2 | 0 | 0 | 2 | 0 | 0 | E | 9 | 0 | E | 9 | 7.7 | E | 9 | -0.7 | E | 9 | 55 | A | 7 | 1004 | E | 9 | 290 | E | 9 | 1 | E | 9 | -9900 | ? | 0 | 77777 | E | 9 | 1.4 | E | 8 | 0.108 | F | 8 | 0.13 | F | 8 | -9900 | -9900 | ? | 0
1998-04-20 | 5:00 | 0 | 0 | 0 | 2 | 0 | 0 | 2 | 0 | 0 | 2 | 0 | 0 | 2 | 0 | 0 | 2 | 0 | 0 | 2 | 0 | 0 | 2 | 0 | 6 | E | 9 | 5 | E | 9 | 4.7 | E | 9 | -3.7 | E | 9 | 53 | A | 7 | 1004 | E | 9 | 220 | E | 9 | 0.9 | E | 9 | -9900 | ? | 0 | 77777 | E | 9 | 1.4 | E | 8 | 0.108 | F | 8 | 0.13 | F | 8 | -9900 | -9900 | ? | 0
1998-04-20 | 6:00 | 44 | 846 | 4 | 2 | 8 | 91 | 2 | 15 | 3 | 2 | 8 | 900 | 2 | 8 | 5200 | 2 | 15 | 600 | 2 | 8 | 110 | 2 | 19 | 4 | E | 9 | 4 | E | 9 | 4.8 | E | 9 | -2.8 | E | 9 | 56 | A | 7 | 1004 | E | 9 | 0 | E | 9 | 0 | E | 9 | -9900 | ? | 0 | 77777 | E | 9 | 1.4 | E | 8 | 0.108 | F | 8 | 0.13 | F | 8 | -9900 | -9900 | ? | 0
1998-04-20 | 7:00 | 266 | 1354 | 137 | 2 | 8 | 474 | 2 | 15 | 44 | 2 | 8 | 14200 | 2 | 8 | 36200 | 2 | 15 | 7100 | 2 | 8 | 810 | 2 | 19 | 0 | E | 9 | 0 | E | 9 | 6.9 | E | 9 | -1.9 | E | 9 | 52 | A | 7 | 1004 | E | 9 | 0 | E | 9 | 0 | E | 9 | -9900 | ? | 0 | 77777 | E | 9 | 1.4 | E | 8 | 0.108 | F | 8 | 0.13 | F | 8 | -9900 | -9900 | ? | 0
1998-04-20 | 8:00 | 506 | 1354 | 324 | 2 | 8 | 682 | 2 | 15 | 69 | 2 | 8 | 33500 | 2 | 8 | 63800 | 2 | 15 | 9600 | 2 | 8 | 1370 | 2 | 19 | 0 | E | 9 | 0 | E | 9 | 9.9 | E | 9 | 1.1 | E | 9 | 54 | A | 7 | 1004 | E | 9 | 280 | E | 9 | 1.2 | E | 9 | -9900 | ? | 0 | 77777 | E | 9 | 1.4 | E | 8 | 0.108 | F | 8 | 0.13 | F | 8 | -9900 | -9900 | ? | 0
1998-04-20 | 9:00 | 726 | 1354 | 511 | 2 | 8 | 777 | 2 | 15 | 94 | 2 | 8 | 53500 | 2 | 8 | 76700 | 2 | 15 | 12300 | 2 | 8 | 2050 | 2 | 19 | 0 | E | 9 | 0 | E | 9 | 13 | A | 7 | 1 | A | 7 | 44 | A | 7 | 1004 | E | 9 | 0 | A | 7 | 0 | A | 7 | 16100 | A | 7 | 77777 | A | 7 | 1.4 | E | 8 | 0.108 | F | 8 | 0.13 | F | 8 | -9900 | -9900 | ? | 0
1998-04-20 | 10:00 | 909 | 1354 | 676 | 2 | 8 | 843 | 2 | 15 | 109 | 2 | 8 | 71800 | 2 | 8 | 84900 | 2 | 15 | 14700 | 2 | 8 | 2850 | 2 | 19 | 1 | E | 9 | 0 | E | 9 | 15 | E | 9 | 2.8 | E | 9 | 44 | A | 7 | 1004 | E | 9 | 0 | E | 9 | 0 | E | 9 | -9900 | ? | 0 | 21722 | E | 9 | 1.4 | E | 8 | 0.108 | F | 8 | 0.13 | F | 8 | -9900 | -9900 | ? | 0
1998-04-20 | 11:00 | 1043 | 1354 | 797 | 2 | 8 | 874 | 2 | 15 | 122 | 2 | 8 | 82100 | 2 | 8 | 87300 | 2 | 15 | 14700 | 2 | 8 | 3100 | 2 | 19 | 2 | E | 9 | 2 | E | 9 | 17 | E | 9 | 3.5 | E | 9 | 41 | A | 7 | 1004 | E | 9 | 0 | E | 9 | 0 | E | 9 | -9900 | ? | 0 | 20904 | E | 9 | 1.4 | E | 8 | 0.108 | F | 8 | 0.13 | F | 8 | -9900 | -9900 | ? | 0
1998-04-20 | 12:00 | 1119 | 1354 | 868 | 2 | 8 | 898 | 2 | 15 | 125 | 2 | 8 | 89400 | 2 | 8 | 89800 | 2 | 15 | 15000 | 2 | 8 | 3820 | 2 | 19 | 2 | E | 9 | 1 | E | 9 | 18 | E | 9 | 3.3 | E | 9 | 38 | A | 7 | 1004 | E | 9 | 30 | E | 9 | 0.2 | E | 9 | -9900 | ? | 0 | 20236 | E | 9 | 1.4 | E | 8 | 0.108 | F | 8 | 0.13 | F | 8 | -9900 | -9900 | ? | 0
1998-04-20 | 13:00 | 1132 | 1354 | 887 | 2 | 8 | 909 | 2 | 15 | 125 | 2 | 8 | 91300 | 2 | 8 | 91000 | 2 | 15 | 15000 | 2 | 8 | 3970 | 2 | 19 | 3 | E | 9 | 2 | E | 9 | 20 | E | 9 | 2.1 | E | 9 | 30 | A | 7 | 1004 | E | 9 | 360 | E | 9 | 0.9 | E | 9 | -9900 | ? | 0 | 19868 | E | 9 | 1.4 | E | 8 | 0.108 | F | 8 | 0.13 | F | 8 | -9900 | -9900 | ? | 0
1998-04-20 | 14:00 | 1081 | 1354 | 831 | 2 | 8 | 872 | 2 | 15 | 133 | 2 | 8 | 88600 | 2 | 8 | 88300 | 2 | 15 | 17900 | 2 | 8 | 4560 | 2 | 19 | 3 | E | 9 | 2 | E | 9 | 22 | E | 9 | 2.8 | E | 9 | 28 | A | 7 | 1004 | E | 9 | 330 | E | 9 | 1.6 | E | 9 | -9900 | ? | 0 | 19470 | E | 9 | 1.4 | E | 8 | 0.108 | F | 8 | 0.13 | F | 8 | -9900 | -9900 | ? | 0
1998-04-20 | 15:00 | 970 | 1354 | 730 | 2 | 8 | 826 | 2 | 15 | 137 | 2 | 8 | 76300 | 2 | 8 | 82800 | 2 | 15 | 16900 | 2 | 8 | 3680 | 2 | 19 | 0 | E | 9 | 0 | E | 9 | 23 | E | 9 | 2.6 | E | 9 | 26 | A | 7 | 1004 | E | 9 | 140 | E | 9 | 2.4 | E | 9 | -9900 | ? | 0 | 77777 | E | 9 | 1.4 | E | 8 | 0.108 | F | 8 | 0.13 | F | 8 | -9900 | -9900 | ? | 0
1998-04-20 | 16:00 | 805 | 1354 | 596 | 2 | 8 | 796 | 2 | 15 | 121 | 2 | 8 | 61500 | 2 | 8 | 78700 | 2 | 15 | 14600 | 2 | 8 | 2610 | 2 | 19 | 0 | E | 9 | 0 | E | 9 | 22 | E | 9 | 1.4 | E | 9 | 26 | A | 7 | 1004 | E | 9 | 170 | E | 9 | 3.2 | E | 9 | -9900 | ? | 0 | 77777 | E | 9 | 1.4 | E | 8 | 0.108 | F | 8 | 0.13 | F | 8 | -9900 | -9900 | ? | 0
1998-04-20 | 17:00 | 599 | 1354 | 416 | 2 | 8 | 679 | 2 | 15 | 114 | 2 | 8 | 43100 | 2 | 8 | 65400 | 2 | 15 | 14100 | 2 | 8 | 2280 | 2 | 19 | 5 | E | 9 | 3 | E | 9 | 20 | E | 9 | 2.2 | E | 9 | 31 | A | 7 | 1004 | E | 9 | 190 | E | 9 | 4 | E | 9 | -9900 | ? | 0 | 17857 | E | 9 | 1.4 | E | 8 | 0.108 | F | 8 | 0.13 | F | 8 | -9900 | -9900 | ? | 0
1998-04-20 | 18:00 | 366 | 1354 | 243 | 2 | 8 | 538 | 2 | 15 | 98 | 2 | 8 | 25200 | 2 | 8 | 45700 | 2 | 15 | 12800 | 2 | 8 | 1840 | 2 | 19 | 0 | E | 9 | 0 | E | 9 | 18 | E | 9 | -0.1 | E | 9 | 29 | A | 7 | 1004 | E | 9 | 220 | E | 9 | 3.8 | E | 9 | -9900 | ? | 0 | 77777 | E | 9 | 1.5 | E | 8 | 0.108 | F | 8 | 0.13 | F | 8 | -9900 | -9900 | ? | 0
1998-04-20 | 19:00 | 124 | 1354 | 0 | 2 | 8 | 0 | 2 | 15 | 0 | 2 | 8 | 0 | 2 | 8 | 0 | 2 | 15 | 0 | 2 | 8 | 0 | 2 | 19 | 1 | E | 9 | 0 | E | 9 | 14 | E | 9 | -0.3 | E | 9 | 37 | A | 7 | 1004 | E | 9 | 230 | E | 9 | 3.7 | E | 9 | -9900 | ? | 0 | 77777 | E | 9 | 1.5 | E | 8 | 0.108 | F | 8 | 0.13 | F | 8 | -9900 | -9900 | ? | 0
1998-04-20 | 20:00 | 0 | 56 | 0 | 2 | 8 | 0 | 2 | 15 | 0 | 2 | 8 | 0 | 2 | 8 | 0 | 2 | 15 | 0 | 2 | 8 | 0 | 2 | 19 | 0 | E | 9 | 0 | E | 9 | 13 | E | 9 | -1.5 | E | 9 | 36 | A | 7 | 1004 | E | 9 | 260 | E | 9 | 3.5 | E | 9 | -9900 | ? | 0 | 77777 | E | 9 | 1.5 | E | 8 | 0.108 | F | 8 | 0.13 | F | 8 | -9900 | -9900 | ? | 0
1998-04-20 | 21:00 | 0 | 0 | 0 | 2 | 0 | 0 | 2 | 0 | 0 | 2 | 0 | 0 | 2 | 0 | 0 | 2 | 0 | 0 | 2 | 0 | 0 | 2 | 0 | 8 | E | 9 | 5 | E | 9 | 12 | E | 9 | -1.8 | E | 9 | 38 | A | 7 | 1004 | E | 9 | 280 | E | 9 | 3.3 | E | 9 | -9900 | ? | 0 | 15845 | E | 9 | 1.5 | E | 8 | 0.108 | F | 8 | 0.13 | F | 8 | -9900 | -9900 | ? | 0
1998-04-20 | 22:00 | 0 | 0 | 0 | 2 | 0 | 0 | 2 | 0 | 0 | 2 | 0 | 0 | 2 | 0 | 0 | 2 | 0 | 0 | 2 | 0 | 0 | 2 | 0 | 6 | E | 9 | 3 | E | 9 | 12 | A | 7 | -2 | A | 7 | 37 | A | 7 | 1004 | E | 9 | 290 | A | 7 | 3.6 | A | 7 | 16100 | A | 7 | 77777 | A | 7 | 1.5 | E | 8 | 0.108 | F | 8 | 0.13 | F | 8 | 0 | 6 | A | 7
1998-04-20 | 23:00 | 0 | 0 | 0 | 2 | 0 | 0 | 2 | 0 | 0 | 2 | 0 | 0 | 2 | 0 | 0 | 2 | 0 | 0 | 2 | 0 | 0 | 2 | 0 | 5 | B | 8 | 3 | B | 8 | 10.8 | B | 8 | -1.9 | B | 8 | 40 | A | 7 | 1004 | E | 9 | 300 | B | 8 | 3.1 | B | 8 | -9900 | ? | 0 | 77777 | B | 8 | 1.5 | E | 8 | 0.108 | F | 8 | 0.13 | F | 8 | -9900 | -9900 | ? | 0
1998-04-20 | 24:00 | 0 | 0 | 0 | 2 | 0 | 0 | 2 | 0 | 0 | 2 | 0 | 0 | 2 | 0 | 0 | 2 | 0 | 0 | 2 | 0 | 0 | 2 | 0 | 5 | B | 8 | 2 | B | 8 | 9.9 | B | 8 | -1.6 | B | 8 | 44 | A | 7 | 1004 | E | 9 | 310 | B | 8 | 2.6 | B | 8 | -9900 | ? | 0 | 77777 | B | 8 | 1.5 | E | 8 | 0.108 | F | 8 | 0.13 | F | 8 | -9900 | -9900 | ? | 0
1998-04-21 | 1:00 | 0 | 0 | 0 | 2 | 0 | 0 | 2 | 0 | 0 | 2 | 0 | 0 | 2 | 0 | 0 | 2 | 0 | 0 | 2 | 0 | 0 | 2 | 0 | 4 | B | 8 | 2 | B | 8 | 8.7 | B | 8 | -1.5 | B | 8 | 48 | A | 7 | 1004 | E | 9 | 320 | B | 8 | 2.1 | B | 8 | -9900 | ? | 0 | 77777 | B | 8 | 1.5 | E | 8 | 0.109 | F | 8 | 0.13 | F | 8 | -9900 | -9900 | ? | 0
1998-04-21 | 2:00 | 0 | 0 | 0 | 2 | 0 | 0 | 2 | 0 | 0 | 2 | 0 | 0 | 2 | 0 | 0 | 2 | 0 | 0 | 2 | 0 | 0 | 2 | 0 | 3 | B | 8 | 1 | B | 8 | 7.6 | B | 8 | -1.5 | B | 8 | 52 | A | 7 | 1004 | E | 9 | 330 | B | 8 | 1.5 | B | 8 | -9900 | ? | 0 | 77777 | B | 8 | 1.5 | E | 8 | 0.109 | F | 8 | 0.13 | F | 8 | -9900 | -9900 | ? | 0
1998-04-21 | 3:00 | 0 | 0 | 0 | 2 | 0 | 0 | 2 | 0 | 0 | 2 | 0 | 0 | 2 | 0 | 0 | 2 | 0 | 0 | 2 | 0 | 0 | 2 | 0 | 2 | B | 8 | 1 | B | 8 | 6.8 | B | 8 | -1.3 | B | 8 | 56 | A | 7 | 1004 | E | 9 | 340 | B | 8 | 1 | B | 8 | -9900 | ? | 0 | 77777 | B | 8 | 1.5 | E | 8 | 0.109 | F | 8 | 0.13 | F | 8 | -9900 | -9900 | ? | 0
1998-04-21 | 4:00 | 0 | 0 | 0 | 2 | 0 | 0 | 2 | 0 | 0 | 2 | 0 | 0 | 2 | 0 | 0 | 2 | 0 | 0 | 2 | 0 | 0 | 2 | 0 | 1 | B | 8 | 0 | B | 8 | 5.9 | B | 8 | -1 | B | 8 | 61 | A | 7 | 1004 | E | 9 | 350 | B | 8 | 0.5 | B | 8 | -9900 | ? | 0 | 77777 | B | 8 | 1.5 | E | 8 | 0.109 | F | 8 | 0.13 | F | 8 | -9900 | -9900 | ? | 0
1998-04-21 | 5:00 | 0 | 0 | 0 | 2 | 0 | 0 | 2 | 0 | 0 | 2 | 0 | 0 | 2 | 0 | 0 | 2 | 0 | 0 | 2 | 0 | 0 | 2 | 0 | 0 | E | 9 | 0 | A | 7 | 5 | A | 7 | -1 | A | 7 | 64 | A | 7 | 1004 | E | 9 | 0 | A | 7 | 0 | A | 7 | 16100 | A | 7 | 77777 | A | 7 | 1.5 | E | 8 | 0.109 | F | 8 | 0.13 | F | 8 | -9900 | -9900 | ? | 0
1998-04-21 | 6:00 | 48 | 891 | 6 | 2 | 8 | 106 | 2 | 15 | 3 | 2 | 8 | 1000 | 2 | 8 | 6100 | 2 | 15 | 600 | 2 | 8 | 110 | 2 | 19 | 4 | E | 9 | 2 | E | 9 | 6 | A | 7 | 0 | A | 7 | 65 | A | 7 | 1004 | E | 9 | 0 | A | 7 | 0 | A | 7 | 16100 | A | 7 | 77777 | A | 7 | 1.5 | E | 8 | 0.109 | F | 8 | 0.13 | F | 8 | 0 | 1 | A | 7
1998-04-21 | 7:00 | 272 | 1353 | 142 | 2 | 8 | 486 | 2 | 15 | 44 | 2 | 8 | 14700 | 2 | 8 | 37500 | 2 | 15 | 7100 | 2 | 8 | 820 | 2 | 19 | 5 | E | 9 | 2 | E | 9 | 7.4 | E | 9 | 1.4 | E | 9 | 66 | A | 7 | 1004 | E | 9 | 0 | E | 9 | 0 | E | 9 | -9900 | ? | 0 | 21359 | E | 9 | 1.5 | E | 8 | 0.109 | F | 8 | 0.13 | F | 8 | -9900 | -9900 | ? | 0
1998-04-21 | 8:00 | 512 | 1353 | 330 | 2 | 8 | 689 | 2 | 15 | 69 | 2 | 8 | 34200 | 2 | 8 | 64600 | 2 | 15 | 9700 | 2 | 8 | 1370 | 2 | 19 | 5 | E | 9 | 3 | E | 9 | 9.7 | E | 9 | 1.7 | E | 9 | 57 | A | 7 | 1004 | E | 9 | 0 | E | 9 | 0 | E | 9 | -9900 | ? | 0 | 20718 | E | 9 | 1.6 | E | 8 | 0.109 | F | 8 | 0.13 | F | 8 | -9900 | -9900 | ? | 0
1998-04-21 | 9:00 | 731 | 1353 | 517 | 2 | 8 | 783 | 2 | 15 | 94 | 2 | 8 | 54300 | 2 | 8 | 77400 | 2 | 15 | 12400 | 2 | 8 | 2060 | 2 | 19 | 5 | E | 9 | 3 | E | 9 | 11.1 | E | 9 | 3.1 | E | 9 | 58 | A | 7 | 1004 | E | 9 | 0 | E | 9 | 0 | E | 9 | -9900 | ? | 0 | 21457 | E | 9 | 1.6 | E | 8 | 0.109 | F | 8 | 0.13 | F | 8 | -9900 | -9900 | ? | 0
1998-04-21 | 10:00 | 913 | 1353 | 676 | 2 | 8 | 831 | 2 | 15 | 114 | 2 | 8 | 71500 | 2 | 8 | 83600 | 2 | 15 | 15000 | 2 | 8 | 2960 | 2 | 19 | 5 | E | 9 | 3 | E | 9 | 14.5 | E | 9 | 4.5 | E | 9 | 51 | A | 7 | 1004 | E | 9 | 0 | E | 9 | 0 | E | 9 | -9900 | ? | 0 | 20666 | E | 9 | 1.6 | E | 8 | 0.109 | F | 8 | 0.13 | F | 8 | -9900 | -9900 | ? | 0
1998-04-21 | 11:00 | 1047 | 1353 | 792 | 2 | 8 | 856 | 2 | 15 | 128 | 2 | 8 | 84400 | 2 | 8 | 86600 | 2 | 15 | 17200 | 2 | 8 | 4110 | 2 | 19 | 5 | E | 9 | 3 | E | 9 | 15.8 | E | 9 | 3.8 | E | 9 | 45 | A | 7 | 1004 | E | 9 | 0 | E | 9 | 0 | E | 9 | -9900 | ? | 0 | 21045 | E | 9 | 1.6 | E | 8 | 0.109 | F | 8 | 0.13 | F | 8 | -9900 | -9900 | ? | 0
1998-04-21 | 12:00 | 1123 | 1353 | 845 | 2 | 8 | 826 | 2 | 15 | 158 | 2 | 8 | 88900 | 2 | 8 | 83200 | 2 | 15 | 19700 | 2 | 8 | 5800 | 2 | 19 | 6 | E | 9 | 3 | E | 9 | 19.2 | E | 9 | 5.2 | E | 9 | 40 | A | 7 | 1004 | E | 9 | 0 | E | 9 | 0 | E | 9 | -9900 | ? | 0 | 20915 | E | 9 | 1.6 | E | 8 | 0.109 | F | 8 | 0.13 | F | 8 | -9900 | -9900 | ? | 0
1998-04-21 | 13:00 | 1136 | 1353 | 862 | 2 | 8 | 843 | 2 | 15 | 153 | 2 | 8 | 91200 | 2 | 8 | 85100 | 2 | 15 | 19600 | 2 | 8 | 5880 | 2 | 19 | 6 | E | 9 | 3 | E | 9 | 20.5 | E | 9 | 5.5 | E | 9 | 37 | A | 7 | 1004 | E | 9 | 0 | E | 9 | 0 | E | 9 | -9900 | ? | 0 | 21204 | E | 9 | 1.6 | E | 8 | 0.109 | F | 8 | 0.13 | F | 8 | -9900 | -9900 | ? | 0
1998-04-21 | 14:00 | 1085 | 1353 | 831 | 2 | 8 | 860 | 2 | 15 | 140 | 2 | 8 | 88100 | 2 | 8 | 86900 | 2 | 15 | 18300 | 2 | 8 | 4790 | 2 | 19 | 0 | E | 9 | 0 | E | 9 | 22.9 | E | 9 | 4.9 | E | 9 | 31 | A | 7 | 1004 | E | 9 | 0 | E | 9 | 0 | E | 9 | -9900 | ? | 0 | 77777 | E | 9 | 1.6 | E | 8 | 0.109 | F | 8 | 0.13 | F | 8 | -9900 | -9900 | ? | 0
1998-04-21 | 15:00 | 973 | 1353 | 723 | 2 | 8 | 758 | 2 | 15 | 177 | 2 | 8 | 76500 | 2 | 8 | 77000 | 2 | 15 | 21000 | 2 | 8 | 5150 | 2 | 19 | 5 | E | 9 | 2 | E | 9 | 24.3 | E | 9 | 6.3 | E | 9 | 31 | A | 7 | 1004 | E | 9 | 130 | E | 9 | 0.5 | E | 9 | -9900 | ? | 0 | 21752 | E | 9 | 1.6 | E | 8 | 0.109 | F | 8 | 0.13 | F | 8 | -9900 | -9900 | ? | 0
1998-04-21 | 16:00 | 809 | 1353 | 538 | 2 | 8 | 485 | 2 | 15 | 248 | 2 | 8 | 56100 | 2 | 8 | 49500 | 2 | 15 | 26400 | 2 | 8 | 5970 | 2 | 19 | 0 | E | 9 | 0 | E | 9 | 23.6 | E | 9 | 7.6 | E | 9 | 36 | A | 7 | 1004 | E | 9 | 80 | E | 9 | 2 | E | 9 | -9900 | ? | 0 | 77777 | E | 9 | 1.6 | E | 8 | 0.109 | F | 8 | 0.13 | F | 8 | -9900 | -9900 | ? | 0
1998-04-21 | 17:00 | 603 | 1353 | 319 | 2 | 8 | 246 | 2 | 15 | 209 | 2 | 8 | 34500 | 2 | 8 | 24700 | 2 | 15 | 23500 | 2 | 8 | 5030 | 2 | 19 | 6 | E | 9 | 3 | E | 9 | 23 | A | 7 | 7 | A | 7 | 36 | A | 7 | 1004 | E | 9 | 50 | A | 7 | 3.6 | A | 7 | 16100 | A | 7 | 77777 | A | 7 | 1.6 | E | 8 | 0.109 | F | 8 | 0.13 | F | 8 | -9900 | -9900 | ? | 0
1998-04-21 | 18:00 | 370 | 1353 | 241 | 2 | 8 | 316 | 2 | 15 | 154 | 2 | 8 | 24700 | 2 | 8 | 27300 | 2 | 15 | 17200 | 2 | 8 | 3360 | 2 | 19 | 5 | E | 9 | 2 | E | 9 | 22.3 | E | 9 | 7.1 | E | 9 | 37 | A | 7 | 1004 | E | 9 | 40 | E | 9 | 3.1 | E | 9 | -9900 | ? | 0 | 77777 | E | 9 | 1.7 | E | 8 | 0.109 | F | 8 | 0.13 | F | 8 | -9900 | -9900 | ? | 0
1998-04-21 | 19:00 | 128 | 1353 | 0 | 2 | 8 | 0 | 2 | 15 | 0 | 2 | 8 | 0 | 2 | 8 | 0 | 2 | 15 | 0 | 2 | 8 | 0 | 2 | 19 | 5 | E | 9 | 2 | E | 9 | 18.5 | E | 9 | 8.2 | E | 9 | 51 | A | 7 | 1004 | E | 9 | 30 | E | 9 | 2.5 | E | 9 | -9900 | ? | 0 | 21370 | E | 9 | 1.7 | E | 8 | 0.109 | F | 8 | 0.13 | F | 8 | -9900 | -9900 | ? | 0
1998-04-21 | 20:00 | 0 | 79 | 0 | 2 | 8 | 0 | 2 | 15 | 0 | 2 | 8 | 0 | 2 | 8 | 0 | 2 | 15 | 0 | 2 | 8 | 0 | 2 | 19 | 4 | E | 9 | 2 | E | 9 | 16.8 | E | 9 | 7.3 | E | 9 | 53 | A | 7 | 1004 | E | 9 | 20 | E | 9 | 2 | E | 9 | -9900 | ? | 0 | 77777 | E | 9 | 1.7 | E | 8 | 0.109 | F | 8 | 0.13 | F | 8 | -9900 | -9900 | ? | 0
1998-04-21 | 21:00 | 0 | 0 | 0 | 2 | 0 | 0 | 2 | 0 | 0 | 2 | 0 | 0 | 2 | 0 | 0 | 2 | 0 | 0 | 2 | 0 | 0 | 2 | 0 | 5 | E | 9 | 2 | E | 9 | 16 | E | 9 | 7.3 | E | 9 | 56 | A | 7 | 1004 | E | 9 | 20 | E | 9 | 1.7 | E | 9 | -9900 | ? | 0 | 21850 | E | 9 | 1.7 | E | 8 | 0.109 | F | 8 | 0.13 | F | 8 | -9900 | -9900 | ? | 0
1998-04-21 | 22:00 | 0 | 0 | 0 | 2 | 0 | 0 | 2 | 0 | 0 | 2 | 0 | 0 | 2 | 0 | 0 | 2 | 0 | 0 | 2 | 0 | 0 | 2 | 0 | 3 | E | 9 | 1 | E | 9 | 15.3 | E | 9 | 7.4 | E | 9 | 59 | A | 7 | 1004 | E | 9 | 20 | E | 9 | 1.6 | E | 9 | -9900 | ? | 0 | 77777 | E | 9 | 1.7 | E | 8 | 0.109 | F | 8 | 0.13 | F | 8 | -9900 | -9900 | ? | 0
1998-04-21 | 23:00 | 0 | 0 | 0 | 2 | 0 | 0 | 2 | 0 | 0 | 2 | 0 | 0 | 2 | 0 | 0 | 2 | 0 | 0 | 2 | 0 | 0 | 2 | 0 | 3 | E | 9 | 2 | E | 9 | 15.5 | E | 9 | 7.5 | E | 9 | 59 | A | 7 | 1004 | E | 9 | 20 | E | 9 | 1.3 | E | 9 | -9900 | ? | 0 | 77777 | E | 9 | 1.7 | E | 8 | 0.109 | F | 8 | 0.13 | F | 8 | -9900 | -9900 | ? | 0
1998-04-21 | 24:00 | 0 | 0 | 0 | 2 | 0 | 0 | 2 | 0 | 0 | 2 | 0 | 0 | 2 | 0 | 0 | 2 | 0 | 0 | 2 | 0 | 0 | 2 | 0 | 3 | E | 9 | 2 | E | 9 | 15.8 | E | 9 | 6.6 | E | 9 | 54 | A | 7 | 1004 | E | 9 | 20 | E | 9 | 1.5 | E | 9 | -9900 | ? | 0 | 77777 | E | 9 | 1.7 | E | 8 | 0.109 | F | 8 | 0.13 | F | 8 | -9900 | -9900 | ? | 0
1998-04-22 | 1:00 | 0 | 0 | 0 | 2 | 0 | 0 | 2 | 0 | 0 | 2 | 0 | 0 | 2 | 0 | 0 | 2 | 0 | 0 | 2 | 0 | 0 | 2 | 0 | 2 | E | 9 | 1 | E | 9 | 14 | E | 9 | 6.7 | E | 9 | 61 | A | 7 | 1004 | E | 9 | 20 | E | 9 | 1.5 | E | 9 | -9900 | ? | 0 | 77777 | E | 9 | 1.7 | E | 8 | 0.11 | F | 8 | 0.13 | F | 8 | -9900 | -9900 | ? | 0
1998-04-22 | 2:00 | 0 | 0 | 0 | 2 | 0 | 0 | 2 | 0 | 0 | 2 | 0 | 0 | 2 | 0 | 0 | 2 | 0 | 0 | 2 | 0 | 0 | 2 | 0 | 2 | E | 9 | 1 | E | 9 | 13.3 | E | 9 | 5.8 | E | 9 | 60 | A | 7 | 1004 | E | 9 | 20 | E | 9 | 1.7 | E | 9 | -9900 | ? | 0 | 77777 | E | 9 | 1.7 | E | 8 | 0.11 | F | 8 | 0.13 | F | 8 | -9900 | -9900 | ? | 0
1998-04-22 | 3:00 | 0 | 0 | 0 | 2 | 0 | 0 | 2 | 0 | 0 | 2 | 0 | 0 | 2 | 0 | 0 | 2 | 0 | 0 | 2 | 0 | 0 | 2 | 0 | 1 | E | 9 | 1 | E | 9 | 12.5 | E | 9 | 4.8 | E | 9 | 59 | A | 7 | 1004 | E | 9 | 20 | E | 9 | 1.1 | E | 9 | -9900 | ? | 0 | 21670 | E | 9 | 1.8 | E | 8 | 0.11 | F | 8 | 0.13 | F | 8 | -9900 | -9900 | ? | 0
1998-04-22 | 4:00 | 0 | 0 | 0 | 2 | 0 | 0 | 2 | 0 | 0 | 2 | 0 | 0 | 2 | 0 | 0 | 2 | 0 | 0 | 2 | 0 | 0 | 2 | 0 | 1 | E | 9 | 0 | E | 9 | 11.8 | E | 9 | 3.9 | E | 9 | 58 | A | 7 | 1004 | E | 9 | 360 | E | 9 | 0.6 | E | 9 | -9900 | ? | 0 | 77777 | E | 9 | 1.8 | E | 8 | 0.11 | F | 8 | 0.13 | F | 8 | -9900 | -9900 | ? | 0
1998-04-22 | 5:00 | 0 | 0 | 0 | 2 | 0 | 0 | 2 | 0 | 0 | 2 | 0 | 0 | 2 | 0 | 0 | 2 | 0 | 0 | 2 | 0 | 0 | 2 | 0 | 0 | E | 9 | 0 | A | 7 | 11 | A | 7 | 4 | A | 7 | 62 | A | 7 | 1004 | E | 9 | 0 | A | 7 | 0 | A | 7 | 16100 | A | 7 | 77777 | A | 7 | 1.8 | E | 8 | 0.11 | F | 8 | 0.13 | F | 8 | -9900 | -9900 | ? | 0
1998-04-22 | 6:00 | 52 | 913 | 2 | 2 | 8 | 0 | 2 | 15 | 2 | 2 | 8 | 300 | 2 | 8 | 0 | 2 | 15 | 300 | 2 | 8 | 80 | 2 | 19 | 2 | B | 8 | 1 | B | 8 | 11.9 | B | 8 | 4.6 | B | 8 | 61 | A | 7 | 1004 | E | 9 | 0 | B | 8 | 0 | B | 8 | -9900 | ? | 0 | 77777 | B | 8 | 1.8 | E | 8 | 0.11 | F | 8 | 0.13 | F | 8 | -9900 | -9900 | ? | 0
1998-04-22 | 7:00 | 278 | 1352 | 102 | 2 | 8 | 136 | 2 | 15 | 74 | 2 | 8 | 10800 | 2 | 8 | 10300 | 2 | 15 | 8700 | 2 | 8 | 1410 | 2 | 19 | 3 | B | 8 | 3 | B | 8 | 13.7 | B | 8 | 5.7 | B | 8 | 58 | A | 7 | 1004 | E | 9 | 0 | B | 8 | 0 | B | 8 | -9900 | ? | 0 | 77777 | B | 8 | 1.8 | E | 8 | 0.11 | F | 8 | 0.13 | F | 8 | -9900 | -9900 | ? | 0
1998-04-22 | 8:00 | 517 | 1352 | 239 | 2 | 8 | 185 | 2 | 15 | 168 | 2 | 8 | 25900 | 2 | 8 | 18000 | 2 | 15 | 19000 | 2 | 8 | 3900 | 2 | 19 | 4 | B | 8 | 4 | B | 8 | 15.8 | B | 8 | 6.4 | B | 8 | 54 | A | 7 | 1004 | E | 9 | 0 | B | 8 | 0 | B | 8 | -9900 | ? | 0 | 77777 | B | 8 | 1.8 | E | 8 | 0.11 | F | 8 | 0.13 | F | 8 | -9900 | -9900 | ? | 0
1998-04-22 | 9:00 | 736 | 1352 | 452 | 2 | 8 | 464 | 2 | 15 | 198 | 2 | 8 | 47400 | 2 | 8 | 47000 | 2 | 15 | 21800 | 2 | 8 | 4400 | 2 | 19 | 6 | E | 9 | 5 | E | 9 | 18 | A | 7 | 7 | A | 7 | 49 | A | 7 | 1004 | E | 9 | 0 | A | 7 | 0 | A | 7 | 16100 | A | 7 | 77777 | A | 7 | 1.8 | E | 8 | 0.11 | F | 8 | 0.13 | F | 8 | -9900 | -9900 | ? | 0
1998-04-22 | 10:00 | 918 | 1352 | 639 | 2 | 8 | 643 | 2 | 15 | 201 | 2 | 8 | 66500 | 2 | 8 | 64500 | 2 | 15 | 22600 | 2 | 8 | 5240 | 2 | 19 | 7 | E | 9 | 6 | E | 9 | 19.6 | E | 9 | 6.9 | E | 9 | 44 | A | 7 | 1004 | E | 9 | 0 | E | 9 | 0 | E | 9 | -9900 | ? | 0 | 19460 | E | 9 | 1.8 | E | 8 | 0.11 | F | 8 | 0.13 | F | 8 | -9900 | -9900 | ? | 0
1998-04-22 | 11:00 | 1051 | 1352 | 724 | 2 | 8 | 559 | 2 | 15 | 288 | 2 | 8 | 77100 | 2 | 8 | 58200 | 2 | 15 | 31800 | 2 | 8 | 9780 | 2 | 19 | 7 | E | 9 | 6 | E | 9 | 20.8 | E | 9 | 6.5 | E | 9 | 39 | A | 7 | 1004 | E | 9 | 300 | E | 9 | 0.5 | E | 9 | -9900 | ? | 0 | 17987 | E | 9 | 1.8 | E | 8 | 0.11 | F | 8 | 0.13 | F | 8 | -9900 | -9900 | ? | 0
1998-04-22 | 12:00 | 1127 | 1352 | 650 | 2 | 8 | 311 | 2 | 15 | 390 | 2 | 8 | 70600 | 2 | 8 | 33700 | 2 | 15 | 42400 | 2 | 8 | 15280 | 2 | 19 | 8 | E | 9 | 7 | E | 9 | 21.8 | E | 9 | 7 | E | 9 | 38 | A | 7 | 1004 | E | 9 | 0 | E | 9 | 0 | E | 9 | -9900 | ? | 0 | 15475 | E | 9 | 1.9 | E | 8 | 0.11 | F | 8 | 0.13 | F | 8 | -9900 | -9900 | ? | 0
1998-04-22 | 13:00 | 1140 | 1352 | 618 | 2 | 8 | 265 | 2 | 15 | 394 | 2 | 8 | 67200 | 2 | 8 | 28700 | 2 | 15 | 42900 | 2 | 8 | 15890 | 2 | 19 | 9 | E | 9 | 8 | E | 9 | 22.8 | E | 9 | 7.2 | E | 9 | 37 | A | 7 | 1004 | E | 9 | 100 | E | 9 | 1.6 | E | 9 | -9900 | ? | 0 | 12961 | E | 9 | 1.9 | E | 8 | 0.11 | F | 8 | 0.13 | F | 8 | -9900 | -9900 | ? | 0
1998-04-22 | 14:00 | 1088 | 1352 | 425 | 2 | 8 | 55 | 2 | 15 | 381 | 2 | 8 | 46900 | 2 | 8 | 5700 | 2 | 15 | 42300 | 2 | 8 | 15200 | 2 | 19 | 10 | E | 9 | 9 | E | 9 | 23.4 | E | 9 | 7.2 | E | 9 | 35 | A | 7 | 1004 | E | 9 | 120 | E | 9 | 0.6 | E | 9 | -9900 | ? | 0 | 10448 | E | 9 | 1.9 | E | 8 | 0.11 | F | 8 | 0.13 | F | 8 | -9900 | -9900 | ? | 0
1998-04-22 | 15:00 | 977 | 1352 | 405 | 2 | 8 | 79 | 2 | 15 | 347 | 2 | 8 | 44500 | 2 | 8 | 8100 | 2 | 15 | 38600 | 2 | 8 | 12410 | 2 | 19 | 10 | E | 9 | 9 | E | 9 | 24.3 | E | 9 | 7.8 | E | 9 | 35 | A | 7 | 1004 | E | 9 | 130 | E | 9 | 1.5 | E | 9 | -9900 | ? | 0 | 7935 | E | 9 | 1.9 | E | 8 | 0.11 | F | 8 | 0.13 | F | 8 | -9900 | -9900 | ? | 0
1998-04-22 | 16:00 | 813 | 1352 | 255 | 2 | 8 | 19 | 2 | 15 | 243 | 2 | 8 | 29200 | 2 | 8 | 1700 | 2 | 15 | 28200 | 2 | 8 | 10130 | 2 | 19 | 10 | E | 9 | 10 | E | 9 | 24.8 | E | 9 | 8.5 | E | 9 | 35 | A | 7 | 1004 | E | 9 | 130 | E | 9 | 2.4 | E | 9 | -9900 | ? | 0 | 5422 | E | 9 | 1.9 | E | 8 | 0.11 | F | 8 | 0.13 | F | 8 | -9900 | -9900 | ? | 0
1998-04-22 | 17:00 | 607 | 1352 | 238 | 2 | 8 | 71 | 2 | 15 | 207 | 2 | 8 | 26200 | 2 | 8 | 7000 | 2 | 15 | 23000 | 2 | 8 | 5840 | 2 | 19 | 10 | E | 9 | 10 | E | 9 | 24.9 | E | 9 | 8.8 | E | 9 | 36 | A | 7 | 1004 | E | 9 | 140 | E | 9 | 1.2 | E | 9 | -9900 | ? | 0 | 2909 | E | 9 | 1.9 | E | 8 | 0.11 | F | 8 | 0.13 | F | 8 | -9900 | -9900 | ? | 0
1998-04-22 | 18:00 | 374 | 1352 | 216 | 2 | 8 | 292 | 2 | 15 | 135 | 2 | 8 | 22400 | 2 | 8 | 25400 | 2 | 15 | 15400 | 2 | 8 | 2830 | 2 | 19 | 10 | E | 9 | 10 | E | 9 | 23 | E | 9 | 8.7 | E | 9 | 40 | A | 7 | 1004 | E | 9 | 230 | E | 9 | 1.6 | E | 9 | -9900 | ? | 0 | 396 | E | 9 | 1.9 | E | 8 | 0.11 | F | 8 | 0.13 | F | 8 | -9900 | -9900 | ? | 0
1998-04-22 | 19:00 | 133 | 1352 | 0 | 2 | 8 | 0 | 2 | 15 | 0 | 2 | 8 | 0 | 2 | 8 | 0 | 2 | 15 | 0 | 2 | 8 | 0 | 2 | 19 | 9 | E | 9 | 8 | E | 9 | 20.5 | E | 9 | 8.5 | E | 9 | 46 | A | 7 | 1004 | E | 9 | 250 | E | 9 | 2.9 | E | 9 | -9900 | ? | 0 | 8225 | E | 9 | 1.9 | E | 8 | 0.11 | F | 8 | 0.13 | F | 8 | -9900 | -9900 | ? | 0
1998-04-22 | 20:00 | 1 | 101 | 0 | 2 | 8 | 0 | 2 | 15 | 0 | 2 | 8 | 0 | 2 | 8 | 0 | 2 | 15 | 0 | 2 | 8 | 0 | 2 | 19 | 4 | E | 9 | 4 | E | 9 | 18.5 | E | 9 | 8.4 | E | 9 | 52 | A | 7 | 1004 | E | 9 | 260 | E | 9 | 3.5 | E | 9 | -9900 | ? | 0 | 16055 | E | 9 | 1.9 | E | 8 | 0.11 | F | 8 | 0.13 | F | 8 | -9900 | -9900 | ? | 0
1998-04-22 | 21:00 | 0 | 0 | 0 | 2 | 0 | 0 | 2 | 0 | 0 | 2 | 0 | 0 | 2 | 0 | 0 | 2 | 0 | 0 | 2 | 0 | 0 | 2 | 0 | 6 | E | 9 | 6 | E | 9 | 17 | E | 9 | 8.4 | E | 9 | 57 | A | 7 | 1004 | E | 9 | 300 | E | 9 | 4.5 | E | 9 | -9900 | ? | 0 | 11173 | E | 9 | 2 | E | 8 | 0.11 | F | 8 | 0.13 | F | 8 | -9900 | -9900 | ? | 0
1998-04-22 | 22:00 | 0 | 0 | 0 | 2 | 0 | 0 | 2 | 0 | 0 | 2 | 0 | 0 | 2 | 0 | 0 | 2 | 0 | 0 | 2 | 0 | 0 | 2 | 0 | 8 | E | 9 | 8 | E | 9 | 16.1 | E | 9 | 8.2 | E | 9 | 59 | A | 7 | 1004 | E | 9 | 320 | E | 9 | 4.2 | E | 9 | -9900 | ? | 0 | 6292 | E | 9 | 2 | E | 8 | 0.11 | F | 8 | 0.13 | F | 8 | -9900 | -9900 | ? | 0
1998-04-22 | 23:00 | 0 | 0 | 0 | 2 | 0 | 0 | 2 | 0 | 0 | 2 | 0 | 0 | 2 | 0 | 0 | 2 | 0 | 0 | 2 | 0 | 0 | 2 | 0 | 10 | E | 9 | 10 | A | 7 | 15 | A | 7 | 8 | A | 7 | 63 | A | 7 | 1004 | E | 9 | 330 | A | 7 | 3.1 | A | 7 | 11300 | A | 7 | 1410 | A | 7 | 2 | E | 8 | 0.11 | F | 8 | 0.13 | F | 8 | 0 | 1 | A | 7
1998-04-22 | 24:00 | 0 | 0 | 0 | 2 | 0 | 0 | 2 | 0 | 0 | 2 | 0 | 0 | 2 | 0 | 0 | 2 | 0 | 0 | 2 | 0 | 0 | 2 | 0 | 5 | B | 8 | 5 | B | 8 | 14.6 | B | 8 | 8.1 | B | 8 | 65 | A | 7 | 1004 | E | 9 | 320 | B | 8 | 2.9 | B | 8 | -9900 | ? | 0 | 11705 | B | 8 | 2 | E | 8 | 0.11 | F | 8 | 0.13 | F | 8 | -9900 | -9900 | ? | 0
1998-04-23 | 1:00 | 0 | 0 | 0 | 2 | 0 | 0 | 2 | 0 | 0 | 2 | 0 | 0 | 2 | 0 | 0 | 2 | 0 | 0 | 2 | 0 | 0 | 2 | 0 | 0 | E | 9 | 0 | A | 7 | 14 | A | 7 | 8 | A | 7 | 67 | A | 7 | 1004 | E | 9 | 310 | A | 7 | 2.6 | A | 7 | 16100 | A | 7 | 77777 | A | 7 | 2 | E | 8 | 0.111 | F | 8 | 0.13 | F | 8 | -9900 | -9900 | ? | 0
1998-04-23 | 2:00 | 0 | 0 | 0 | 2 | 0 | 0 | 2 | 0 | 0 | 2 | 0 | 0 | 2 | 0 | 0 | 2 | 0 | 0 | 2 | 0 | 0 | 2 | 0 | 5 | B | 8 | 5 | B | 8 | 13.4 | B | 8 | 7.9 | B | 8 | 69 | A | 7 | 1004 | E | 9 | 310 | B | 8 | 3.4 | B | 8 | -9900 | ? | 0 | 11510 | B | 8 | 2 | E | 8 | 0.111 | F | 8 | 0.13 | F | 8 | -9900 | -9900 | ? | 0
1998-04-23 | 3:00 | 0 | 0 | 0 | 2 | 0 | 0 | 2 | 0 | 0 | 2 | 0 | 0 | 2 | 0 | 0 | 2 | 0 | 0 | 2 | 0 | 0 | 2 | 0 | 10 | E | 9 | 10 | A | 7 | 13 | A | 7 | 8 | A | 7 | 72 | A | 7 | 1004 | E | 9 | 300 | A | 7 | 4.1 | A | 7 | 16100 | A | 7 | 1020 | A | 7 | 2 | E | 8 | 0.111 | F | 8 | 0.13 | F | 8 | 0 | 1 | A | 7
1998-04-23 | 4:00 | 0 | 0 | 0 | 2 | 0 | 0 | 2 | 0 | 0 | 2 | 0 | 0 | 2 | 0 | 0 | 2 | 0 | 0 | 2 | 0 | 0 | 2 | 0 | 10 | E | 9 | 10 | E | 9 | 13.9 | E | 9 | 8.6 | E | 9 | 70 | A | 7 | 1004 | E | 9 | 290 | E | 9 | 3 | E | 9 | -9900 | ? | 0 | 0 | E | 9 | 2 | E | 8 | 0.111 | F | 8 | 0.13 | F | 8 | -9900 | -9900 | ? | 0
1998-04-23 | 5:00 | 0 | 0 | 0 | 2 | 0 | 0 | 2 | 0 | 0 | 2 | 0 | 0 | 2 | 0 | 0 | 2 | 0 | 0 | 2 | 0 | 0 | 2 | 0 | 10 | E | 9 | 10 | E | 9 | 12.7 | E | 9 | 5.1 | E | 9 | 60 | A | 7 | 1004 | E | 9 | 200 | E | 9 | 1.2 | E | 9 | -9900 | ? | 0 | 0 | E | 9 | 2 | E | 8 | 0.111 | F | 8 | 0.13 | F | 8 | -9900 | -9900 | ? | 0
1998-04-23 | 6:00 | 56 | 957 | 1 | 2 | 8 | 0 | 2 | 15 | 1 | 2 | 8 | 100 | 2 | 8 | 0 | 2 | 15 | 100 | 2 | 8 | 40 | 2 | 19 | 10 | E | 9 | 10 | E | 9 | 11.6 | E | 9 | 4.7 | E | 9 | 63 | A | 7 | 1004 | E | 9 | 250 | E | 9 | 1.7 | E | 9 | -9900 | ? | 0 | 0 | E | 9 | 1.9 | E | 8 | 0.111 | F | 8 | 0.13 | F | 8 | -9900 | -9900 | ? | 0
1998-04-23 | 7:00 | 284 | 1352 | 25 | 2 | 8 | 0 | 2 | 15 | 25 | 2 | 8 | 3000 | 2 | 8 | 0 | 2 | 15 | 3000 | 2 | 8 | 1050 | 2 | 19 | 10 | E | 9 | 10 | E | 9 | 12.4 | E | 9 | 3.3 | E | 9 | 54 | A | 7 | 1004 | E | 9 | 240 | E | 9 | 3.5 | E | 9 | -9900 | ? | 0 | 0 | E | 9 | 1.9 | E | 8 | 0.111 | F | 8 | 0.13 | F | 8 | -9900 | -9900 | ? | 0
1998-04-23 | 8:00 | 523 | 1352 | 83 | 2 | 8 | 0 | 2 | 15 | 83 | 2 | 8 | 9800 | 2 | 8 | 0 | 2 | 15 | 9800 | 2 | 8 | 3590 | 2 | 19 | 10 | E | 9 | 10 | E | 9 | 12.3 | E | 9 | 3.9 | E | 9 | 56 | A | 7 | 1004 | E | 9 | 260 | E | 9 | 3.9 | E | 9 | -9900 | ? | 0 | 0 | E | 9 | 1.9 | E | 8 | 0.111 | F | 8 | 0.13 | F | 8 | -9900 | -9900 | ? | 0
1998-04-23 | 9:00 | 741 | 1352 | 87 | 2 | 8 | 0 | 2 | 15 | 87 | 2 | 8 | 10700 | 2 | 8 | 0 | 2 | 15 | 10700 | 2 | 8 | 4240 | 2 | 19 | 8 | E | 9 | 8 | E | 9 | 12.1 | E | 9 | 4.4 | E | 9 | 59 | A | 7 | 1004 | E | 9 | 280 | E | 9 | 3.7 | E | 9 | -9900 | ? | 0 | 3743 | E | 9 | 1.8 | E | 8 | 0.111 | F | 8 | 0.13 | F | 8 | -9900 | -9900 | ? | 0
1998-04-23 | 10:00 | 922 | 1352 | 109 | 2 | 8 | 0 | 2 | 15 | 109 | 2 | 8 | 13500 | 2 | 8 | 0 | 2 | 15 | 13500 | 2 | 8 | 5590 | 2 | 19 | 10 | E | 9 | 10 | A | 7 | 12 | A | 7 | 4 | A | 7 | 58 | A | 7 | 1004 | E | 9 | 290 | A | 7 | 4.1 | A | 7 | 16100 | A | 7 | 780 | A | 7 | 1.8 | E | 8 | 0.111 | F | 8 | 0.13 | F | 8 | 0 | 1 | A | 7
1998-04-23 | 11:00 | 1055 | 1352 | 125 | 2 | 8 | 0 | 2 | 15 | 125 | 2 | 8 | 15700 | 2 | 8 | 0 | 2 | 15 | 15700 | 2 | 8 | 6570 | 2 | 19 | 10 | B | 8 | 10 | B | 8 | 12.7 | B | 8 | 3.9 | B | 8 | 55 | A | 7 | 1004 | E | 9 | 290 | B | 8 | 3.9 | B | 8 | -9900 | ? | 0 | 863 | B | 8 | 1.7 | E | 8 | 0.111 | F | 8 | 0.13 | F | 8 | -9900 | -9900 | ? | 0
1998-04-23 | 12:00 | 1131 | 1352 | 201 | 2 | 8 | 0 | 2 | 15 | 201 | 2 | 8 | 24600 | 2 | 8 | 0 | 2 | 15 | 24600 | 2 | 8 | 10060 | 2 | 19 | 10 | B | 8 | 10 | B | 8 | 13.3 | B | 8 | 4.2 | B | 8 | 54 | A | 7 | 1004 | E | 9 | 300 | B | 8 | 3.6 | B | 8 | -9900 | ? | 0 | 945 | B | 8 | 1.7 | E | 8 | 0.111 | F | 8 | 0.13 | F | 8 | -9900 | -9900 | ? | 0
1998-04-23 | 13:00 | 1143 | 1352 | 153 | 2 | 8 | 0 | 2 | 15 | 153 | 2 | 8 | 19100 | 2 | 8 | 0 | 2 | 15 | 19100 | 2 | 8 | 7960 | 2 | 19 | 10 | B | 8 | 10 | B | 8 | 13.8 | B | 8 | 4.3 | B | 8 | 53 | A | 7 | 1004 | E | 9 | 300 | B | 8 | 3.4 | B | 8 | -9900 | ? | 0 | 1028 | B | 8 | 1.6 | E | 8 | 0.111 | F | 8 | 0.13 | F | 8 | -9900 | -9900 | ? | 0
1998-04-23 | 14:00 | 1092 | 1352 | 203 | 2 | 8 | 0 | 2 | 15 | 203 | 2 | 8 | 24700 | 2 | 8 | 0 | 2 | 15 | 24700 | 2 | 8 | 10080 | 2 | 19 | 10 | E | 9 | 10 | A | 7 | 14 | A | 7 | 4 | A | 7 | 51 | A | 7 | 1004 | E | 9 | 300 | A | 7 | 3.1 | A | 7 | 16100 | A | 7 | 1110 | A | 7 | 1.6 | E | 8 | 0.111 | F | 8 | 0.13 | F | 8 | -9900 | -9900 | ? | 0
1998-04-23 | 15:00 | 980 | 1352 | 133 | 2 | 8 | 0 | 2 | 15 | 133 | 2 | 8 | 16400 | 2 | 8 | 0 | 2 | 15 | 16400 | 2 | 8 | 6800 | 2 | 19 | 10 | B | 8 | 10 | B | 8 | 13.4 | B | 8 | 3.8 | B | 8 | 52 | A | 7 | 1004 | E | 9 | 300 | B | 8 | 4.1 | B | 8 | -9900 | ? | 0 | 1200 | B | 8 | 1.5 | E | 8 | 0.111 | F | 8 | 0.13 | F | 8 | -9900 | -9900 | ? | 0
1998-04-23 | 16:00 | 816 | 1352 | 99 | 2 | 8 | 0 | 2 | 15 | 99 | 2 | 8 | 12200 | 2 | 8 | 0 | 2 | 15 | 12200 | 2 | 8 | 4920 | 2 | 19 | 10 | B | 8 | 10 | B | 8 | 12.5 | B | 8 | 3.6 | B | 8 | 55 | A | 7 | 1004 | E | 9 | 290 | B | 8 | 5.2 | B | 8 | -9900 | ? | 0 | 1290 | B | 8 | 1.5 | E | 8 | 0.111 | F | 8 | 0.13 | F | 8 | -9900 | -9900 | ? | 0
1998-04-23 | 17:00 | 611 | 1352 | 143 | 2 | 8 | 0 | 2 | 15 | 143 | 2 | 8 | 16500 | 2 | 8 | 0 | 2 | 15 | 16500 | 2 | 8 | 5920 | 2 | 19 | 10 | E | 9 | 10 | A | 7 | 11 | A | 7 | 3 | A | 7 | 58 | A | 7 | 1004 | E | 9 | 290 | A | 7 | 6.2 | A | 7 | 16100 | A | 7 | 1380 | A | 7 | 1.5 | E | 8 | 0.111 | F | 8 | 0.13 | F | 8 | -9900 | -9900 | ? | 0
1998-04-23 | 18:00 | 379 | 1352 | 86 | 2 | 8 | 0 | 2 | 15 | 86 | 2 | 8 | 9800 | 2 | 8 | 0 | 2 | 15 | 9800 | 2 | 8 | 3230 | 2 | 19 | 9 | E | 9 | 9 | E | 9 | 11.9 | E | 9 | 3 | E | 9 | 54 | A | 7 | 1004 | E | 9 | 280 | E | 9 | 4.3 | E | 9 | -9900 | ? | 0 | 3478 | E | 9 | 1.4 | E | 8 | 0.111 | F | 8 | 0.13 | F | 8 | -9900 | -9900 | ? | 0
1998-04-23 | 19:00 | 137 | 1352 | 0 | 2 | 8 | 0 | 2 | 15 | 0 | 2 | 8 | 0 | 2 | 8 | 0 | 2 | 15 | 0 | 2 | 8 | 0 | 2 | 19 | 9 | E | 9 | 9 | E | 9 | 10.8 | E | 9 | 3 | E | 9 | 59 | A | 7 | 1004 | E | 9 | 250 | E | 9 | 4.8 | E | 9 | -9900 | ? | 0 | 4527 | E | 9 | 1.4 | E | 8 | 0.111 | F | 8 | 0.13 | F | 8 | -9900 | -9900 | ? | 0
1998-04-23 | 20:00 | 1 | 146 | 0 | 2 | 8 | 0 | 2 | 15 | 0 | 2 | 8 | 0 | 2 | 8 | 0 | 2 | 15 | 0 | 2 | 8 | 0 | 2 | 19 | 8 | E | 9 | 8 | E | 9 | 9.8 | E | 9 | 3 | E | 9 | 63 | A | 7 | 1004 | E | 9 | 220 | E | 9 | 5.4 | E | 9 | -9900 | ? | 0 | 6505 | E | 9 | 1.3 | E | 8 | 0.111 | F | 8 | 0.13 | F | 8 | -9900 | -9900 | ? | 0
1998-04-23 | 21:00 | 0 | 0 | 0 | 2 | 0 | 0 | 2 | 0 | 0 | 2 | 0 | 0 | 2 | 0 | 0 | 2 | 0 | 0 | 2 | 0 | 0 | 2 | 0 | 6 | E | 9 | 6 | E | 9 | 9.7 | E | 9 | 3 | E | 9 | 63 | A | 7 | 1004 | E | 9 | 250 | E | 9 | 6.6 | E | 9 | -9900 | ? | 0 | 8723 | E | 9 | 1.3 | E | 8 | 0.111 | F | 8 | 0.13 | F | 8 | -9900 | -9900 | ? | 0
1998-04-23 | 22:00 | 0 | 0 | 0 | 2 | 0 | 0 | 2 | 0 | 0 | 2 | 0 | 0 | 2 | 0 | 0 | 2 | 0 | 0 | 2 | 0 | 0 | 2 | 0 | 6 | E | 9 | 6 | E | 9 | 8.6 | E | 9 | 2 | E | 9 | 63 | A | 7 | 1004 | E | 9 | 240 | E | 9 | 5.6 | E | 9 | -9900 | ? | 0 | 9982 | E | 9 | 1.2 | E | 8 | 0.111 | F | 8 | 0.13 | F | 8 | -9900 | -9900 | ? | 0
1998-04-23 | 23:00 | 0 | 0 | 0 | 2 | 0 | 0 | 2 | 0 | 0 | 2 | 0 | 0 | 2 | 0 | 0 | 2 | 0 | 0 | 2 | 0 | 0 | 2 | 0 | 6 | E | 9 | 6 | E | 9 | 7.5 | E | 9 | 2 | E | 9 | 68 | A | 7 | 1004 | E | 9 | 210 | E | 9 | 3.4 | E | 9 | -9900 | ? | 0 | 11840 | E | 9 | 1.2 | E | 8 | 0.111 | F | 8 | 0.13 | F | 8 | -9900 | -9900 | ? | 0
1998-04-23 | 24:00 | 0 | 0 | 0 | 2 | 0 | 0 | 2 | 0 | 0 | 2 | 0 | 0 | 2 | 0 | 0 | 2 | 0 | 0 | 2 | 0 | 0 | 2 | 0 | 5 | E | 9 | 5 | E | 9 | 7.4 | E | 9 | 2 | E | 9 | 69 | A | 7 | 1004 | E | 9 | 170 | E | 9 | 1.2 | E | 9 | -9900 | ? | 0 | 13758 | E | 9 | 1.2 | E | 8 | 0.111 | F | 8 | 0.13 | F | 8 | -9900 | -9900 | ? | 0
1998-04-24 | 1:00 | 0 | 0 | 0 | 2 | 0 | 0 | 2 | 0 | 0 | 2 | 0 | 0 | 2 | 0 | 0 | 2 | 0 | 0 | 2 | 0 | 0 | 2 | 0 | 4 | E | 9 | 4 | E | 9 | 6.3 | E | 9 | 1 | E | 9 | 69 | A | 7 | 1004 | E | 9 | 140 | E | 9 | 1.7 | E | 9 | -9900 | ? | 0 | 15212 | E | 9 | 1.1 | E | 8 | 0.111 | F | 8 | 0.13 | F | 8 | -9900 | -9900 | ? | 0
1998-04-24 | 2:00 | 0 | 0 | 0 | 2 | 0 | 0 | 2 | 0 | 0 | 2 | 0 | 0 | 2 | 0 | 0 | 2 | 0 | 0 | 2 | 0 | 0 | 2 | 0 | 3 | E | 9 | 3 | E | 9 | 6.3 | E | 9 | 1 | E | 9 | 69 | A | 7 | 1004 | E | 9 | 0 | E | 9 | 0 | E | 9 | -9900 | ? | 0 | 16665 | E | 9 | 1.1 | E | 8 | 0.111 | F | 8 | 0.13 | F | 8 | -9900 | -9900 | ? | 0
1998-04-24 | 3:00 | 0 | 0 | 0 | 2 | 0 | 0 | 2 | 0 | 0 | 2 | 0 | 0 | 2 | 0 | 0 | 2 | 0 | 0 | 2 | 0 | 0 | 2 | 0 | 2 | E | 9 | 2 | E | 9 | 6.2 | E | 9 | 1 | E | 9 | 69 | A | 7 | 1004 | E | 9 | 80 | E | 9 | 1.4 | E | 9 | -9900 | ? | 0 | 18973 | E | 9 | 1 | E | 8 | 0.111 | F | 8 | 0.13 | F | 8 | -9900 | -9900 | ? | 0
1998-04-24 | 4:00 | 0 | 0 | 0 | 2 | 0 | 0 | 2 | 0 | 0 | 2 | 0 | 0 | 2 | 0 | 0 | 2 | 0 | 0 | 2 | 0 | 0 | 2 | 0 | 1 | E | 9 | 1 | E | 9 | 6.1 | E | 9 | 1 | E | 9 | 70 | A | 7 | 1004 | E | 9 | 0 | E | 9 | 0 | E | 9 | -9900 | ? | 0 | 20202 | E | 9 | 1 | E | 8 | 0.111 | F | 8 | 0.13 | F | 8 | -9900 | -9900 | ? | 0
1998-04-24 | 5:00 | 0 | 0 | 0 | 2 | 0 | 0 | 2 | 0 | 0 | 2 | 0 | 0 | 2 | 0 | 0 | 2 | 0 | 0 | 2 | 0 | 0 | 2 | 0 | 0 | E | 9 | 0 | A | 7 | 6 | A | 7 | 1 | A | 7 | 70 | A | 7 | 1004 | E | 9 | 0 | A | 7 | 0 | A | 7 | 16100 | A | 7 | 77777 | A | 7 | 1 | E | 8 | 0.111 | F | 8 | 0.13 | F | 8 | -9900 | -9900 | ? | 0
1998-04-24 | 6:00 | 60 | 1002 | 10 | 2 | 8 | 81 | 2 | 15 | 7 | 2 | 8 | 1300 | 2 | 8 | 3900 | 2 | 15 | 1100 | 2 | 8 | 140 | 2 | 19 | 0 | E | 9 | 0 | E | 9 | 7.6 | E | 9 | 2.1 | E | 9 | 68 | A | 7 | 1004 | E | 9 | 0 | E | 9 | 0 | E | 9 | -9900 | ? | 0 | 77777 | E | 9 | 1 | E | 8 | 0.111 | F | 8 | 0.13 | F | 8 | -9900 | -9900 | ? | 0
1998-04-24 | 7:00 | 290 | 1351 | 136 | 2 | 8 | 356 | 2 | 15 | 60 | 2 | 8 | 14400 | 2 | 8 | 27600 | 2 | 15 | 8500 | 2 | 8 | 1080 | 2 | 19 | 0 | E | 9 | 0 | E | 9 | 8.9 | E | 9 | 2.1 | E | 9 | 62 | A | 7 | 1004 | E | 9 | 120 | E | 9 | 1.2 | E | 9 | -9900 | ? | 0 | 77777 | E | 9 | 1 | E | 8 | 0.111 | F | 8 | 0.13 | F | 8 | -9900 | -9900 | ? | 0
1998-04-24 | 8:00 | 528 | 1351 | 324 | 2 | 8 | 467 | 2 | 15 | 142 | 2 | 8 | 33800 | 2 | 8 | 44500 | 2 | 15 | 16400 | 2 | 8 | 2800 | 2 | 19 | 4 | E | 9 | 4 | E | 9 | 9.3 | E | 9 | 2.7 | E | 9 | 63 | A | 7 | 1004 | E | 9 | 140 | E | 9 | 1.1 | E | 9 | -9900 | ? | 0 | 9982 | E | 9 | 1 | E | 8 | 0.111 | F | 8 | 0.13 | F | 8 | -9900 | -9900 | ? | 0
1998-04-24 | 9:00 | 746 | 1351 | 309 | 2 | 8 | 116 | 2 | 15 | 245 | 2 | 8 | 33700 | 2 | 8 | 12000 | 2 | 15 | 27000 | 2 | 8 | 6350 | 2 | 19 | 0 | E | 9 | 0 | E | 9 | 11.1 | E | 9 | 3.2 | E | 9 | 58 | A | 7 | 1004 | E | 9 | 130 | E | 9 | 2.4 | E | 9 | -9900 | ? | 0 | 77777 | E | 9 | 1 | E | 8 | 0.111 | F | 8 | 0.13 | F | 8 | -9900 | -9900 | ? | 0
1998-04-24 | 10:00 | 927 | 1351 | 344 | 2 | 8 | 47 | 2 | 15 | 312 | 2 | 8 | 37900 | 2 | 8 | 4800 | 2 | 15 | 34600 | 2 | 8 | 10850 | 2 | 19 | 7 | E | 9 | 7 | E | 9 | 11.5 | E | 9 | 2.1 | E | 9 | 52 | A | 7 | 1004 | E | 9 | 120 | E | 9 | 1.2 | E | 9 | -9900 | ? | 0 | 1980 | E | 9 | 1 | E | 8 | 0.111 | F | 8 | 0.13 | F | 8 | -9900 | -9900 | ? | 0
1998-04-24 | 11:00 | 1059 | 1351 | 576 | 2 | 8 | 256 | 2 | 15 | 375 | 2 | 8 | 62300 | 2 | 8 | 27700 | 2 | 15 | 40500 | 2 | 8 | 12940 | 2 | 19 | 3 | E | 9 | 3 | E | 9 | 12.8 | E | 9 | 2.7 | E | 9 | 50 | A | 7 | 1004 | E | 9 | 0 | E | 9 | 0 | E | 9 | -9900 | ? | 0 | 18344 | E | 9 | 1.1 | E | 8 | 0.111 | F | 8 | 0.13 | F | 8 | -9900 | -9900 | ? | 0
1998-04-24 | 12:00 | 1134 | 1351 | 627 | 2 | 8 | 263 | 2 | 15 | 405 | 2 | 8 | 67900 | 2 | 8 | 28500 | 2 | 15 | 43900 | 2 | 8 | 16240 | 2 | 19 | 10 | E | 9 | 10 | E | 9 | 13.7 | E | 9 | 2.8 | E | 9 | 48 | A | 7 | 1004 | E | 9 | 190 | E | 9 | 0.9 | E | 9 | -9900 | ? | 0 | 0 | E | 9 | 1.1 | E | 8 | 0.111 | F | 8 | 0.13 | F | 8 | -9900 | -9900 | ? | 0
1998-04-24 | 13:00 | 1146 | 1351 | 844 | 2 | 8 | 644 | 2 | 15 | 296 | 2 | 8 | 87700 | 2 | 8 | 64500 | 2 | 15 | 32800 | 2 | 8 | 12120 | 2 | 19 | 6 | E | 9 | 6 | E | 9 | 14.4 | E | 9 | 2.6 | E | 9 | 45 | A | 7 | 1004 | E | 9 | 0 | E | 9 | 0 | E | 9 | -9900 | ? | 0 | 10072 | E | 9 | 1.1 | E | 8 | 0.111 | F | 8 | 0.13 | F | 8 | -9900 | -9900 | ? | 0
1998-04-24 | 14:00 | 1095 | 1351 | 640 | 2 | 8 | 333 | 2 | 15 | 370 | 2 | 8 | 69600 | 2 | 8 | 36100 | 2 | 15 | 40300 | 2 | 8 | 13540 | 2 | 19 | 6 | E | 9 | 6 | E | 9 | 14.8 | E | 9 | 2.1 | E | 9 | 42 | A | 7 | 1004 | E | 9 | 280 | E | 9 | 7.3 | E | 9 | -9900 | ? | 0 | 5936 | E | 9 | 1.1 | E | 8 | 0.111 | F | 8 | 0.13 | F | 8 | -9900 | -9900 | ? | 0
1998-04-24 | 15:00 | 983 | 1351 | 623 | 2 | 8 | 434 | 2 | 15 | 306 | 2 | 8 | 65300 | 2 | 8 | 45000 | 2 | 15 | 32500 | 2 | 8 | 9270 | 2 | 19 | 9 | E | 9 | 9 | A | 7 | 15 | A | 7 | 2 | A | 7 | 41 | A | 7 | 1004 | E | 9 | 280 | A | 7 | 6.7 | A | 7 | 16100 | A | 7 | 1800 | A | 7 | 1.1 | E | 8 | 0.111 | F | 8 | 0.13 | F | 8 | -9900 | -9900 | ? | 0
1998-04-24 | 16:00 | 820 | 1351 | 579 | 2 | 8 | 640 | 2 | 15 | 190 | 2 | 8 | 59800 | 2 | 8 | 63500 | 2 | 15 | 21200 | 2 | 8 | 4350 | 2 | 19 | 7 | B | 8 | 7 | B | 8 | 15 | B | 8 | 1.9 | B | 8 | 41 | A | 7 | 1004 | E | 9 | 290 | B | 8 | 5.9 | B | 8 | -9900 | ? | 0 | 6850 | B | 8 | 1.1 | E | 8 | 0.111 | F | 8 | 0.13 | F | 8 | -9900 | -9900 | ? | 0
1998-04-24 | 17:00 | 615 | 1351 | 443 | 2 | 8 | 722 | 2 | 15 | 114 | 2 | 8 | 46100 | 2 | 8 | 69900 | 2 | 15 | 14200 | 2 | 8 | 2310 | 2 | 19 | 5 | B | 8 | 5 | B | 8 | 14.6 | B | 8 | 1.4 | B | 8 | 41 | A | 7 | 1004 | E | 9 | 300 | B | 8 | 5.1 | B | 8 | -9900 | ? | 0 | 11900 | B | 8 | 1.1 | E | 8 | 0.111 | F | 8 | 0.13 | F | 8 | -9900 | -9900 | ? | 0
1998-04-24 | 18:00 | 383 | 1351 | 254 | 2 | 8 | 550 | 2 | 15 | 98 | 2 | 8 | 26400 | 2 | 8 | 47600 | 2 | 15 | 12900 | 2 | 8 | 1830 | 2 | 19 | 2 | B | 8 | 2 | B | 8 | 13.5 | B | 8 | 1.2 | B | 8 | 43 | A | 7 | 1004 | E | 9 | 300 | B | 8 | 4.4 | B | 8 | -9900 | ? | 0 | 16950 | B | 8 | 1.1 | E | 8 | 0.111 | F | 8 | 0.13 | F | 8 | -9900 | -9900 | ? | 0
1998-04-24 | 19:00 | 141 | 1351 | 0 | 2 | 8 | 0 | 2 | 15 | 0 | 2 | 8 | 0 | 2 | 8 | 0 | 2 | 15 | 0 | 2 | 8 | 0 | 2 | 19 | 0 | E | 9 | 0 | E | 9 | 12 | A | 7 | 1 | A | 7 | 47 | A | 7 | 1004 | E | 9 | 310 | A | 7 | 3.6 | A | 7 | 16100 | A | 7 | 77777 | A | 7 | 1.2 | E | 8 | 0.111 | F | 8 | 0.13 | F | 8 | -9900 | -9900 | ? | 0
1998-04-24 | 20:00 | 2 | 169 | 0 | 2 | 8 | 0 | 2 | 15 | 0 | 2 | 8 | 0 | 2 | 8 | 0 | 2 | 15 | 0 | 2 | 8 | 0 | 2 | 19 | 0 | B | 8 | 0 | B | 8 | 10.3 | B | 8 | 0.6 | B | 8 | 51 | A | 7 | 1004 | E | 9 | 320 | B | 8 | 3.2 | B | 8 | -9900 | ? | 0 | 77777 | B | 8 | 1.2 | E | 8 | 0.111 | F | 8 | 0.13 | F | 8 | -9900 | -9900 | ? | 0
1998-04-24 | 21:00 | 0 | 0 | 0 | 2 | 0 | 0 | 2 | 0 | 0 | 2 | 0 | 0 | 2 | 0 | 0 | 2 | 0 | 0 | 2 | 0 | 0 | 2 | 0 | 0 | B | 8 | 0 | B | 8 | 8.9 | B | 8 | 0.3 | B | 8 | 55 | A | 7 | 1004 | E | 9 | 320 | B | 8 | 2.9 | B | 8 | -9900 | ? | 0 | 77777 | B | 8 | 1.2 | E | 8 | 0.111 | F | 8 | 0.13 | F | 8 | -9900 | -9900 | ? | 0
1998-04-24 | 22:00 | 0 | 0 | 0 | 2 | 0 | 0 | 2 | 0 | 0 | 2 | 0 | 0 | 2 | 0 | 0 | 2 | 0 | 0 | 2 | 0 | 0 | 2 | 0 | 0 | B | 8 | 0 | B | 8 | 7.9 | B | 8 | -0.1 | B | 8 | 57 | A | 7 | 1004 | E | 9 | 330 | B | 8 | 2.5 | B | 8 | -9900 | ? | 0 | 77777 | B | 8 | 1.2 | E | 8 | 0.111 | F | 8 | 0.13 | F | 8 | -9900 | -9900 | ? | 0
1998-04-24 | 23:00 | 0 | 0 | 0 | 2 | 0 | 0 | 2 | 0 | 0 | 2 | 0 | 0 | 2 | 0 | 0 | 2 | 0 | 0 | 2 | 0 | 0 | 2 | 0 | 0 | B | 8 | 0 | B | 8 | 6.9 | B | 8 | -0.6 | B | 8 | 58 | A | 7 | 1004 | E | 9 | 330 | B | 8 | 2.2 | B | 8 | -9900 | ? | 0 | 77777 | B | 8 | 1.2 | E | 8 | 0.111 | F | 8 | 0.13 | F | 8 | -9900 | -9900 | ? | 0
1998-04-24 | 24:00 | 0 | 0 | 0 | 2 | 0 | 0 | 2 | 0 | 0 | 2 | 0 | 0 | 2 | 0 | 0 | 2 | 0 | 0 | 2 | 0 | 0 | 2 | 0 | 0 | B | 8 | 0 | B | 8 | 6.1 | B | 8 | -0.9 | B | 8 | 60 | A | 7 | 1004 | E | 9 | 340 | B | 8 | 1.8 | B | 8 | -9900 | ? | 0 | 77777 | B | 8 | 1.2 | E | 8 | 0.111 | F | 8 | 0.13 | F | 8 | -9900 | -9900 | ? | 0
1998-04-25 | 1:00 | 0 | 0 | 0 | 2 | 0 | 0 | 2 | 0 | 0 | 2 | 0 | 0 | 2 | 0 | 0 | 2 | 0 | 0 | 2 | 0 | 0 | 2 | 0 | 0 | B | 8 | 0 | B | 8 | 5.1 | B | 8 | -1.3 | B | 8 | 62 | A | 7 | 1004 | E | 9 | 340 | B | 8 | 1.4 | B | 8 | -9900 | ? | 0 | 77777 | B | 8 | 1.2 | E | 8 | 0.112 | F | 8 | 0.13 | F | 8 | -9900 | -9900 | ? | 0
1998-04-25 | 2:00 | 0 | 0 | 0 | 2 | 0 | 0 | 2 | 0 | 0 | 2 | 0 | 0 | 2 | 0 | 0 | 2 | 0 | 0 | 2 | 0 | 0 | 2 | 0 | 0 | B | 8 | 0 | B | 8 | 4.2 | B | 8 | -1.8 | B | 8 | 64 | A | 7 | 1004 | E | 9 | 350 | B | 8 | 1.1 | B | 8 | -9900 | ? | 0 | 77777 | B | 8 | 1.2 | E | 8 | 0.112 | F | 8 | 0.13 | F | 8 | -9900 | -9900 | ? | 0
1998-04-25 | 3:00 | 0 | 0 | 0 | 2 | 0 | 0 | 2 | 0 | 0 | 2 | 0 | 0 | 2 | 0 | 0 | 2 | 0 | 0 | 2 | 0 | 0 | 2 | 0 | 0 | B | 8 | 0 | B | 8 | 3.5 | B | 8 | -2.1 | B | 8 | 65 | A | 7 | 1004 | E | 9 | 350 | B | 8 | 0.7 | B | 8 | -9900 | ? | 0 | 77777 | B | 8 | 1.2 | E | 8 | 0.112 | F | 8 | 0.13 | F | 8 | -9900 | -9900 | ? | 0
1998-04-25 | 4:00 | 0 | 0 | 0 | 2 | 0 | 0 | 2 | 0 | 0 | 2 | 0 | 0 | 2 | 0 | 0 | 2 | 0 | 0 | 2 | 0 | 0 | 2 | 0 | 0 | B | 8 | 0 | B | 8 | 2.7 | B | 8 | -2.5 | B | 8 | 67 | A | 7 | 1004 | E | 9 | 360 | B | 8 | 0.4 | B | 8 | -9900 | ? | 0 | 77777 | B | 8 | 1.3 | E | 8 | 0.112 | F | 8 | 0.13 | F | 8 | -9900 | -9900 | ? | 0
1998-04-25 | 5:00 | 0 | 0 | 0 | 2 | 0 | 0 | 2 | 0 | 0 | 2 | 0 | 0 | 2 | 0 | 0 | 2 | 0 | 0 | 2 | 0 | 0 | 2 | 0 | 0 | E | 9 | 0 | A | 7 | 2 | A | 7 | -3 | A | 7 | 67 | A | 7 | 1004 | E | 9 | 0 | A | 7 | 0 | A | 7 | 16100 | A | 7 | 77777 | A | 7 | 1.3 | E | 8 | 0.112 | F | 8 | 0.13 | F | 8 | -9900 | -9900 | ? | 0
1998-04-25 | 6:00 | 64 | 1024 | 11 | 2 | 8 | 85 | 2 | 15 | 7 | 2 | 8 | 1400 | 2 | 8 | 4200 | 2 | 15 | 1100 | 2 | 8 | 140 | 2 | 19 | 1 | E | 9 | 1 | E | 9 | 1.5 | E | 9 | -3.4 | E | 9 | 68 | A | 7 | 1004 | E | 9 | 0 | E | 9 | 0 | E | 9 | -9900 | ? | 0 | 19509 | E | 9 | 1.3 | E | 8 | 0.112 | F | 8 | 0.13 | F | 8 | -9900 | -9900 | ? | 0
1998-04-25 | 7:00 | 296 | 1350 | 152 | 2 | 8 | 368 | 2 | 15 | 72 | 2 | 8 | 15900 | 2 | 8 | 28700 | 2 | 15 | 9600 | 2 | 8 | 1320 | 2 | 19 | 3 | E | 9 | 2 | E | 9 | 4 | E | 9 | -1.8 | E | 9 | 65 | A | 7 | 1004 | E | 9 | 0 | E | 9 | 0 | E | 9 | -9900 | ? | 0 | 17018 | E | 9 | 1.3 | E | 8 | 0.112 | F | 8 | 0.13 | F | 8 | -9900 | -9900 | ? | 0
1998-04-25 | 8:00 | 533 | 1350 | 256 | 2 | 8 | 208 | 2 | 15 | 173 | 2 | 8 | 27700 | 2 | 8 | 20400 | 2 | 15 | 19600 | 2 | 8 | 4040 | 2 | 19 | 4 | E | 9 | 3 | E | 9 | 8.5 | E | 9 | -1.1 | E | 9 | 50 | A | 7 | 1004 | E | 9 | 0 | E | 9 | 0 | E | 9 | -9900 | ? | 0 | 14226 | E | 9 | 1.3 | E | 8 | 0.112 | F | 8 | 0.13 | F | 8 | -9900 | -9900 | ? | 0
1998-04-25 | 9:00 | 750 | 1350 | 479 | 2 | 8 | 529 | 2 | 15 | 185 | 2 | 8 | 50900 | 2 | 8 | 53800 | 2 | 15 | 21000 | 2 | 8 | 4130 | 2 | 19 | 0 | E | 9 | 0 | E | 9 | 11 | E | 9 | -1.5 | E | 9 | 41 | A | 7 | 1004 | E | 9 | 240 | E | 9 | 1.6 | E | 9 | -9900 | ? | 0 | 77777 | E | 9 | 1.3 | E | 8 | 0.112 | F | 8 | 0.13 | F | 8 | -9900 | -9900 | ? | 0
1998-04-25 | 10:00 | 931 | 1350 | 514 | 2 | 8 | 277 | 2 | 15 | 323 | 2 | 8 | 55300 | 2 | 8 | 29800 | 2 | 15 | 34700 | 2 | 8 | 9260 | 2 | 19 | 0 | E | 9 | 0 | E | 9 | 12.5 | E | 9 | -0.9 | E | 9 | 39 | A | 7 | 1004 | E | 9 | 280 | E | 9 | 1.3 | E | 9 | -9900 | ? | 0 | 77777 | E | 9 | 1.3 | E | 8 | 0.112 | F | 8 | 0.13 | F | 8 | -9900 | -9900 | ? | 0
1998-04-25 | 11:00 | 1063 | 1350 | 525 | 2 | 8 | 190 | 2 | 15 | 375 | 2 | 8 | 57500 | 2 | 8 | 20200 | 2 | 15 | 41600 | 2 | 8 | 13130 | 2 | 19 | 8 | E | 9 | 7 | E | 9 | 14 | E | 9 | -0.3 | E | 9 | 37 | A | 7 | 1004 | E | 9 | 300 | E | 9 | 0.5 | E | 9 | -9900 | ? | 0 | 6453 | E | 9 | 1.3 | E | 8 | 0.112 | F | 8 | 0.13 | F | 8 | -9900 | -9900 | ? | 0
1998-04-25 | 12:00 | 1138 | 1350 | 680 | 2 | 8 | 353 | 2 | 15 | 382 | 2 | 8 | 74100 | 2 | 8 | 38300 | 2 | 15 | 41800 | 2 | 8 | 15340 | 2 | 19 | 9 | E | 9 | 8 | E | 9 | 15.5 | E | 9 | 0.4 | E | 9 | 36 | A | 7 | 1004 | E | 9 | 330 | E | 9 | 0.8 | E | 9 | -9900 | ? | 0 | 3961 | E | 9 | 1.3 | E | 8 | 0.112 | F | 8 | 0.13 | F | 8 | -9900 | -9900 | ? | 0
1998-04-25 | 13:00 | 1150 | 1350 | 642 | 2 | 8 | 277 | 2 | 15 | 406 | 2 | 8 | 69800 | 2 | 8 | 30000 | 2 | 15 | 44100 | 2 | 8 | 16890 | 2 | 19 | 10 | E | 9 | 10 | A | 7 | 16 | A | 7 | 1 | A | 7 | 36 | A | 7 | 1004 | E | 9 | 0 | A | 7 | 0 | A | 7 | 16100 | A | 7 | 1470 | A | 7 | 1.3 | E | 8 | 0.112 | F | 8 | 0.13 | F | 8 | -9900 | -9900 | ? | 0
1998-04-25 | 14:00 | 1098 | 1350 | 602 | 2 | 8 | 273 | 2 | 15 | 380 | 2 | 8 | 65400 | 2 | 8 | 29600 | 2 | 15 | 41300 | 2 | 8 | 14060 | 2 | 19 | 8 | B | 8 | 8 | B | 8 | 16.5 | B | 8 | 0.6 | B | 8 | 34 | A | 7 | 1004 | E | 9 | 0 | B | 8 | 0 | B | 8 | -9900 | ? | 0 | 6603 | B | 8 | 1.3 | E | 8 | 0.112 | F | 8 | 0.13 | F | 8 | -9900 | -9900 | ? | 0
1998-04-25 | 15:00 | 987 | 1350 | 589 | 2 | 8 | 354 | 2 | 15 | 330 | 2 | 8 | 63700 | 2 | 8 | 38200 | 2 | 15 | 35700 | 2 | 8 | 10090 | 2 | 19 | 7 | B | 8 | 7 | B | 8 | 16.7 | B | 8 | 0.6 | B | 8 | 34 | A | 7 | 1004 | E | 9 | 0 | B | 8 | 0 | B | 8 | -9900 | ? | 0 | 11735 | B | 8 | 1.3 | E | 8 | 0.112 | F | 8 | 0.13 | F | 8 | -9900 | -9900 | ? | 0
1998-04-25 | 16:00 | 823 | 1350 | 515 | 2 | 8 | 447 | 2 | 15 | 242 | 2 | 8 | 53900 | 2 | 8 | 45800 | 2 | 15 | 25900 | 2 | 8 | 5890 | 2 | 19 | 5 | B | 8 | 5 | B | 8 | 16.6 | B | 8 | 0.5 | B | 8 | 34 | A | 7 | 1004 | E | 9 | 0 | B | 8 | 0 | B | 8 | -9900 | ? | 0 | 16868 | B | 8 | 1.3 | E | 8 | 0.112 | F | 8 | 0.13 | F | 8 | -9900 | -9900 | ? | 0
1998-04-25 | 17:00 | 618 | 1350 | 402 | 2 | 8 | 547 | 2 | 15 | 151 | 2 | 8 | 42500 | 2 | 8 | 54000 | 2 | 15 | 17700 | 2 | 8 | 3070 | 2 | 19 | 3 | E | 9 | 3 | E | 9 | 16 | A | 7 | 0 | A | 7 | 34 | A | 7 | 1004 | E | 9 | 0 | A | 7 | 0 | A | 7 | 16100 | A | 7 | 77777 | A | 7 | 1.3 | E | 8 | 0.112 | F | 8 | 0.13 | F | 8 | -9900 | -9900 | ? | 0
1998-04-25 | 18:00 | 387 | 1350 | 241 | 2 | 8 | 469 | 2 | 15 | 107 | 2 | 8 | 24900 | 2 | 8 | 40700 | 2 | 15 | 13200 | 2 | 8 | 2020 | 2 | 19 | 3 | E | 9 | 3 | E | 9 | 15.2 | E | 9 | 2.2 | E | 9 | 41 | A | 7 | 1004 | E | 9 | 0 | E | 9 | 0 | E | 9 | -9900 | ? | 0 | 20533 | E | 9 | 1.3 | E | 8 | 0.112 | F | 8 | 0.13 | F | 8 | -9900 | -9900 | ? | 0
1998-04-25 | 19:00 | 146 | 1350 | 0 | 2 | 8 | 0 | 2 | 15 | 0 | 2 | 8 | 0 | 2 | 8 | 0 | 2 | 15 | 0 | 2 | 8 | 0 | 2 | 19 | 3 | E | 9 | 3 | E | 9 | 12.4 | E | 9 | 1.4 | E | 9 | 47 | A | 7 | 1004 | E | 9 | 0 | E | 9 | 0 | E | 9 | -9900 | ? | 0 | 19756 | E | 9 | 1.3 | E | 8 | 0.112 | F | 8 | 0.13 | F | 8 | -9900 | -9900 | ? | 0
1998-04-25 | 20:00 | 2 | 191 | 0 | 2 | 8 | 0 | 2 | 15 | 0 | 2 | 8 | 0 | 2 | 8 | 0 | 2 | 15 | 0 | 2 | 8 | 0 | 2 | 19 | 4 | E | 9 | 3 | E | 9 | 8.7 | E | 9 | 1.7 | E | 9 | 61 | A | 7 | 1004 | E | 9 | 0 | E | 9 | 0 | E | 9 | -9900 | ? | 0 | 18288 | E | 9 | 1.3 | E | 8 | 0.112 | F | 8 | 0.13 | F | 8 | -9900 | -9900 | ? | 0
1998-04-25 | 21:00 | 0 | 0 | 0 | 2 | 0 | 0 | 2 | 0 | 0 | 2 | 0 | 0 | 2 | 0 | 0 | 2 | 0 | 0 | 2 | 0 | 0 | 2 | 0 | 4 | E | 9 | 3 | E | 9 | 6.9 | E | 9 | 1.9 | E | 9 | 70 | A | 7 | 1004 | E | 9 | 0 | E | 9 | 0 | E | 9 | -9900 | ? | 0 | 17016 | E | 9 | 1.3 | E | 8 | 0.112 | F | 8 | 0.13 | F | 8 | -9900 | -9900 | ? | 0
1998-04-25 | 22:00 | 0 | 0 | 0 | 2 | 0 | 0 | 2 | 0 | 0 | 2 | 0 | 0 | 2 | 0 | 0 | 2 | 0 | 0 | 2 | 0 | 0 | 2 | 0 | 4 | E | 9 | 3 | E | 9 | 4.1 | E | 9 | 0.1 | E | 9 | 75 | A | 7 | 1004 | E | 9 | 0 | E | 9 | 0 | E | 9 | -9900 | ? | 0 | 15744 | E | 9 | 1.3 | E | 8 | 0.112 | F | 8 | 0.13 | F | 8 | -9900 | -9900 | ? | 0
1998-04-25 | 23:00 | 0 | 0 | 0 | 2 | 0 | 0 | 2 | 0 | 0 | 2 | 0 | 0 | 2 | 0 | 0 | 2 | 0 | 0 | 2 | 0 | 0 | 2 | 0 | 4 | E | 9 | 4 | E | 9 | 4.3 | E | 9 | 0.3 | E | 9 | 75 | A | 7 | 1004 | E | 9 | 0 | E | 9 | 0 | E | 9 | -9900 | ? | 0 | 14472 | E | 9 | 1.3 | E | 8 | 0.112 | F | 8 | 0.13 | F | 8 | -9900 | -9900 | ? | 0
1998-04-25 | 24:00 | 0 | 0 | 0 | 2 | 0 | 0 | 2 | 0 | 0 | 2 | 0 | 0 | 2 | 0 | 0 | 2 | 0 | 0 | 2 | 0 | 0 | 2 | 0 | 4 | E | 9 | 4 | E | 9 | 2.6 | E | 9 | 0.6 | E | 9 | 87 | A | 7 | 1004 | E | 9 | 0 | E | 9 | 0 | E | 9 | -9900 | ? | 0 | 13199 | E | 9 | 1.3 | E | 8 | 0.112 | F | 8 | 0.13 | F | 8 | -9900 | -9900 | ? | 0
1998-04-26 | 1:00 | 0 | 0 | 0 | 2 | 0 | 0 | 2 | 0 | 0 | 2 | 0 | 0 | 2 | 0 | 0 | 2 | 0 | 0 | 2 | 0 | 0 | 2 | 0 | 4 | E | 9 | 4 | E | 9 | 0.8 | E | 9 | -0.2 | E | 9 | 93 | A | 7 | 1004 | E | 9 | 0 | E | 9 | 0 | E | 9 | -9900 | ? | 0 | 11927 | E | 9 | 1.3 | E | 8 | 0.113 | F | 8 | 0.13 | F | 8 | -9900 | -9900 | ? | 0
1998-04-26 | 2:00 | 0 | 0 | 0 | 2 | 0 | 0 | 2 | 0 | 0 | 2 | 0 | 0 | 2 | 0 | 0 | 2 | 0 | 0 | 2 | 0 | 0 | 2 | 0 | 4 | E | 9 | 4 | E | 9 | 1 | E | 9 | 0 | E | 9 | 93 | A | 7 | 1004 | E | 9 | 0 | E | 9 | 0 | E | 9 | -9900 | ? | 0 | 10655 | E | 9 | 1.3 | E | 8 | 0.113 | F | 8 | 0.13 | F | 8 | -9900 | -9900 | ? | 0
1998-04-26 | 3:00 | 0 | 0 | 0 | 2 | 0 | 0 | 2 | 0 | 0 | 2 | 0 | 0 | 2 | 0 | 0 | 2 | 0 | 0 | 2 | 0 | 0 | 2 | 0 | 4 | E | 9 | 4 | E | 9 | 0.2 | E | 9 | -0.8 | E | 9 | 92 | A | 7 | 1004 | E | 9 | 0 | E | 9 | 0 | E | 9 | -9900 | ? | 0 | 9428 | E | 9 | 1.3 | E | 8 | 0.113 | F | 8 | 0.13 | F | 8 | -9900 | -9900 | ? | 0
1998-04-26 | 4:00 | 0 | 0 | 0 | 2 | 0 | 0 | 2 | 0 | 0 | 2 | 0 | 0 | 2 | 0 | 0 | 2 | 0 | 0 | 2 | 0 | 0 | 2 | 0 | 4 | E | 9 | 4 | E | 9 | 0.4 | E | 9 | -1.6 | E | 9 | 85 | A | 7 | 1004 | E | 9 | 0 | E | 9 | 0 | E | 9 | -9900 | ? | 0 | 8201 | E | 9 | 1.4 | E | 8 | 0.113 | F | 8 | 0.13 | F | 8 | -9900 | -9900 | ? | 0
1998-04-26 | 5:00 | 0 | 0 | 0 | 2 | 0 | 0 | 2 | 0 | 0 | 2 | 0 | 0 | 2 | 0 | 0 | 2 | 0 | 0 | 2 | 0 | 0 | 2 | 0 | 5 | E | 9 | 5 | E | 9 | -0.3 | E | 9 | -1.3 | E | 9 | 92 | A | 7 | 1004 | E | 9 | 0 | E | 9 | 0 | E | 9 | -9900 | ? | 0 | 7033 | E | 9 | 1.3 | E | 8 | 0.113 | F | 8 | 0.13 | F | 8 | -9900 | -9900 | ? | 0
1998-04-26 | 6:00 | 69 | 1068 | 13 | 2 | 8 | 103 | 2 | 15 | 8 | 2 | 8 | 1600 | 2 | 8 | 5100 | 2 | 15 | 1300 | 2 | 8 | 160 | 2 | 19 | 5 | E | 9 | 5 | E | 9 | -0.1 | E | 9 | -1.1 | E | 9 | 92 | A | 7 | 1004 | E | 9 | 0 | E | 9 | 0 | E | 9 | -9900 | ? | 0 | 5866 | E | 9 | 1.3 | E | 8 | 0.113 | F | 8 | 0.13 | F | 8 | -9900 | -9900 | ? | 0
1998-04-26 | 7:00 | 301 | 1349 | 161 | 2 | 8 | 483 | 2 | 15 | 54 | 2 | 8 | 16700 | 2 | 8 | 38600 | 2 | 15 | 8100 | 2 | 8 | 990 | 2 | 19 | 5 | E | 9 | 5 | E | 9 | 4.1 | E | 9 | 2.1 | E | 9 | 87 | A | 7 | 1004 | E | 9 | 0 | E | 9 | 0 | E | 9 | -9900 | ? | 0 | 4699 | E | 9 | 1.3 | E | 8 | 0.113 | F | 8 | 0.13 | F | 8 | -9900 | -9900 | ? | 0
1998-04-26 | 8:00 | 539 | 1349 | 336 | 2 | 8 | 609 | 2 | 15 | 93 | 2 | 8 | 35100 | 2 | 8 | 57800 | 2 | 15 | 12000 | 2 | 8 | 1840 | 2 | 19 | 5 | E | 9 | 5 | E | 9 | 8.3 | E | 9 | 3.3 | E | 9 | 71 | A | 7 | 1004 | E | 9 | 0 | E | 9 | 0 | E | 9 | -9900 | ? | 0 | 3532 | E | 9 | 1.3 | E | 8 | 0.113 | F | 8 | 0.13 | F | 8 | -9900 | -9900 | ? | 0
1998-04-26 | 9:00 | 755 | 1349 | 532 | 2 | 8 | 744 | 2 | 15 | 114 | 2 | 8 | 56400 | 2 | 8 | 74800 | 2 | 15 | 14500 | 2 | 8 | 2620 | 2 | 19 | 5 | E | 9 | 5 | E | 9 | 10.6 | E | 9 | 3.6 | E | 9 | 62 | A | 7 | 1004 | E | 9 | 0 | E | 9 | 0 | E | 9 | -9900 | ? | 0 | 2394 | E | 9 | 1.3 | E | 8 | 0.113 | F | 8 | 0.13 | F | 8 | -9900 | -9900 | ? | 0
1998-04-26 | 10:00 | 935 | 1349 | 701 | 2 | 8 | 850 | 2 | 15 | 111 | 2 | 8 | 74700 | 2 | 8 | 85800 | 2 | 15 | 15100 | 2 | 8 | 3020 | 2 | 19 | 0 | E | 9 | 0 | E | 9 | 13.8 | E | 9 | 4.8 | E | 9 | 55 | A | 7 | 1004 | E | 9 | 0 | E | 9 | 0 | E | 9 | -9900 | ? | 0 | 77777 | E | 9 | 1.3 | E | 8 | 0.113 | F | 8 | 0.13 | F | 8 | -9900 | -9900 | ? | 0
1998-04-26 | 11:00 | 1067 | 1349 | 817 | 2 | 8 | 875 | 2 | 15 | 123 | 2 | 8 | 84100 | 2 | 8 | 87400 | 2 | 15 | 14800 | 2 | 8 | 3330 | 2 | 19 | 0 | E | 9 | 0 | E | 9 | 17 | A | 7 | 4 | A | 7 | 42 | A | 7 | 1004 | E | 9 | 0 | A | 7 | 0 | A | 7 | 16100 | A | 7 | 77777 | A | 7 | 1.3 | E | 8 | 0.113 | F | 8 | 0.13 | F | 8 | -9900 | -9900 | ? | 0
1998-04-26 | 12:00 | 1141 | 1349 | 881 | 2 | 8 | 880 | 2 | 15 | 135 | 2 | 8 | 90400 | 2 | 8 | 88000 | 2 | 15 | 15800 | 2 | 8 | 4270 | 2 | 19 | 0 | E | 9 | 0 | E | 9 | 18.2 | E | 9 | 6.2 | E | 9 | 45 | A | 7 | 1004 | E | 9 | 20 | E | 9 | 0.4 | E | 9 | -9900 | ? | 0 | 77777 | E | 9 | 1.2 | E | 8 | 0.113 | F | 8 | 0.13 | F | 8 | -9900 | -9900 | ? | 0
1998-04-26 | 13:00 | 1153 | 1349 | 905 | 2 | 8 | 867 | 2 | 15 | 163 | 2 | 8 | 95300 | 2 | 8 | 87400 | 2 | 15 | 20500 | 2 | 8 | 6560 | 2 | 19 | 0 | E | 9 | 0 | E | 9 | 20.5 | E | 9 | 7.3 | E | 9 | 42 | A | 7 | 1004 | E | 9 | 20 | E | 9 | 0.8 | E | 9 | -9900 | ? | 0 | 77777 | E | 9 | 1.2 | E | 8 | 0.113 | F | 8 | 0.13 | F | 8 | -9900 | -9900 | ? | 0
1998-04-26 | 14:00 | 1101 | 1349 | 843 | 2 | 8 | 854 | 2 | 15 | 144 | 2 | 8 | 89300 | 2 | 8 | 86300 | 2 | 15 | 18700 | 2 | 8 | 5140 | 2 | 19 | 0 | E | 9 | 0 | E | 9 | 21.7 | E | 9 | 8.5 | E | 9 | 43 | A | 7 | 1004 | E | 9 | 40 | E | 9 | 1.2 | E | 9 | -9900 | ? | 0 | 77777 | E | 9 | 1.2 | E | 8 | 0.113 | F | 8 | 0.13 | F | 8 | -9900 | -9900 | ? | 0
1998-04-26 | 15:00 | 990 | 1349 | 748 | 2 | 8 | 831 | 2 | 15 | 137 | 2 | 8 | 78500 | 2 | 8 | 83500 | 2 | 15 | 17100 | 2 | 8 | 3850 | 2 | 19 | 0 | E | 9 | 0 | E | 9 | 24 | E | 9 | 7.6 | E | 9 | 35 | A | 7 | 1004 | E | 9 | 50 | E | 9 | 1.6 | E | 9 | -9900 | ? | 0 | 77777 | E | 9 | 1.2 | E | 8 | 0.113 | F | 8 | 0.13 | F | 8 | -9900 | -9900 | ? | 0
1998-04-26 | 16:00 | 826 | 1349 | 599 | 2 | 8 | 733 | 2 | 15 | 149 | 2 | 8 | 63000 | 2 | 8 | 73700 | 2 | 15 | 17800 | 2 | 8 | 3590 | 2 | 19 | 0 | E | 9 | 0 | E | 9 | 24.2 | E | 9 | 8.8 | E | 9 | 37 | A | 7 | 1004 | E | 9 | 60 | E | 9 | 1.6 | E | 9 | -9900 | ? | 0 | 77777 | E | 9 | 1.2 | E | 8 | 0.113 | F | 8 | 0.13 | F | 8 | -9900 | -9900 | ? | 0
1998-04-26 | 17:00 | 622 | 1349 | 409 | 2 | 8 | 553 | 2 | 15 | 154 | 2 | 8 | 43200 | 2 | 8 | 54600 | 2 | 15 | 18000 | 2 | 8 | 3140 | 2 | 19 | 0 | E | 9 | 0 | E | 9 | 24.5 | E | 9 | 7.9 | E | 9 | 35 | A | 7 | 1004 | E | 9 | 20 | E | 9 | 1.2 | E | 9 | -9900 | ? | 0 | 77777 | E | 9 | 1.2 | E | 8 | 0.113 | F | 8 | 0.13 | F | 8 | -9900 | -9900 | ? | 0
1998-04-26 | 18:00 | 391 | 1349 | 260 | 2 | 8 | 531 | 2 | 15 | 106 | 2 | 8 | 26900 | 2 | 8 | 46300 | 2 | 15 | 13500 | 2 | 8 | 2000 | 2 | 19 | 0 | E | 9 | 0 | E | 9 | 24.7 | E | 9 | 7.1 | E | 9 | 32 | A | 7 | 1004 | E | 9 | 0 | E | 9 | 0 | E | 9 | -9900 | ? | 0 | 77777 | E | 9 | 1.2 | E | 8 | 0.113 | F | 8 | 0.13 | F | 8 | -9900 | -9900 | ? | 0
1998-04-26 | 19:00 | 150 | 1349 | 0 | 2 | 8 | 0 | 2 | 15 | 0 | 2 | 8 | 0 | 2 | 8 | 0 | 2 | 15 | 0 | 2 | 8 | 0 | 2 | 19 | 0 | E | 9 | 0 | E | 9 | 20 | E | 9 | 12.2 | E | 9 | 61 | A | 7 | 1004 | E | 9 | 0 | E | 9 | 0 | E | 9 | -9900 | ? | 0 | 77777 | E | 9 | 1.1 | E | 8 | 0.113 | F | 8 | 0.13 | F | 8 | -9900 | -9900 | ? | 0
1998-04-26 | 20:00 | 3 | 214 | 0 | 2 | 8 | 0 | 2 | 15 | 0 | 2 | 8 | 0 | 2 | 8 | 0 | 2 | 15 | 0 | 2 | 8 | 0 | 2 | 19 | 0 | E | 9 | 0 | E | 9 | 17.2 | E | 9 | 9.4 | E | 9 | 60 | A | 7 | 1004 | E | 9 | 0 | E | 9 | 0 | E | 9 | -9900 | ? | 0 | 77777 | E | 9 | 1.1 | E | 8 | 0.113 | F | 8 | 0.13 | F | 8 | -9900 | -9900 | ? | 0
1998-04-26 | 21:00 | 0 | 0 | 0 | 2 | 0 | 0 | 2 | 0 | 0 | 2 | 0 | 0 | 2 | 0 | 0 | 2 | 0 | 0 | 2 | 0 | 0 | 2 | 0 | 0 | E | 9 | 0 | E | 9 | 13.4 | E | 9 | 9.6 | E | 9 | 78 | A | 7 | 1004 | E | 9 | 0 | E | 9 | 0 | E | 9 | -9900 | ? | 0 | 77777 | E | 9 | 1.1 | E | 8 | 0.113 | F | 8 | 0.13 | F | 8 | -9900 | -9900 | ? | 0
1998-04-26 | 22:00 | 0 | 0 | 0 | 2 | 0 | 0 | 2 | 0 | 0 | 2 | 0 | 0 | 2 | 0 | 0 | 2 | 0 | 0 | 2 | 0 | 0 | 2 | 0 | 0 | E | 9 | 0 | E | 9 | 12.7 | E | 9 | 8.7 | E | 9 | 77 | A | 7 | 1004 | E | 9 | 10 | E | 9 | 0.4 | E | 9 | -9900 | ? | 0 | 77777 | E | 9 | 1.1 | E | 8 | 0.113 | F | 8 | 0.13 | F | 8 | -9900 | -9900 | ? | 0
1998-04-26 | 23:00 | 0 | 0 | 0 | 2 | 0 | 0 | 2 | 0 | 0 | 2 | 0 | 0 | 2 | 0 | 0 | 2 | 0 | 0 | 2 | 0 | 0 | 2 | 0 | 0 | E | 9 | 0 | E | 9 | 10.9 | E | 9 | 7.9 | E | 9 | 82 | A | 7 | 1004 | E | 9 | 20 | E | 9 | 0.5 | E | 9 | -9900 | ? | 0 | 77777 | E | 9 | 1.1 | E | 8 | 0.113 | F | 8 | 0.13 | F | 8 | -9900 | -9900 | ? | 0
1998-04-26 | 24:00 | 0 | 0 | 0 | 2 | 0 | 0 | 2 | 0 | 0 | 2 | 0 | 0 | 2 | 0 | 0 | 2 | 0 | 0 | 2 | 0 | 0 | 2 | 0 | 0 | E | 9 | 0 | E | 9 | 10.2 | E | 9 | 6 | E | 9 | 75 | A | 7 | 1004 | E | 9 | 40 | E | 9 | 0.5 | E | 9 | -9900 | ? | 0 | 77777 | E | 9 | 1.1 | E | 8 | 0.113 | F | 8 | 0.13 | F | 8 | -9900 | -9900 | ? | 0
1998-04-27 | 1:00 | 0 | 0 | 0 | 2 | 0 | 0 | 2 | 0 | 0 | 2 | 0 | 0 | 2 | 0 | 0 | 2 | 0 | 0 | 2 | 0 | 0 | 2 | 0 | 0 | E | 9 | 0 | E | 9 | 9.4 | E | 9 | 6.2 | E | 9 | 80 | A | 7 | 1004 | E | 9 | 20 | E | 9 | 1.1 | E | 9 | -9900 | ? | 0 | 77777 | E | 9 | 1.1 | E | 8 | 0.114 | F | 8 | 0.13 | F | 8 | -9900 | -9900 | ? | 0
1998-04-27 | 2:00 | 0 | 0 | 0 | 2 | 0 | 0 | 2 | 0 | 0 | 2 | 0 | 0 | 2 | 0 | 0 | 2 | 0 | 0 | 2 | 0 | 0 | 2 | 0 | 0 | E | 9 | 0 | E | 9 | 9.7 | E | 9 | 6.3 | E | 9 | 79 | A | 7 | 1004 | E | 9 | 40 | E | 9 | 0.6 | E | 9 | -9900 | ? | 0 | 77777 | E | 9 | 1.1 | E | 8 | 0.114 | F | 8 | 0.13 | F | 8 | -9900 | -9900 | ? | 0
1998-04-27 | 3:00 | 0 | 0 | 0 | 2 | 0 | 0 | 2 | 0 | 0 | 2 | 0 | 0 | 2 | 0 | 0 | 2 | 0 | 0 | 2 | 0 | 0 | 2 | 0 | 0 | E | 9 | 0 | E | 9 | 8.9 | E | 9 | 4.5 | E | 9 | 74 | A | 7 | 1004 | E | 9 | 30 | E | 9 | 0.1 | E | 9 | -9900 | ? | 0 | 77777 | E | 9 | 1 | E | 8 | 0.114 | F | 8 | 0.13 | F | 8 | -9900 | -9900 | ? | 0
1998-04-27 | 4:00 | 0 | 0 | 0 | 2 | 0 | 0 | 2 | 0 | 0 | 2 | 0 | 0 | 2 | 0 | 0 | 2 | 0 | 0 | 2 | 0 | 0 | 2 | 0 | 0 | E | 9 | 0 | E | 9 | 7.2 | E | 9 | 4.6 | E | 9 | 84 | A | 7 | 1004 | E | 9 | 310 | E | 9 | 0.1 | E | 9 | -9900 | ? | 0 | 77777 | E | 9 | 1 | E | 8 | 0.114 | F | 8 | 0.13 | F | 8 | -9900 | -9900 | ? | 0
1998-04-27 | 5:00 | 0 | 0 | 0 | 2 | 0 | 0 | 2 | 0 | 0 | 2 | 0 | 0 | 2 | 0 | 0 | 2 | 0 | 0 | 2 | 0 | 0 | 2 | 0 | 0 | E | 9 | 0 | E | 9 | 10.4 | E | 9 | 4.8 | E | 9 | 68 | A | 7 | 1004 | E | 9 | 310 | E | 9 | 0.8 | E | 9 | -9900 | ? | 0 | 77777 | E | 9 | 1 | E | 8 | 0.114 | F | 8 | 0.13 | F | 8 | -9900 | -9900 | ? | 0
1998-04-27 | 6:00 | 73 | 1090 | 16 | 2 | 8 | 132 | 2 | 15 | 9 | 2 | 8 | 2000 | 2 | 8 | 6600 | 2 | 15 | 1500 | 2 | 8 | 180 | 2 | 19 | 0 | E | 9 | 0 | E | 9 | 9.6 | E | 9 | 5 | E | 9 | 73 | A | 7 | 1004 | E | 9 | 350 | E | 9 | 0.8 | E | 9 | -9900 | ? | 0 | 77777 | E | 9 | 1 | E | 8 | 0.114 | F | 8 | 0.13 | F | 8 | -9900 | -9900 | ? | 0
1998-04-27 | 7:00 | 307 | 1349 | 167 | 2 | 8 | 495 | 2 | 15 | 54 | 2 | 8 | 17200 | 2 | 8 | 39900 | 2 | 15 | 8100 | 2 | 8 | 990 | 2 | 19 | 0 | E | 9 | 0 | E | 9 | 11.9 | E | 9 | 7.1 | E | 9 | 72 | A | 7 | 1004 | E | 9 | 30 | E | 9 | 1.9 | E | 9 | -9900 | ? | 0 | 77777 | E | 9 | 1 | E | 8 | 0.114 | F | 8 | 0.13 | F | 8 | -9900 | -9900 | ? | 0
1998-04-27 | 8:00 | 544 | 1349 | 337 | 2 | 8 | 598 | 2 | 15 | 96 | 2 | 8 | 35100 | 2 | 8 | 56800 | 2 | 15 | 12200 | 2 | 8 | 1890 | 2 | 19 | 0 | E | 9 | 0 | E | 9 | 15.1 | E | 9 | 7.3 | E | 9 | 60 | A | 7 | 1004 | E | 9 | 50 | E | 9 | 0.9 | E | 9 | -9900 | ? | 0 | 77777 | E | 9 | 1 | E | 8 | 0.114 | F | 8 | 0.13 | F | 8 | -9900 | -9900 | ? | 0
1998-04-27 | 9:00 | 759 | 1349 | 517 | 2 | 8 | 675 | 2 | 15 | 136 | 2 | 8 | 54300 | 2 | 8 | 67400 | 2 | 15 | 16200 | 2 | 8 | 3070 | 2 | 19 | 0 | E | 9 | 0 | E | 9 | 16.4 | E | 9 | 7.4 | E | 9 | 55 | A | 7 | 1004 | E | 9 | 40 | E | 9 | 1.5 | E | 9 | -9900 | ? | 0 | 77777 | E | 9 | 1 | E | 8 | 0.114 | F | 8 | 0.13 | F | 8 | -9900 | -9900 | ? | 0
1998-04-27 | 10:00 | 939 | 1349 | 690 | 2 | 8 | 785 | 2 | 15 | 143 | 2 | 8 | 71600 | 2 | 8 | 78300 | 2 | 15 | 17000 | 2 | 8 | 3590 | 2 | 19 | 0 | E | 9 | 0 | E | 9 | 20.6 | E | 9 | 6.6 | E | 9 | 40 | A | 7 | 1004 | E | 9 | 130 | E | 9 | 0.4 | E | 9 | -9900 | ? | 0 | 77777 | E | 9 | 1 | E | 8 | 0.114 | F | 8 | 0.13 | F | 8 | -9900 | -9900 | ? | 0
1998-04-27 | 11:00 | 1071 | 1349 | 817 | 2 | 8 | 869 | 2 | 15 | 126 | 2 | 8 | 84100 | 2 | 8 | 86800 | 2 | 15 | 15000 | 2 | 8 | 3390 | 2 | 19 | 0 | E | 9 | 0 | E | 9 | 21.9 | E | 9 | 4.7 | E | 9 | 33 | A | 7 | 1004 | E | 9 | 200 | E | 9 | 0.5 | E | 9 | -9900 | ? | 0 | 77777 | E | 9 | 1 | E | 8 | 0.114 | F | 8 | 0.13 | F | 8 | -9900 | -9900 | ? | 0
1998-04-27 | 12:00 | 1145 | 1349 | 881 | 2 | 8 | 874 | 2 | 15 | 138 | 2 | 8 | 90400 | 2 | 8 | 87400 | 2 | 15 | 16000 | 2 | 8 | 4360 | 2 | 19 | 0 | E | 9 | 0 | E | 9 | 24.1 | E | 9 | 4.9 | E | 9 | 29 | A | 7 | 1004 | E | 9 | 190 | E | 9 | 2.3 | E | 9 | -9900 | ? | 0 | 77777 | E | 9 | 1 | E | 8 | 0.114 | F | 8 | 0.13 | F | 8 | -9900 | -9900 | ? | 0
1998-04-27 | 13:00 | 1156 | 1349 | 905 | 2 | 8 | 867 | 2 | 15 | 160 | 2 | 8 | 95500 | 2 | 8 | 87500 | 2 | 15 | 20400 | 2 | 8 | 6550 | 2 | 19 | 0 | E | 9 | 0 | E | 9 | 24.4 | E | 9 | 3 | E | 9 | 25 | A | 7 | 1004 | E | 9 | 160 | E | 9 | 4.2 | E | 9 | -9900 | ? | 0 | 77777 | E | 9 | 1 | E | 8 | 0.114 | F | 8 | 0.13 | F | 8 | -9900 | -9900 | ? | 0
1998-04-27 | 14:00 | 1104 | 1349 | 843 | 2 | 8 | 848 | 2 | 15 | 147 | 2 | 8 | 89200 | 2 | 8 | 85600 | 2 | 15 | 18900 | 2 | 8 | 5270 | 2 | 19 | 0 | E | 9 | 0 | E | 9 | 23.6 | E | 9 | 3.2 | E | 9 | 26 | A | 7 | 1004 | E | 9 | 190 | E | 9 | 4.2 | E | 9 | -9900 | ? | 0 | 77777 | E | 9 | 1 | E | 8 | 0.114 | F | 8 | 0.13 | F | 8 | -9900 | -9900 | ? | 0
1998-04-27 | 15:00 | 993 | 1349 | 754 | 2 | 8 | 843 | 2 | 15 | 132 | 2 | 8 | 79500 | 2 | 8 | 84900 | 2 | 15 | 16900 | 2 | 8 | 3780 | 2 | 19 | 0 | E | 9 | 0 | E | 9 | 21.8 | E | 9 | 4.4 | E | 9 | 32 | A | 7 | 1004 | E | 9 | 200 | E | 9 | 4.3 | E | 9 | -9900 | ? | 0 | 77777 | E | 9 | 1 | E | 8 | 0.114 | F | 8 | 0.13 | F | 8 | -9900 | -9900 | ? | 0
1998-04-27 | 16:00 | 830 | 1349 | 612 | 2 | 8 | 776 | 2 | 15 | 134 | 2 | 8 | 65000 | 2 | 8 | 78500 | 2 | 15 | 16600 | 2 | 8 | 3290 | 2 | 19 | 0 | E | 9 | 0 | E | 9 | 20.1 | E | 9 | 4.5 | E | 9 | 36 | A | 7 | 1004 | E | 9 | 190 | E | 9 | 2.8 | E | 9 | -9900 | ? | 0 | 77777 | E | 9 | 1 | E | 8 | 0.114 | F | 8 | 0.13 | F | 8 | -9900 | -9900 | ? | 0
1998-04-27 | 17:00 | 626 | 1349 | 424 | 2 | 8 | 642 | 2 | 15 | 125 | 2 | 8 | 43800 | 2 | 8 | 62100 | 2 | 15 | 15000 | 2 | 8 | 2520 | 2 | 19 | 0 | E | 9 | 0 | E | 9 | 17.3 | E | 9 | 7.7 | E | 9 | 53 | A | 7 | 1004 | E | 9 | 230 | E | 9 | 2.4 | E | 9 | -9900 | ? | 0 | 77777 | E | 9 | 1 | E | 8 | 0.114 | F | 8 | 0.13 | F | 8 | -9900 | -9900 | ? | 0
1998-04-27 | 18:00 | 395 | 1349 | 257 | 2 | 8 | 537 | 2 | 15 | 100 | 2 | 8 | 26800 | 2 | 8 | 47000 | 2 | 15 | 13000 | 2 | 8 | 1870 | 2 | 19 | 0 | E | 9 | 0 | E | 9 | 15.6 | E | 9 | 5.8 | E | 9 | 52 | A | 7 | 1004 | E | 9 | 270 | E | 9 | 1.9 | E | 9 | -9900 | ? | 0 | 77777 | E | 9 | 1 | E | 8 | 0.114 | F | 8 | 0.13 | F | 8 | -9900 | -9900 | ? | 0
1998-04-27 | 19:00 | 155 | 1349 | 0 | 2 | 8 | 0 | 2 | 15 | 0 | 2 | 8 | 0 | 2 | 8 | 0 | 2 | 15 | 0 | 2 | 8 | 0 | 2 | 19 | 0 | E | 9 | 0 | E | 9 | 13.8 | E | 9 | 5 | E | 9 | 55 | A | 7 | 1004 | E | 9 | 250 | E | 9 | 2 | E | 9 | -9900 | ? | 0 | 77777 | E | 9 | 1 | E | 8 | 0.114 | F | 8 | 0.13 | F | 8 | -9900 | -9900 | ? | 0
1998-04-27 | 20:00 | 3 | 258 | 0 | 2 | 8 | 0 | 2 | 15 | 0 | 2 | 8 | 0 | 2 | 8 | 0 | 2 | 15 | 0 | 2 | 8 | 0 | 2 | 19 | 0 | E | 9 | 0 | E | 9 | 13.1 | E | 9 | 3.1 | E | 9 | 51 | A | 7 | 1004 | E | 9 | 0 | E | 9 | 0 | E | 9 | -9900 | ? | 0 | 77777 | E | 9 | 1 | E | 8 | 0.114 | F | 8 | 0.13 | F | 8 | -9900 | -9900 | ? | 0
1998-04-27 | 21:00 | 0 | 0 | 0 | 2 | 0 | 0 | 2 | 0 | 0 | 2 | 0 | 0 | 2 | 0 | 0 | 2 | 0 | 0 | 2 | 0 | 0 | 2 | 0 | 0 | E | 9 | 0 | E | 9 | 11.3 | E | 9 | 3.3 | E | 9 | 58 | A | 7 | 1004 | E | 9 | 230 | E | 9 | 1 | E | 9 | -9900 | ? | 0 | 77777 | E | 9 | 1 | E | 8 | 0.114 | F | 8 | 0.13 | F | 8 | -9900 | -9900 | ? | 0
1998-04-27 | 22:00 | 0 | 0 | 0 | 2 | 0 | 0 | 2 | 0 | 0 | 2 | 0 | 0 | 2 | 0 | 0 | 2 | 0 | 0 | 2 | 0 | 0 | 2 | 0 | 0 | E | 9 | 0 | E | 9 | 10.6 | E | 9 | 3.4 | E | 9 | 61 | A | 7 | 1004 | E | 9 | 220 | E | 9 | 1.2 | E | 9 | -9900 | ? | 0 | 77777 | E | 9 | 1 | E | 8 | 0.114 | F | 8 | 0.13 | F | 8 | -9900 | -9900 | ? | 0
1998-04-27 | 23:00 | 0 | 0 | 0 | 2 | 0 | 0 | 2 | 0 | 0 | 2 | 0 | 0 | 2 | 0 | 0 | 2 | 0 | 0 | 2 | 0 | 0 | 2 | 0 | 0 | E | 9 | 0 | E | 9 | 10.8 | E | 9 | 2.6 | E | 9 | 57 | A | 7 | 1004 | E | 9 | 190 | E | 9 | 1.5 | E | 9 | -9900 | ? | 0 | 21994 | E | 9 | 1 | E | 8 | 0.114 | F | 8 | 0.13 | F | 8 | -9900 | -9900 | ? | 0
1998-04-27 | 24:00 | 0 | 0 | 0 | 2 | 0 | 0 | 2 | 0 | 0 | 2 | 0 | 0 | 2 | 0 | 0 | 2 | 0 | 0 | 2 | 0 | 0 | 2 | 0 | 0 | E | 9 | 0 | E | 9 | 11 | E | 9 | 3.8 | E | 9 | 61 | A | 7 | 1004 | E | 9 | 180 | E | 9 | 1.7 | E | 9 | -9900 | ? | 0 | 21981 | E | 9 | 1 | E | 8 | 0.114 | F | 8 | 0.13 | F | 8 | -9900 | -9900 | ? | 0
1998-04-28 | 1:00 | 0 | 0 | 0 | 2 | 0 | 0 | 2 | 0 | 0 | 2 | 0 | 0 | 2 | 0 | 0 | 2 | 0 | 0 | 2 | 0 | 0 | 2 | 0 | 0 | E | 9 | 0 | E | 9 | 11.3 | E | 9 | 4.9 | E | 9 | 65 | A | 7 | 1004 | E | 9 | 250 | E | 9 | 0.8 | E | 9 | -9900 | ? | 0 | 21909 | E | 9 | 1 | E | 8 | 0.115 | F | 8 | 0.13 | F | 8 | -9900 | -9900 | ? | 0
1998-04-28 | 2:00 | 0 | 0 | 0 | 2 | 0 | 0 | 2 | 0 | 0 | 2 | 0 | 0 | 2 | 0 | 0 | 2 | 0 | 0 | 2 | 0 | 0 | 2 | 0 | 0 | E | 9 | 0 | E | 9 | 10.5 | E | 9 | 4.1 | E | 9 | 65 | A | 7 | 1004 | E | 9 | 0 | E | 9 | 0 | E | 9 | -9900 | ? | 0 | 21896 | E | 9 | 1 | E | 8 | 0.115 | F | 8 | 0.13 | F | 8 | -9900 | -9900 | ? | 0
1998-04-28 | 3:00 | 0 | 0 | 0 | 2 | 0 | 0 | 2 | 0 | 0 | 2 | 0 | 0 | 2 | 0 | 0 | 2 | 0 | 0 | 2 | 0 | 0 | 2 | 0 | 0 | E | 9 | 0 | E | 9 | 10.8 | E | 9 | 4.2 | E | 9 | 64 | A | 7 | 1004 | E | 9 | 0 | E | 9 | 0 | E | 9 | -9900 | ? | 0 | 77777 | E | 9 | 1 | E | 8 | 0.115 | F | 8 | 0.13 | F | 8 | -9900 | -9900 | ? | 0
1998-04-28 | 4:00 | 0 | 0 | 0 | 2 | 0 | 0 | 2 | 0 | 0 | 2 | 0 | 0 | 2 | 0 | 0 | 2 | 0 | 0 | 2 | 0 | 0 | 2 | 0 | 0 | E | 9 | 0 | E | 9 | 9 | E | 9 | 3.4 | E | 9 | 68 | A | 7 | 1004 | E | 9 | 0 | E | 9 | 0 | E | 9 | -9900 | ? | 0 | 21931 | E | 9 | 1 | E | 8 | 0.115 | F | 8 | 0.13 | F | 8 | -9900 | -9900 | ? | 0
1998-04-28 | 5:00 | 0 | 0 | 0 | 2 | 0 | 0 | 2 | 0 | 0 | 2 | 0 | 0 | 2 | 0 | 0 | 2 | 0 | 0 | 2 | 0 | 0 | 2 | 0 | 0 | E | 9 | 0 | E | 9 | 11.3 | E | 9 | 4.5 | E | 9 | 63 | A | 7 | 1004 | E | 9 | 0 | E | 9 | 0 | E | 9 | -9900 | ? | 0 | 77777 | E | 9 | 1.1 | E | 8 | 0.115 | F | 8 | 0.13 | F | 8 | -9900 | -9900 | ? | 0
1998-04-28 | 6:00 | 78 | 1135 | 19 | 2 | 8 | 171 | 2 | 15 | 10 | 2 | 8 | 2400 | 2 | 8 | 9800 | 2 | 15 | 1700 | 2 | 8 | 230 | 2 | 19 | 0 | E | 9 | 0 | E | 9 | 11.5 | E | 9 | 5.7 | E | 9 | 68 | A | 7 | 1004 | E | 9 | 0 | E | 9 | 0 | E | 9 | -9900 | ? | 0 | 77777 | E | 9 | 1.1 | E | 8 | 0.115 | F | 8 | 0.13 | F | 8 | -9900 | -9900 | ? | 0
1998-04-28 | 7:00 | 312 | 1348 | 172 | 2 | 8 | 528 | 2 | 15 | 50 | 2 | 8 | 17900 | 2 | 8 | 43000 | 2 | 15 | 7900 | 2 | 8 | 930 | 2 | 19 | 0 | E | 9 | 0 | E | 9 | 12.8 | E | 9 | 5.8 | E | 9 | 62 | A | 7 | 1004 | E | 9 | 0 | E | 9 | 0 | E | 9 | -9900 | ? | 0 | 77777 | E | 9 | 1.1 | E | 8 | 0.115 | F | 8 | 0.13 | F | 8 | -9900 | -9900 | ? | 0
1998-04-28 | 8:00 | 548 | 1348 | 347 | 2 | 8 | 638 | 2 | 15 | 87 | 2 | 8 | 36400 | 2 | 8 | 61000 | 2 | 15 | 11600 | 2 | 8 | 1750 | 2 | 19 | 0 | E | 9 | 0 | E | 9 | 15 | A | 7 | 7 | A | 7 | 59 | A | 7 | 1004 | E | 9 | 0 | A | 7 | 0 | A | 7 | 16100 | A | 7 | 77777 | A | 7 | 1.1 | E | 8 | 0.115 | F | 8 | 0.13 | F | 8 | -9900 | -9900 | ? | 0
1998-04-28 | 9:00 | 764 | 1348 | 533 | 2 | 8 | 727 | 2 | 15 | 120 | 2 | 8 | 56500 | 2 | 8 | 73000 | 2 | 15 | 15000 | 2 | 8 | 2770 | 2 | 19 | 0 | E | 9 | 0 | E | 9 | 17.1 | E | 9 | 6.3 | E | 9 | 49 | A | 7 | 1004 | E | 9 | 160 | E | 9 | 2.1 | E | 9 | -9900 | ? | 0 | 21955 | E | 9 | 1.1 | E | 8 | 0.115 | F | 8 | 0.13 | F | 8 | -9900 | -9900 | ? | 0
1998-04-28 | 10:00 | 943 | 1348 | 696 | 2 | 8 | 814 | 2 | 15 | 125 | 2 | 8 | 73200 | 2 | 8 | 81800 | 2 | 15 | 15900 | 2 | 8 | 3320 | 2 | 19 | 0 | E | 9 | 0 | E | 9 | 18.2 | E | 9 | 6.6 | E | 9 | 47 | A | 7 | 1004 | E | 9 | 160 | E | 9 | 2.1 | E | 9 | -9900 | ? | 0 | 21910 | E | 9 | 1.2 | E | 8 | 0.115 | F | 8 | 0.13 | F | 8 | -9900 | -9900 | ? | 0
1998-04-28 | 11:00 | 1074 | 1348 | 806 | 2 | 8 | 827 | 2 | 15 | 145 | 2 | 8 | 85000 | 2 | 8 | 83400 | 2 | 15 | 18400 | 2 | 8 | 4830 | 2 | 19 | 0 | E | 9 | 0 | E | 9 | 21.3 | E | 9 | 5.9 | E | 9 | 37 | A | 7 | 1004 | E | 9 | 220 | E | 9 | 1.5 | E | 9 | -9900 | ? | 0 | 77777 | E | 9 | 1.2 | E | 8 | 0.115 | F | 8 | 0.13 | F | 8 | -9900 | -9900 | ? | 0
1998-04-28 | 12:00 | 1148 | 1348 | 864 | 2 | 8 | 796 | 2 | 15 | 184 | 2 | 8 | 89700 | 2 | 8 | 79700 | 2 | 15 | 21600 | 2 | 8 | 7080 | 2 | 19 | 0 | E | 9 | 0 | E | 9 | 21.9 | E | 9 | 6.8 | E | 9 | 38 | A | 7 | 1004 | E | 9 | 210 | E | 9 | 2 | E | 9 | -9900 | ? | 0 | 21970 | E | 9 | 1.2 | E | 8 | 0.115 | F | 8 | 0.13 | F | 8 | -9900 | -9900 | ? | 0
1998-04-28 | 13:00 | 1159 | 1348 | 905 | 2 | 8 | 861 | 2 | 15 | 163 | 2 | 8 | 95400 | 2 | 8 | 86800 | 2 | 15 | 20600 | 2 | 8 | 6720 | 2 | 19 | 1 | E | 9 | 1 | E | 9 | 22.5 | E | 9 | 7.5 | E | 9 | 38 | A | 7 | 1004 | E | 9 | 210 | E | 9 | 2.5 | E | 9 | -9900 | ? | 0 | 21895 | E | 9 | 1.2 | E | 8 | 0.115 | F | 8 | 0.13 | F | 8 | -9900 | -9900 | ? | 0
1998-04-28 | 14:00 | 1107 | 1348 | 842 | 2 | 8 | 842 | 2 | 15 | 149 | 2 | 8 | 89000 | 2 | 8 | 85000 | 2 | 15 | 19000 | 2 | 8 | 5370 | 2 | 19 | 0 | E | 9 | 0 | E | 9 | 24.6 | E | 9 | 7.8 | E | 9 | 34 | A | 7 | 1004 | E | 9 | 200 | E | 9 | 3 | E | 9 | -9900 | ? | 0 | 77777 | E | 9 | 1.2 | E | 8 | 0.115 | F | 8 | 0.13 | F | 8 | -9900 | -9900 | ? | 0
1998-04-28 | 15:00 | 996 | 1348 | 747 | 2 | 8 | 813 | 2 | 15 | 145 | 2 | 8 | 78000 | 2 | 8 | 81500 | 2 | 15 | 17600 | 2 | 8 | 4050 | 2 | 19 | 0 | E | 9 | 0 | E | 9 | 24.7 | E | 9 | 8.1 | E | 9 | 35 | A | 7 | 1004 | E | 9 | 130 | E | 9 | 2.8 | E | 9 | -9900 | ? | 0 | 21985 | E | 9 | 1.3 | E | 8 | 0.115 | F | 8 | 0.13 | F | 8 | -9900 | -9900 | ? | 0
1998-04-28 | 16:00 | 833 | 1348 | 612 | 2 | 8 | 769 | 2 | 15 | 135 | 2 | 8 | 64800 | 2 | 8 | 77800 | 2 | 15 | 16700 | 2 | 8 | 3320 | 2 | 19 | 0 | E | 9 | 0 | E | 9 | 25.8 | E | 9 | 8.4 | E | 9 | 33 | A | 7 | 1004 | E | 9 | 60 | E | 9 | 2.5 | E | 9 | -9900 | ? | 0 | 77777 | E | 9 | 1.3 | E | 8 | 0.115 | F | 8 | 0.13 | F | 8 | -9900 | -9900 | ? | 0
1998-04-28 | 17:00 | 629 | 1348 | 422 | 2 | 8 | 623 | 2 | 15 | 131 | 2 | 8 | 43600 | 2 | 8 | 60200 | 2 | 15 | 15400 | 2 | 8 | 2620 | 2 | 19 | 0 | E | 9 | 0 | E | 9 | 26.9 | E | 9 | 9.7 | E | 9 | 34 | A | 7 | 1004 | E | 9 | 60 | E | 9 | 2.5 | E | 9 | -9900 | ? | 0 | 77777 | E | 9 | 1.3 | E | 8 | 0.115 | F | 8 | 0.13 | F | 8 | -9900 | -9900 | ? | 0
1998-04-28 | 18:00 | 399 | 1348 | 265 | 2 | 8 | 542 | 2 | 15 | 105 | 2 | 8 | 27500 | 2 | 8 | 47600 | 2 | 15 | 13400 | 2 | 8 | 1980 | 2 | 19 | 0 | E | 9 | 0 | E | 9 | 25 | A | 7 | 9 | A | 7 | 36 | A | 7 | 1004 | E | 9 | 40 | A | 7 | 2.6 | A | 7 | 16100 | A | 7 | 77777 | A | 7 | 1.3 | E | 8 | 0.115 | F | 8 | 0.13 | F | 8 | -9900 | -9900 | ? | 0
1998-04-28 | 19:00 | 159 | 1348 | 0 | 2 | 8 | 0 | 2 | 15 | 0 | 2 | 8 | 0 | 2 | 8 | 0 | 2 | 15 | 0 | 2 | 8 | 0 | 2 | 19 | 0 | E | 9 | 0 | E | 9 | 24 | E | 9 | 8.8 | E | 9 | 38 | A | 7 | 1004 | E | 9 | 340 | E | 9 | 0.5 | E | 9 | -9900 | ? | 0 | 77777 | E | 9 | 1.4 | E | 8 | 0.115 | F | 8 | 0.13 | F | 8 | -9900 | -9900 | ? | 0
1998-04-28 | 20:00 | 4 | 281 | 0 | 2 | 8 | 0 | 2 | 15 | 0 | 2 | 8 | 0 | 2 | 8 | 0 | 2 | 15 | 0 | 2 | 8 | 0 | 2 | 19 | 0 | E | 9 | 0 | E | 9 | 19.9 | E | 9 | 9.5 | E | 9 | 51 | A | 7 | 1004 | E | 9 | 260 | E | 9 | 1.9 | E | 9 | -9900 | ? | 0 | 77777 | E | 9 | 1.4 | E | 8 | 0.115 | F | 8 | 0.13 | F | 8 | -9900 | -9900 | ? | 0
1998-04-28 | 21:00 | 0 | 0 | 0 | 2 | 0 | 0 | 2 | 0 | 0 | 2 | 0 | 0 | 2 | 0 | 0 | 2 | 0 | 0 | 2 | 0 | 0 | 2 | 0 | 0 | E | 9 | 0 | E | 9 | 16.9 | E | 9 | 8.3 | E | 9 | 57 | A | 7 | 1004 | E | 9 | 270 | E | 9 | 2.3 | E | 9 | -9900 | ? | 0 | 77777 | E | 9 | 1.4 | E | 8 | 0.115 | F | 8 | 0.13 | F | 8 | -9900 | -9900 | ? | 0
1998-04-28 | 22:00 | 0 | 0 | 0 | 2 | 0 | 0 | 2 | 0 | 0 | 2 | 0 | 0 | 2 | 0 | 0 | 2 | 0 | 0 | 2 | 0 | 0 | 2 | 0 | 0 | E | 9 | 0 | E | 9 | 16.8 | E | 9 | 9.1 | E | 9 | 60 | A | 7 | 1004 | E | 9 | 280 | E | 9 | 3.8 | E | 9 | -9900 | ? | 0 | 77777 | E | 9 | 1.4 | E | 8 | 0.115 | F | 8 | 0.13 | F | 8 | -9900 | -9900 | ? | 0
1998-04-28 | 23:00 | 0 | 0 | 0 | 2 | 0 | 0 | 2 | 0 | 0 | 2 | 0 | 0 | 2 | 0 | 0 | 2 | 0 | 0 | 2 | 0 | 0 | 2 | 0 | 0 | E | 9 | 0 | E | 9 | 14.8 | E | 9 | 8.8 | E | 9 | 67 | A | 7 | 1004 | E | 9 | 260 | E | 9 | 2.1 | E | 9 | -9900 | ? | 0 | 77777 | E | 9 | 1.4 | E | 8 | 0.115 | F | 8 | 0.13 | F | 8 | -9900 | -9900 | ? | 0
1998-04-28 | 24:00 | 0 | 0 | 0 | 2 | 0 | 0 | 2 | 0 | 0 | 2 | 0 | 0 | 2 | 0 | 0 | 2 | 0 | 0 | 2 | 0 | 0 | 2 | 0 | 0 | E | 9 | 0 | E | 9 | 13.8 | E | 9 | 7.6 | E | 9 | 66 | A | 7 | 1004 | E | 9 | 260 | E | 9 | 2.5 | E | 9 | -9900 | ? | 0 | 77777 | E | 9 | 1.5 | E | 8 | 0.115 | F | 8 | 0.13 | F | 8 | -9900 | -9900 | ? | 0
1998-04-29 | 1:00 | 0 | 0 | 0 | 2 | 0 | 0 | 2 | 0 | 0 | 2 | 0 | 0 | 2 | 0 | 0 | 2 | 0 | 0 | 2 | 0 | 0 | 2 | 0 | 0 | E | 9 | 0 | E | 9 | 12.7 | E | 9 | 6.4 | E | 9 | 65 | A | 7 | 1004 | E | 9 | 300 | E | 9 | 2.4 | E | 9 | -9900 | ? | 0 | 77777 | E | 9 | 1.5 | E | 8 | 0.115 | F | 8 | 0.13 | F | 8 | -9900 | -9900 | ? | 0
1998-04-29 | 2:00 | 0 | 0 | 0 | 2 | 0 | 0 | 2 | 0 | 0 | 2 | 0 | 0 | 2 | 0 | 0 | 2 | 0 | 0 | 2 | 0 | 0 | 2 | 0 | 0 | E | 9 | 0 | E | 9 | 12.7 | E | 9 | 6.2 | E | 9 | 65 | A | 7 | 1004 | E | 9 | 270 | E | 9 | 1.8 | E | 9 | -9900 | ? | 0 | 77777 | E | 9 | 1.5 | E | 8 | 0.115 | F | 8 | 0.13 | F | 8 | -9900 | -9900 | ? | 0
1998-04-29 | 3:00 | 0 | 0 | 0 | 2 | 0 | 0 | 2 | 0 | 0 | 2 | 0 | 0 | 2 | 0 | 0 | 2 | 0 | 0 | 2 | 0 | 0 | 2 | 0 | 0 | E | 9 | 0 | E | 9 | 11.7 | E | 9 | 4.9 | E | 9 | 63 | A | 7 | 1004 | E | 9 | 220 | E | 9 | 1.2 | E | 9 | -9900 | ? | 0 | 77777 | E | 9 | 1.5 | E | 8 | 0.115 | F | 8 | 0.13 | F | 8 | -9900 | -9900 | ? | 0
1998-04-29 | 4:00 | 0 | 0 | 0 | 2 | 0 | 0 | 2 | 0 | 0 | 2 | 0 | 0 | 2 | 0 | 0 | 2 | 0 | 0 | 2 | 0 | 0 | 2 | 0 | 0 | E | 9 | 0 | E | 9 | 11.6 | E | 9 | 4.7 | E | 9 | 63 | A | 7 | 1004 | E | 9 | 0 | E | 9 | 0 | E | 9 | -9900 | ? | 0 | 77777 | E | 9 | 1.5 | E | 8 | 0.115 | F | 8 | 0.13 | F | 8 | -9900 | -9900 | ? | 0
1998-04-29 | 5:00 | 0 | 0 | 0 | 2 | 0 | 0 | 2 | 0 | 0 | 2 | 0 | 0 | 2 | 0 | 0 | 2 | 0 | 0 | 2 | 0 | 0 | 2 | 0 | 0 | E | 9 | 0 | E | 9 | 9.6 | E | 9 | 4.5 | E | 9 | 70 | A | 7 | 1004 | E | 9 | 250 | E | 9 | 1 | E | 9 | -9900 | ? | 0 | 77777 | E | 9 | 1.5 | E | 8 | 0.115 | F | 8 | 0.13 | F | 8 | -9900 | -9900 | ? | 0
1998-04-29 | 6:00 | 82 | 1156 | 16 | 2 | 8 | 59 | 2 | 15 | 12 | 2 | 8 | 1800 | 2 | 8 | 2600 | 2 | 15 | 1600 | 2 | 8 | 200 | 2 | 19 | 0 | E | 9 | 0 | E | 9 | 9.5 | E | 9 | 4.2 | E | 9 | 69 | A | 7 | 1004 | E | 9 | 0 | E | 9 | 0 | E | 9 | -9900 | ? | 0 | 77777 | E | 9 | 1.6 | E | 8 | 0.115 | F | 8 | 0.13 | F | 8 | -9900 | -9900 | ? | 0
1998-04-29 | 7:00 | 317 | 1347 | 173 | 2 | 8 | 426 | 2 | 15 | 73 | 2 | 8 | 18200 | 2 | 8 | 34400 | 2 | 15 | 10100 | 2 | 8 | 1330 | 2 | 19 | 0 | E | 9 | 0 | E | 9 | 13.5 | E | 9 | 6 | E | 9 | 60 | A | 7 | 1004 | E | 9 | 0 | E | 9 | 0 | E | 9 | -9900 | ? | 0 | 77777 | E | 9 | 1.6 | E | 8 | 0.115 | F | 8 | 0.13 | F | 8 | -9900 | -9900 | ? | 0
1998-04-29 | 8:00 | 553 | 1347 | 325 | 2 | 8 | 486 | 2 | 15 | 125 | 2 | 8 | 34500 | 2 | 8 | 47000 | 2 | 15 | 15200 | 2 | 8 | 2440 | 2 | 19 | 0 | E | 9 | 0 | E | 9 | 17.5 | E | 9 | 7.8 | E | 9 | 53 | A | 7 | 1004 | E | 9 | 310 | E | 9 | 2.2 | E | 9 | -9900 | ? | 0 | 77777 | E | 9 | 1.6 | E | 8 | 0.115 | F | 8 | 0.13 | F | 8 | -9900 | -9900 | ? | 0
1998-04-29 | 9:00 | 768 | 1347 | 503 | 2 | 8 | 594 | 2 | 15 | 163 | 2 | 8 | 52100 | 2 | 8 | 58900 | 2 | 15 | 18500 | 2 | 8 | 3610 | 2 | 19 | 0 | E | 9 | 0 | E | 9 | 19.4 | E | 9 | 7.5 | E | 9 | 46 | A | 7 | 1004 | E | 9 | 310 | E | 9 | 2.1 | E | 9 | -9900 | ? | 0 | 77777 | E | 9 | 1.6 | E | 8 | 0.115 | F | 8 | 0.13 | F | 8 | -9900 | -9900 | ? | 0
1998-04-29 | 10:00 | 947 | 1347 | 625 | 2 | 8 | 549 | 2 | 15 | 239 | 2 | 8 | 66900 | 2 | 8 | 57000 | 2 | 15 | 26800 | 2 | 8 | 6730 | 2 | 19 | 0 | E | 9 | 0 | E | 9 | 22.4 | E | 9 | 7.3 | E | 9 | 38 | A | 7 | 1004 | E | 9 | 10 | E | 9 | 1.5 | E | 9 | -9900 | ? | 0 | 77777 | E | 9 | 1.6 | E | 8 | 0.115 | F | 8 | 0.13 | F | 8 | -9900 | -9900 | ? | 0
1998-04-29 | 11:00 | 1078 | 1347 | 829 | 2 | 8 | 815 | 2 | 15 | 175 | 2 | 8 | 85700 | 2 | 8 | 81400 | 2 | 15 | 20400 | 2 | 8 | 5560 | 2 | 19 | 0 | E | 9 | 0 | E | 9 | 24.3 | E | 9 | 7.1 | E | 9 | 33 | A | 7 | 1004 | E | 9 | 30 | E | 9 | 0.9 | E | 9 | -9900 | ? | 0 | 77777 | E | 9 | 1.6 | E | 8 | 0.115 | F | 8 | 0.13 | F | 8 | -9900 | -9900 | ? | 0
1998-04-29 | 12:00 | 1151 | 1347 | 893 | 2 | 8 | 892 | 2 | 15 | 130 | 2 | 8 | 91800 | 2 | 8 | 89300 | 2 | 15 | 15400 | 2 | 8 | 4370 | 2 | 19 | 0 | E | 9 | 0 | E | 9 | 26.3 | E | 9 | 6.8 | E | 9 | 29 | A | 7 | 1004 | E | 9 | 0 | E | 9 | 0 | E | 9 | -9900 | ? | 0 | 77777 | E | 9 | 1.6 | E | 8 | 0.115 | F | 8 | 0.13 | F | 8 | -9900 | -9900 | ? | 0
1998-04-29 | 13:00 | 1162 | 1347 | 911 | 2 | 8 | 903 | 2 | 15 | 130 | 2 | 8 | 93600 | 2 | 8 | 90400 | 2 | 15 | 15400 | 2 | 8 | 4540 | 2 | 19 | 0 | E | 9 | 0 | E | 9 | 28.3 | E | 9 | 6.6 | E | 9 | 25 | A | 7 | 1004 | E | 9 | 40 | E | 9 | 0.7 | E | 9 | -9900 | ? | 0 | 77777 | E | 9 | 1.6 | E | 8 | 0.115 | F | 8 | 0.13 | F | 8 | -9900 | -9900 | ? | 0
1998-04-29 | 14:00 | 1110 | 1347 | 855 | 2 | 8 | 872 | 2 | 15 | 135 | 2 | 8 | 87800 | 2 | 8 | 87200 | 2 | 15 | 15800 | 2 | 8 | 3890 | 2 | 19 | 0 | E | 9 | 0 | E | 9 | 30.2 | E | 9 | 3.4 | E | 9 | 18 | A | 7 | 1004 | E | 9 | 10 | E | 9 | 0.6 | E | 9 | -9900 | ? | 0 | 77777 | E | 9 | 1.6 | E | 8 | 0.115 | F | 8 | 0.13 | F | 8 | -9900 | -9900 | ? | 0
1998-04-29 | 15:00 | 999 | 1347 | 760 | 2 | 8 | 849 | 2 | 15 | 129 | 2 | 8 | 80400 | 2 | 8 | 85600 | 2 | 15 | 16800 | 2 | 8 | 3770 | 2 | 19 | 0 | E | 9 | 0 | E | 9 | 30.2 | E | 9 | 4.2 | E | 9 | 19 | A | 7 | 1004 | E | 9 | 320 | E | 9 | 1.5 | E | 9 | -9900 | ? | 0 | 77777 | E | 9 | 1.6 | E | 8 | 0.115 | F | 8 | 0.13 | F | 8 | -9900 | -9900 | ? | 0
1998-04-29 | 16:00 | 836 | 1347 | 618 | 2 | 8 | 782 | 2 | 15 | 132 | 2 | 8 | 65700 | 2 | 8 | 79200 | 2 | 15 | 16500 | 2 | 8 | 3270 | 2 | 19 | 0 | E | 9 | 0 | E | 9 | 31.2 | E | 9 | 5.9 | E | 9 | 20 | A | 7 | 1004 | E | 9 | 320 | E | 9 | 3 | E | 9 | -9900 | ? | 0 | 77777 | E | 9 | 1.6 | E | 8 | 0.115 | F | 8 | 0.13 | F | 8 | -9900 | -9900 | ? | 0
1998-04-29 | 17:00 | 633 | 1347 | 414 | 2 | 8 | 558 | 2 | 15 | 151 | 2 | 8 | 43800 | 2 | 8 | 55300 | 2 | 15 | 17800 | 2 | 8 | 3090 | 2 | 19 | 0 | E | 9 | 0 | E | 9 | 31.1 | E | 9 | 5.7 | E | 9 | 20 | A | 7 | 1004 | E | 9 | 310 | E | 9 | 3.4 | E | 9 | -9900 | ? | 0 | 77777 | E | 9 | 1.6 | E | 8 | 0.115 | F | 8 | 0.13 | F | 8 | -9900 | -9900 | ? | 0
1998-04-29 | 18:00 | 403 | 1347 | 263 | 2 | 8 | 526 | 2 | 15 | 106 | 2 | 8 | 27300 | 2 | 8 | 46300 | 2 | 15 | 13500 | 2 | 8 | 2000 | 2 | 19 | 0 | E | 9 | 0 | E | 9 | 29.1 | E | 9 | 5.5 | E | 9 | 22 | A | 7 | 1004 | E | 9 | 310 | E | 9 | 3.8 | E | 9 | -9900 | ? | 0 | 77777 | E | 9 | 1.6 | E | 8 | 0.115 | F | 8 | 0.13 | F | 8 | -9900 | -9900 | ? | 0
1998-04-29 | 19:00 | 163 | 1347 | 0 | 2 | 8 | 0 | 2 | 15 | 0 | 2 | 8 | 0 | 2 | 8 | 0 | 2 | 15 | 0 | 2 | 8 | 0 | 2 | 19 | 0 | E | 9 | 0 | E | 9 | 26 | E | 9 | 6.2 | E | 9 | 28 | A | 7 | 1004 | E | 9 | 310 | E | 9 | 3.2 | E | 9 | -9900 | ? | 0 | 77777 | E | 9 | 1.6 | E | 8 | 0.115 | F | 8 | 0.13 | F | 8 | -9900 | -9900 | ? | 0
1998-04-29 | 20:00 | 5 | 303 | 0 | 2 | 8 | 0 | 2 | 15 | 0 | 2 | 8 | 0 | 2 | 8 | 0 | 2 | 15 | 0 | 2 | 8 | 0 | 2 | 19 | 0 | E | 9 | 0 | A | 7 | 21 | A | 7 | 6 | A | 7 | 38 | A | 7 | 1004 | E | 9 | 310 | A | 7 | 4.1 | A | 7 | 16100 | A | 7 | 77777 | A | 7 | 1.6 | E | 8 | 0.115 | F | 8 | 0.13 | F | 8 | -9900 | -9900 | ? | 0
1998-04-29 | 21:00 | 0 | 0 | 0 | 2 | 0 | 0 | 2 | 0 | 0 | 2 | 0 | 0 | 2 | 0 | 0 | 2 | 0 | 0 | 2 | 0 | 0 | 2 | 0 | 0 | B | 8 | 0 | B | 8 | 19.4 | B | 8 | 6.1 | B | 8 | 42 | A | 7 | 1004 | E | 9 | 320 | B | 8 | 3.1 | B | 8 | -9900 | ? | 0 | 77777 | B | 8 | 1.6 | E | 8 | 0.115 | F | 8 | 0.13 | F | 8 | -9900 | -9900 | ? | 0
1998-04-29 | 22:00 | 0 | 0 | 0 | 2 | 0 | 0 | 2 | 0 | 0 | 2 | 0 | 0 | 2 | 0 | 0 | 2 | 0 | 0 | 2 | 0 | 0 | 2 | 0 | 0 | B | 8 | 0 | B | 8 | 18.2 | B | 8 | 6 | B | 8 | 45 | A | 7 | 1004 | E | 9 | 340 | B | 8 | 2.1 | B | 8 | -9900 | ? | 0 | 77777 | B | 8 | 1.6 | E | 8 | 0.115 | F | 8 | 0.13 | F | 8 | -9900 | -9900 | ? | 0
1998-04-29 | 23:00 | 0 | 0 | 0 | 2 | 0 | 0 | 2 | 0 | 0 | 2 | 0 | 0 | 2 | 0 | 0 | 2 | 0 | 0 | 2 | 0 | 0 | 2 | 0 | 0 | B | 8 | 0 | B | 8 | 17 | B | 8 | 5.9 | B | 8 | 48 | A | 7 | 1004 | E | 9 | 350 | B | 8 | 1 | B | 8 | -9900 | ? | 0 | 77777 | B | 8 | 1.6 | E | 8 | 0.115 | F | 8 | 0.13 | F | 8 | -9900 | -9900 | ? | 0
1998-04-29 | 24:00 | 0 | 0 | 0 | 2 | 0 | 0 | 2 | 0 | 0 | 2 | 0 | 0 | 2 | 0 | 0 | 2 | 0 | 0 | 2 | 0 | 0 | 2 | 0 | 0 | E | 9 | 0 | A | 7 | 16 | A | 7 | 6 | A | 7 | 51 | A | 7 | 1004 | E | 9 | 0 | A | 7 | 0 | A | 7 | 16100 | A | 7 | 77777 | A | 7 | 1.6 | E | 8 | 0.115 | F | 8 | 0.13 | F | 8 | -9900 | -9900 | ? | 0
1998-04-30 | 1:00 | 0 | 0 | 0 | 2 | 0 | 0 | 2 | 0 | 0 | 2 | 0 | 0 | 2 | 0 | 0 | 2 | 0 | 0 | 2 | 0 | 0 | 2 | 0 | 0 | E | 9 | 0 | E | 9 | 15.1 | E | 9 | 5.1 | E | 9 | 51 | A | 7 | 1004 | E | 9 | 0 | E | 9 | 0 | E | 9 | -9900 | ? | 0 | 77777 | E | 9 | 1.7 | E | 8 | 0.116 | F | 8 | 0.13 | F | 8 | -9900 | -9900 | ? | 0
1998-04-30 | 2:00 | 0 | 0 | 0 | 2 | 0 | 0 | 2 | 0 | 0 | 2 | 0 | 0 | 2 | 0 | 0 | 2 | 0 | 0 | 2 | 0 | 0 | 2 | 0 | 0 | E | 9 | 0 | E | 9 | 16.3 | E | 9 | 6.3 | E | 9 | 52 | A | 7 | 1004 | E | 9 | 0 | E | 9 | 0 | E | 9 | -9900 | ? | 0 | 77777 | E | 9 | 1.7 | E | 8 | 0.116 | F | 8 | 0.13 | F | 8 | -9900 | -9900 | ? | 0
1998-04-30 | 3:00 | 0 | 0 | 0 | 2 | 0 | 0 | 2 | 0 | 0 | 2 | 0 | 0 | 2 | 0 | 0 | 2 | 0 | 0 | 2 | 0 | 0 | 2 | 0 | 0 | E | 9 | 0 | E | 9 | 14.4 | E | 9 | 4.4 | E | 9 | 51 | A | 7 | 1004 | E | 9 | 100 | E | 9 | 0.3 | E | 9 | -9900 | ? | 0 | 77777 | E | 9 | 1.7 | E | 8 | 0.116 | F | 8 | 0.13 | F | 8 | -9900 | -9900 | ? | 0
1998-04-30 | 4:00 | 0 | 0 | 0 | 2 | 0 | 0 | 2 | 0 | 0 | 2 | 0 | 0 | 2 | 0 | 0 | 2 | 0 | 0 | 2 | 0 | 0 | 2 | 0 | 4 | E | 9 | 4 | E | 9 | 14.6 | E | 9 | 4.6 | E | 9 | 51 | A | 7 | 1004 | E | 9 | 110 | E | 9 | 0.6 | E | 9 | -9900 | ? | 0 | 77777 | E | 9 | 1.7 | E | 8 | 0.116 | F | 8 | 0.13 | F | 8 | -9900 | -9900 | ? | 0
1998-04-30 | 5:00 | 0 | 0 | 0 | 2 | 0 | 0 | 2 | 0 | 0 | 2 | 0 | 0 | 2 | 0 | 0 | 2 | 0 | 0 | 2 | 0 | 0 | 2 | 0 | 3 | E | 9 | 3 | E | 9 | 13.7 | E | 9 | 3.7 | E | 9 | 51 | A | 7 | 1004 | E | 9 | 210 | E | 9 | 0.2 | E | 9 | -9900 | ? | 0 | 77777 | E | 9 | 1.7 | E | 8 | 0.116 | F | 8 | 0.13 | F | 8 | -9900 | -9900 | ? | 0
1998-04-30 | 6:00 | 87 | 1201 | 13 | 2 | 8 | 30 | 2 | 15 | 11 | 2 | 8 | 1500 | 2 | 8 | 1200 | 2 | 15 | 1400 | 2 | 8 | 180 | 2 | 19 | 1 | E | 9 | 0 | E | 9 | 13.9 | E | 9 | 4.9 | E | 9 | 55 | A | 7 | 1004 | E | 9 | 0 | E | 9 | 0 | E | 9 | -9900 | ? | 0 | 77777 | E | 9 | 1.7 | E | 8 | 0.116 | F | 8 | 0.13 | F | 8 | -9900 | -9900 | ? | 0
1998-04-30 | 7:00 | 322 | 1347 | 160 | 2 | 8 | 307 | 2 | 15 | 86 | 2 | 8 | 16500 | 2 | 8 | 24900 | 2 | 15 | 10500 | 2 | 8 | 1600 | 2 | 19 | 0 | E | 9 | 0 | A | 7 | 17 | A | 7 | 8 | A | 7 | 55 | A | 7 | 1004 | E | 9 | 0 | A | 7 | 0 | A | 7 | 16100 | A | 7 | 77777 | A | 7 | 1.7 | E | 8 | 0.116 | F | 8 | 0.13 | F | 8 | -9900 | -9900 | ? | 0
1998-04-30 | 8:00 | 558 | 1347 | 269 | 2 | 8 | 204 | 2 | 15 | 184 | 2 | 8 | 29100 | 2 | 8 | 20200 | 2 | 15 | 20700 | 2 | 8 | 4350 | 2 | 19 | 0 | E | 9 | 0 | A | 7 | 18 | A | 7 | 8 | A | 7 | 52 | A | 7 | 1004 | E | 9 | 50 | A | 7 | 1.5 | A | 7 | 16100 | A | 7 | 77777 | A | 7 | 1.7 | E | 8 | 0.116 | F | 8 | 0.13 | F | 8 | -9900 | -9900 | ? | 0
1998-04-30 | 9:00 | 772 | 1347 | 519 | 2 | 8 | 582 | 2 | 15 | 184 | 2 | 8 | 55300 | 2 | 8 | 59400 | 2 | 15 | 21200 | 2 | 8 | 4180 | 2 | 19 | 0 | E | 9 | 0 | E | 9 | 20.3 | E | 9 | 8.1 | E | 9 | 45 | A | 7 | 1004 | E | 9 | 190 | E | 9 | 4.5 | E | 9 | -9900 | ? | 0 | 20402 | E | 9 | 1.7 | E | 8 | 0.116 | F | 8 | 0.13 | F | 8 | -9900 | -9900 | ? | 0
1998-04-30 | 10:00 | 951 | 1347 | 681 | 2 | 8 | 726 | 2 | 15 | 167 | 2 | 8 | 72200 | 2 | 8 | 73800 | 2 | 15 | 19900 | 2 | 8 | 4740 | 2 | 19 | 2 | E | 9 | 2 | E | 9 | 21.7 | E | 9 | 9.2 | E | 9 | 45 | A | 7 | 1004 | E | 9 | 230 | E | 9 | 4.4 | E | 9 | -9900 | ? | 0 | 18713 | E | 9 | 1.7 | E | 8 | 0.116 | F | 8 | 0.13 | F | 8 | -9900 | -9900 | ? | 0
1998-04-30 | 11:00 | 1081 | 1347 | 755 | 2 | 8 | 625 | 2 | 15 | 252 | 2 | 8 | 78800 | 2 | 8 | 62900 | 2 | 15 | 28200 | 2 | 8 | 8870 | 2 | 19 | 3 | E | 9 | 2 | E | 9 | 24 | E | 9 | 7.3 | E | 9 | 34 | A | 7 | 1004 | E | 9 | 190 | E | 9 | 5.3 | E | 9 | -9900 | ? | 0 | 17385 | E | 9 | 1.7 | E | 8 | 0.116 | F | 8 | 0.13 | F | 8 | -9900 | -9900 | ? | 0
1998-04-30 | 12:00 | 1154 | 1347 | 840 | 2 | 8 | 706 | 2 | 15 | 233 | 2 | 8 | 88900 | 2 | 8 | 71800 | 2 | 15 | 27200 | 2 | 8 | 10130 | 2 | 19 | 3 | E | 9 | 3 | E | 9 | 24.3 | E | 9 | 9.3 | E | 9 | 39 | A | 7 | 1004 | E | 9 | 160 | E | 9 | 4.5 | E | 9 | -9900 | ? | 0 | 15697 | E | 9 | 1.7 | E | 8 | 0.116 | F | 8 | 0.13 | F | 8 | -9900 | -9900 | ? | 0
1998-04-30 | 13:00 | 1165 | 1347 | 813 | 2 | 8 | 554 | 2 | 15 | 333 | 2 | 8 | 86900 | 2 | 8 | 57800 | 2 | 15 | 36700 | 2 | 8 | 15370 | 2 | 19 | 4 | E | 9 | 4 | E | 9 | 25.7 | E | 9 | 11.4 | E | 9 | 41 | A | 7 | 1004 | E | 9 | 160 | E | 9 | 6 | E | 9 | -9900 | ? | 0 | 14158 | E | 9 | 1.7 | E | 8 | 0.116 | F | 8 | 0.13 | F | 8 | -9900 | -9900 | ? | 0
1998-04-30 | 14:00 | 1113 | 1347 | 513 | 2 | 8 | 157 | 2 | 15 | 382 | 2 | 8 | 56300 | 2 | 8 | 16700 | 2 | 15 | 42400 | 2 | 8 | 14580 | 2 | 19 | 5 | E | 9 | 5 | E | 9 | 26 | E | 9 | 10.5 | E | 9 | 38 | A | 7 | 1004 | E | 9 | 140 | E | 9 | 5.9 | E | 9 | -9900 | ? | 0 | 12740 | E | 9 | 1.7 | E | 8 | 0.116 | F | 8 | 0.13 | F | 8 | -9900 | -9900 | ? | 0
1998-04-30 | 15:00 | 1002 | 1347 | 542 | 2 | 8 | 226 | 2 | 15 | 373 | 2 | 8 | 59000 | 2 | 8 | 23900 | 2 | 15 | 41200 | 2 | 8 | 12080 | 2 | 19 | 6 | E | 9 | 5 | E | 9 | 26.3 | E | 9 | 10.6 | E | 9 | 37 | A | 7 | 1004 | E | 9 | 170 | E | 9 | 5.7 | E | 9 | -9900 | ? | 0 | 11052 | E | 9 | 1.7 | E | 8 | 0.116 | F | 8 | 0.13 | F | 8 | -9900 | -9900 | ? | 0
1998-04-30 | 16:00 | 840 | 1347 | 442 | 2 | 8 | 242 | 2 | 15 | 291 | 2 | 8 | 48200 | 2 | 8 | 25400 | 2 | 15 | 32300 | 2 | 8 | 8050 | 2 | 19 | 6 | E | 9 | 5 | E | 9 | 26.7 | E | 9 | 10.7 | E | 9 | 37 | A | 7 | 1004 | E | 9 | 310 | E | 9 | 10.8 | E | 9 | -9900 | ? | 0 | 9498 | E | 9 | 1.7 | E | 8 | 0.116 | F | 8 | 0.13 | F | 8 | -9900 | -9900 | ? | 0
1998-04-30 | 17:00 | 636 | 1347 | 125 | 2 | 8 | 0 | 2 | 15 | 125 | 2 | 8 | 14600 | 2 | 8 | 0 | 2 | 15 | 14600 | 2 | 8 | 5450 | 2 | 19 | 6 | E | 9 | 5 | E | 9 | 25 | E | 9 | 9.8 | E | 9 | 38 | A | 7 | 1004 | E | 9 | 300 | E | 9 | 11.2 | E | 9 | -9900 | ? | 0 | 7945 | E | 9 | 1.7 | E | 8 | 0.116 | F | 8 | 0.13 | F | 8 | -9900 | -9900 | ? | 0
1998-04-30 | 18:00 | 407 | 1347 | 130 | 2 | 8 | 14 | 2 | 15 | 126 | 2 | 8 | 14500 | 2 | 8 | 900 | 2 | 15 | 14200 | 2 | 8 | 4350 | 2 | 19 | 8 | E | 9 | 8 | E | 9 | 22.3 | E | 9 | 8.8 | E | 9 | 42 | A | 7 | 1004 | E | 9 | 270 | E | 9 | 7.9 | E | 9 | -9900 | ? | 0 | 7097 | E | 9 | 1.7 | E | 8 | 0.116 | F | 8 | 0.13 | F | 8 | -9900 | -9900 | ? | 0
1998-04-30 | 19:00 | 168 | 1347 | 0 | 2 | 8 | 0 | 2 | 15 | 0 | 2 | 8 | 0 | 2 | 8 | 0 | 2 | 15 | 0 | 2 | 8 | 0 | 2 | 19 | 9 | E | 9 | 8 | E | 9 | 17.7 | E | 9 | 7.9 | E | 9 | 53 | A | 7 | 1004 | E | 9 | 320 | E | 9 | 7.8 | E | 9 | -9900 | ? | 0 | 5198 | E | 9 | 1.7 | E | 8 | 0.116 | F | 8 | 0.13 | F | 8 | -9900 | -9900 | ? | 0
1998-04-30 | 20:00 | 6 | 325 | 0 | 2 | 8 | 0 | 2 | 15 | 0 | 2 | 8 | 0 | 2 | 8 | 0 | 2 | 15 | 0 | 2 | 8 | 0 | 2 | 19 | 10 | E | 9 | 9 | A | 7 | 14 | A | 7 | 8 | A | 7 | 67 | A | 7 | 1004 | E | 9 | 300 | A | 7 | 8.7 | A | 7 | 16100 | A | 7 | 3600 | A | 7 | 1.7 | E | 8 | 0.116 | F | 8 | 0.13 | F | 8 | 0 | 1 | A | 7
1998-04-30 | 21:00 | 0 | 0 | 0 | 2 | 0 | 0 | 2 | 0 | 0 | 2 | 0 | 0 | 2 | 0 | 0 | 2 | 0 | 0 | 2 | 0 | 0 | 2 | 0 | 10 | E | 9 | 9 | E | 9 | 12 | E | 9 | 7.9 | E | 9 | 76 | A | 7 | 1004 | E | 9 | 280 | E | 9 | 6.6 | E | 9 | -9900 | ? | 0 | 3517 | E | 9 | 1.7 | E | 8 | 0.116 | F | 8 | 0.13 | F | 8 | -9900 | -9900 | ? | 0
1998-04-30 | 22:00 | 0 | 0 | 0 | 2 | 0 | 0 | 2 | 0 | 0 | 2 | 0 | 0 | 2 | 0 | 0 | 2 | 0 | 0 | 2 | 0 | 0 | 2 | 0 | 10 | E | 9 | 9 | E | 9 | 11.6 | E | 9 | 7.5 | E | 9 | 81 | A | 7 | 1004 | E | 9 | 290 | E | 9 | 6 | E | 9 | -9900 | ? | 0 | 3435 | E | 9 | 1.7 | E | 8 | 0.116 | F | 8 | 0.13 | F | 8 | -9900 | -9900 | ? | 0
1998-04-30 | 23:00 | 0 | 0 | 0 | 2 | 0 | 0 | 2 | 0 | 0 | 2 | 0 | 0 | 2 | 0 | 0 | 2 | 0 | 0 | 2 | 0 | 0 | 2 | 0 | 10 | E | 9 | 9 | E | 9 | 11.1 | E | 9 | 7.1 | E | 9 | 80 | A | 7 | 1004 | E | 9 | 290 | E | 9 | 5.3 | E | 9 | -9900 | ? | 0 | 3352 | E | 9 | 1.7 | E | 8 | 0.116 | F | 8 | 0.13 | F | 8 | -9900 | -9900 | ? | 0
1998-04-30 | 24:00 | 0 | 0 | 0 | 2 | 0 | 0 | 2 | 0 | 0 | 2 | 0 | 0 | 2 | 0 | 0 | 2 | 0 | 0 | 2 | 0 | 0 | 2 | 0 | 10 | E | 9 | 9 | E | 9 | 10.7 | E | 9 | 6.7 | E | 9 | 78 | A | 7 | 1004 | E | 9 | 360 | E | 9 | 4.7 | E | 9 | -9900 | ? | 0 | 3269 | E | 9 | 1.7 | E | 8 | 0.116 | F | 8 | 0.13 | F | 8 | -9900 | -9900 | ? | 0
2002-05-01 | 1:00 | 0 | 0 | 0 | 2 | 0 | 0 | 2 | 0 | 0 | 2 | 0 | 0 | 2 | 0 | 0 | 2 | 0 | 0 | 2 | 0 | 0 | 2 | 0 | 10 | E | 9 | 10 | E | 9 | 10.3 | A | 7 | 6.2 | A | 7 | 66 | A | 7 | 1004 | E | 9 | 320 | A | 7 | 4 | A | 7 | 16100 | A | 7 | 1380 | A | 7 | 1.6 | E | 8 | 0.117 | F | 8 | 0.13 | F | 8 | -9900 | -9900 | ? | 0
2002-05-01 | 2:00 | 0 | 0 | 0 | 2 | 0 | 0 | 2 | 0 | 0 | 2 | 0 | 0 | 2 | 0 | 0 | 2 | 0 | 0 | 2 | 0 | 0 | 2 | 0 | 10 | E | 9 | 10 | E | 9 | 9.9 | A | 7 | 5.8 | A | 7 | 66 | A | 7 | 1004 | E | 9 | 330 | A | 7 | 3.4 | A | 7 | 16100 | A | 7 | 1320 | A | 7 | 1.5 | E | 8 | 0.117 | F | 8 | 0.13 | F | 8 | -9900 | -9900 | ? | 0
2002-05-01 | 3:00 | 0 | 0 | 0 | 2 | 0 | 0 | 2 | 0 | 0 | 2 | 0 | 0 | 2 | 0 | 0 | 2 | 0 | 0 | 2 | 0 | 0 | 2 | 0 | 10 | E | 9 | 10 | E | 9 | 9.4 | A | 7 | 5.4 | A | 7 | 66 | A | 7 | 1004 | E | 9 | 310 | A | 7 | 2.7 | A | 7 | 16100 | A | 7 | 1320 | A | 7 | 1.5 | E | 8 | 0.117 | F | 8 | 0.13 | F | 8 | -9900 | -9900 | ? | 0
2002-05-01 | 4:00 | 0 | 0 | 0 | 2 | 0 | 0 | 2 | 0 | 0 | 2 | 0 | 0 | 2 | 0 | 0 | 2 | 0 | 0 | 2 | 0 | 0 | 2 | 0 | 10 | E | 9 | 10 | E | 9 | 9 | A | 7 | 5 | A | 7 | 76 | A | 7 | 1004 | E | 9 | 300 | A | 7 | 2.1 | A | 7 | 16100 | A | 7 | 1260 | A | 7 | 1.4 | E | 8 | 0.117 | F | 8 | 0.13 | F | 8 | -9900 | -9900 | ? | 0
2002-05-01 | 5:00 | 0 | 0 | 0 | 2 | 0 | 0 | 2 | 0 | 0 | 2 | 0 | 0 | 2 | 0 | 0 | 2 | 0 | 0 | 2 | 0 | 0 | 2 | 0 | 10 | E | 9 | 10 | E | 9 | 9 | A | 7 | 5 | A | 7 | 76 | A | 7 | 1004 | E | 9 | 300 | A | 7 | 2.6 | A | 7 | 16100 | A | 7 | 1260 | A | 7 | 1.4 | E | 8 | 0.117 | F | 8 | 0.13 | F | 8 | -9900 | -9900 | ? | 0
2002-05-01 | 6:00 | 92 | 1222 | 12 | 2 | 8 | 0 | 2 | 15 | 12 | 2 | 8 | 1400 | 2 | 8 | 0 | 2 | 15 | 1400 | 2 | 8 | 460 | 2 | 19 | 10 | E | 9 | 10 | E | 9 | 9 | A | 7 | 5 | A | 7 | 76 | A | 7 | 1004 | E | 9 | 300 | A | 7 | 2.1 | A | 7 | 16100 | A | 7 | 1200 | A | 7 | 1.4 | E | 8 | 0.117 | F | 8 | 0.13 | F | 8 | -9900 | -9900 | ? | 0
2002-05-01 | 7:00 | 327 | 1346 | 65 | 2 | 8 | 0 | 2 | 15 | 65 | 2 | 8 | 7400 | 2 | 8 | 0 | 2 | 15 | 7400 | 2 | 8 | 2470 | 2 | 19 | 10 | E | 9 | 10 | E | 9 | 10 | A | 7 | 5 | A | 7 | 71 | A | 7 | 1004 | E | 9 | 300 | A | 7 | 2.1 | A | 7 | 16100 | A | 7 | 1200 | A | 7 | 1.5 | E | 8 | 0.117 | F | 8 | 0.13 | F | 8 | -9900 | -9900 | ? | 0
2002-05-01 | 8:00 | 563 | 1346 | 156 | 2 | 8 | 11 | 2 | 15 | 151 | 2 | 8 | 17700 | 2 | 8 | 800 | 2 | 15 | 17300 | 2 | 8 | 5900 | 2 | 19 | 10 | E | 9 | 10 | E | 9 | 11 | A | 7 | 4 | A | 7 | 62 | A | 7 | 1004 | E | 9 | 290 | A | 7 | 1.5 | A | 7 | 16100 | A | 7 | 1200 | A | 7 | 1.5 | E | 8 | 0.117 | F | 8 | 0.13 | F | 8 | -9900 | -9900 | ? | 0
2002-05-01 | 9:00 | 777 | 1346 | 213 | 2 | 8 | 12 | 2 | 15 | 206 | 2 | 8 | 24600 | 2 | 8 | 1000 | 2 | 15 | 24000 | 2 | 8 | 8810 | 2 | 19 | 10 | E | 9 | 10 | E | 9 | 12 | A | 7 | 4 | A | 7 | 58 | A | 7 | 1004 | E | 9 | 310 | A | 7 | 1.5 | A | 7 | 16100 | A | 7 | 1200 | A | 7 | 1.5 | E | 8 | 0.117 | F | 8 | 0.13 | F | 8 | -9900 | -9900 | ? | 0
2002-05-01 | 10:00 | 955 | 1346 | 280 | 2 | 8 | 18 | 2 | 15 | 268 | 2 | 8 | 32700 | 2 | 8 | 1600 | 2 | 15 | 31600 | 2 | 8 | 11910 | 2 | 19 | 10 | E | 9 | 10 | E | 9 | 12 | A | 7 | 5 | A | 7 | 62 | A | 7 | 1004 | E | 9 | 0 | A | 7 | 0 | A | 7 | 16100 | A | 7 | 1200 | A | 7 | 1.5 | E | 8 | 0.117 | F | 8 | 0.13 | F | 8 | -9900 | -9900 | ? | 0
2002-05-01 | 11:00 | 1084 | 1346 | 320 | 2 | 8 | 18 | 2 | 15 | 306 | 2 | 8 | 37700 | 2 | 8 | 1600 | 2 | 15 | 36400 | 2 | 8 | 13880 | 2 | 19 | 10 | E | 9 | 10 | E | 9 | 13 | A | 7 | 6 | A | 7 | 62 | A | 7 | 1004 | E | 9 | 180 | A | 7 | 1.5 | A | 7 | 16100 | A | 7 | 1140 | A | 7 | 1.5 | E | 8 | 0.117 | F | 8 | 0.13 | F | 8 | -9900 | -9900 | ? | 0
2002-05-01 | 12:00 | 1157 | 1346 | 485 | 2 | 8 | 102 | 2 | 15 | 398 | 2 | 8 | 53600 | 2 | 8 | 10500 | 2 | 15 | 44600 | 2 | 8 | 17490 | 2 | 19 | 10 | E | 9 | 10 | E | 9 | 14 | A | 7 | 7 | A | 7 | 63 | A | 7 | 1004 | E | 9 | 0 | A | 7 | 0 | A | 7 | 16100 | A | 7 | 1260 | A | 7 | 1.6 | E | 8 | 0.117 | F | 8 | 0.13 | F | 8 | -9900 | -9900 | ? | 0
2002-05-01 | 13:00 | 1168 | 1346 | 764 | 2 | 8 | 469 | 2 | 15 | 356 | 2 | 8 | 81100 | 2 | 8 | 48900 | 2 | 15 | 38500 | 2 | 8 | 16680 | 2 | 19 | 10 | E | 9 | 10 | E | 9 | 16 | A | 7 | 8 | A | 7 | 59 | A | 7 | 1004 | E | 9 | 220 | A | 7 | 2.1 | A | 7 | 16100 | A | 7 | 1260 | A | 7 | 1.6 | E | 8 | 0.117 | F | 8 | 0.13 | F | 8 | -9900 | -9900 | ? | 0
2002-05-01 | 14:00 | 1116 | 1346 | 829 | 2 | 8 | 733 | 2 | 15 | 220 | 2 | 8 | 87800 | 2 | 8 | 74600 | 2 | 15 | 25800 | 2 | 8 | 8630 | 2 | 19 | 0 | E | 9 | 0 | E | 9 | 18 | A | 7 | 8 | A | 7 | 52 | A | 7 | 1004 | E | 9 | 150 | A | 7 | 2.6 | A | 7 | 16100 | A | 7 | 77777 | A | 7 | 1.6 | E | 8 | 0.117 | F | 8 | 0.13 | F | 8 | -9900 | -9900 | ? | 0
2002-05-01 | 15:00 | 1005 | 1346 | 746 | 2 | 8 | 824 | 2 | 15 | 129 | 2 | 8 | 79000 | 2 | 8 | 83100 | 2 | 15 | 16700 | 2 | 8 | 3830 | 2 | 19 | 0 | E | 9 | 0 | E | 9 | 18 | A | 7 | 8 | A | 7 | 52 | A | 7 | 1004 | E | 9 | 100 | A | 7 | 1.5 | A | 7 | 16100 | A | 7 | 77777 | A | 7 | 1.6 | E | 8 | 0.117 | F | 8 | 0.13 | F | 8 | -9900 | -9900 | ? | 0
2002-05-01 | 16:00 | 843 | 1346 | 603 | 2 | 8 | 750 | 2 | 15 | 132 | 2 | 8 | 64100 | 2 | 8 | 76000 | 2 | 15 | 16400 | 2 | 8 | 3300 | 2 | 19 | 0 | E | 9 | 0 | E | 9 | 19 | A | 7 | 9 | A | 7 | 52 | A | 7 | 1004 | E | 9 | 120 | A | 7 | 2.6 | A | 7 | 16100 | A | 7 | 77777 | A | 7 | 1.6 | E | 8 | 0.117 | F | 8 | 0.13 | F | 8 | -9900 | -9900 | ? | 0
2002-05-01 | 17:00 | 640 | 1346 | 450 | 2 | 8 | 711 | 2 | 15 | 112 | 2 | 8 | 47200 | 2 | 8 | 69600 | 2 | 15 | 14000 | 2 | 8 | 2330 | 2 | 19 | 4 | E | 9 | 4 | E | 9 | 18 | A | 7 | 9 | A | 7 | 56 | A | 7 | 1004 | E | 9 | 170 | A | 7 | 1.5 | A | 7 | 16100 | A | 7 | 77777 | A | 7 | 1.6 | E | 8 | 0.117 | F | 8 | 0.13 | F | 8 | -9900 | -9900 | ? | 0
2002-05-01 | 18:00 | 411 | 1346 | 269 | 2 | 8 | 522 | 2 | 15 | 109 | 2 | 8 | 27800 | 2 | 8 | 46300 | 2 | 15 | 13700 | 2 | 8 | 2060 | 2 | 19 | 3 | E | 9 | 3 | E | 9 | 18 | A | 7 | 8 | A | 7 | 52 | A | 7 | 1004 | E | 9 | 320 | A | 7 | 5.1 | A | 7 | 16100 | A | 7 | 77777 | A | 7 | 1.6 | E | 8 | 0.117 | F | 8 | 0.13 | F | 8 | -9900 | -9900 | ? | 0
2002-05-01 | 19:00 | 172 | 1346 | 0 | 2 | 8 | 0 | 2 | 15 | 0 | 2 | 8 | 0 | 2 | 8 | 0 | 2 | 15 | 0 | 2 | 8 | 0 | 2 | 19 | 0 | E | 9 | 0 | E | 9 | 15 | A | 7 | 7 | A | 7 | 59 | A | 7 | 1004 | E | 9 | 310 | A | 7 | 4.6 | A | 7 | 16100 | A | 7 | 77777 | A | 7 | 1.6 | E | 8 | 0.117 | F | 8 | 0.13 | F | 8 | -9900 | -9900 | ? | 0
2002-05-01 | 20:00 | 7 | 348 | 0 | 2 | 8 | 0 | 2 | 15 | 0 | 2 | 8 | 0 | 2 | 8 | 0 | 2 | 15 | 0 | 2 | 8 | 0 | 2 | 19 | 0 | E | 9 | 0 | E | 9 | 13 | A | 7 | 6 | A | 7 | 62 | A | 7 | 1004 | E | 9 | 310 | A | 7 | 6.7 | A | 7 | 16100 | A | 7 | 77777 | A | 7 | 1.5 | E | 8 | 0.117 | F | 8 | 0.13 | F | 8 | -9900 | -9900 | ? | 0
2002-05-01 | 21:00 | 0 | 0 | 0 | 2 | 0 | 0 | 2 | 0 | 0 | 2 | 0 | 0 | 2 | 0 | 0 | 2 | 0 | 0 | 2 | 0 | 0 | 2 | 0 | 0 | E | 9 | 0 | E | 9 | 11 | A | 7 | 6 | A | 7 | 71 | A | 7 | 1004 | E | 9 | 300 | A | 7 | 4.6 | A | 7 | 16100 | A | 7 | 77777 | A | 7 | 1.5 | E | 8 | 0.117 | F | 8 | 0.13 | F | 8 | -9900 | -9900 | ? | 0
2002-05-01 | 22:00 | 0 | 0 | 0 | 2 | 0 | 0 | 2 | 0 | 0 | 2 | 0 | 0 | 2 | 0 | 0 | 2 | 0 | 0 | 2 | 0 | 0 | 2 | 0 | 0 | E | 9 | 0 | E | 9 | 11 | A | 7 | 6 | A | 7 | 71 | A | 7 | 1004 | E | 9 | 300 | A | 7 | 4.6 | A | 7 | 16100 | A | 7 | 77777 | A | 7 | 1.4 | E | 8 | 0.117 | F | 8 | 0.13 | F | 8 | -9900 | -9900 | ? | 0
2002-05-01 | 23:00 | 0 | 0 | 0 | 2 | 0 | 0 | 2 | 0 | 0 | 2 | 0 | 0 | 2 | 0 | 0 | 2 | 0 | 0 | 2 | 0 | 0 | 2 | 0 | 0 | E | 9 | 0 | E | 9 | 9 | A | 7 | 6 | A | 7 | 81 | A | 7 | 1004 | E | 9 | 310 | A | 7 | 5.7 | A | 7 | 16100 | A | 7 | 77777 | A | 7 | 1.4 | E | 8 | 0.117 | F | 8 | 0.13 | F | 8 | -9900 | -9900 | ? | 0
2002-05-01 | 24:00 | 0 | 0 | 0 | 2 | 0 | 0 | 2 | 0 | 0 | 2 | 0 | 0 | 2 | 0 | 0 | 2 | 0 | 0 | 2 | 0 | 0 | 2 | 0 | 0 | E | 9 | 0 | E | 9 | 9 | A | 7 | 5 | A | 7 | 76 | A | 7 | 1004 | E | 9 | 330 | A | 7 | 3.1 | A | 7 | 16100 | A | 7 | 77777 | A | 7 | 1.4 | E | 8 | 0.117 | F | 8 | 0.13 | F | 8 | -9900 | -9900 | ? | 0
2002-05-02 | 1:00 | 0 | 0 | 0 | 2 | 0 | 0 | 2 | 0 | 0 | 2 | 0 | 0 | 2 | 0 | 0 | 2 | 0 | 0 | 2 | 0 | 0 | 2 | 0 | 0 | E | 9 | 0 | E | 9 | 8 | A | 7 | 5 | A | 7 | 81 | A | 7 | 1004 | E | 9 | 310 | A | 7 | 4.1 | A | 7 | 16100 | A | 7 | 77777 | A | 7 | 1.4 | E | 8 | 0.118 | F | 8 | 0.13 | F | 8 | -9900 | -9900 | ? | 0
2002-05-02 | 2:00 | 0 | 0 | 0 | 2 | 0 | 0 | 2 | 0 | 0 | 2 | 0 | 0 | 2 | 0 | 0 | 2 | 0 | 0 | 2 | 0 | 0 | 2 | 0 | 0 | E | 9 | 0 | E | 9 | 8 | A | 7 | 5 | A | 7 | 81 | A | 7 | 1004 | E | 9 | 300 | A | 7 | 4.6 | A | 7 | 16100 | A | 7 | 77777 | A | 7 | 1.4 | E | 8 | 0.118 | F | 8 | 0.13 | F | 8 | -9900 | -9900 | ? | 0
2002-05-02 | 3:00 | 0 | 0 | 0 | 2 | 0 | 0 | 2 | 0 | 0 | 2 | 0 | 0 | 2 | 0 | 0 | 2 | 0 | 0 | 2 | 0 | 0 | 2 | 0 | 0 | E | 9 | 0 | E | 9 | 7 | A | 7 | 4 | A | 7 | 81 | A | 7 | 1004 | E | 9 | 290 | A | 7 | 3.6 | A | 7 | 16100 | A | 7 | 77777 | A | 7 | 1.4 | E | 8 | 0.118 | F | 8 | 0.13 | F | 8 | -9900 | -9900 | ? | 0
2002-05-02 | 4:00 | 0 | 0 | 0 | 2 | 0 | 0 | 2 | 0 | 0 | 2 | 0 | 0 | 2 | 0 | 0 | 2 | 0 | 0 | 2 | 0 | 0 | 2 | 0 | 0 | E | 9 | 0 | E | 9 | 7 | A | 7 | 4 | A | 7 | 81 | A | 7 | 1004 | E | 9 | 280 | A | 7 | 2.6 | A | 7 | 16100 | A | 7 | 77777 | A | 7 | 1.4 | E | 8 | 0.118 | F | 8 | 0.13 | F | 8 | -9900 | -9900 | ? | 0
2002-05-02 | 5:00 | 0 | 0 | 0 | 2 | 0 | 0 | 2 | 0 | 0 | 2 | 0 | 0 | 2 | 0 | 0 | 2 | 0 | 0 | 2 | 0 | 0 | 2 | 0 | 0 | E | 9 | 0 | E | 9 | 6 | A | 7 | 4 | A | 7 | 87 | A | 7 | 1004 | E | 9 | 270 | A | 7 | 2.1 | A | 7 | 16100 | A | 7 | 77777 | A | 7 | 1.4 | E | 8 | 0.118 | F | 8 | 0.13 | F | 8 | -9900 | -9900 | ? | 0
2002-05-02 | 6:00 | 96 | 1267 | 27 | 2 | 8 | 110 | 2 | 15 | 19 | 2 | 8 | 3000 | 2 | 8 | 5000 | 2 | 15 | 2600 | 2 | 8 | 330 | 2 | 19 | 10 | E | 9 | 10 | E | 9 | 8 | A | 7 | 6 | A | 7 | 87 | A | 7 | 1004 | E | 9 | 280 | A | 7 | 2.1 | A | 7 | 16100 | A | 7 | 270 | A | 7 | 1.4 | E | 8 | 0.118 | F | 8 | 0.13 | F | 8 | -9900 | -9900 | ? | 0
2002-05-02 | 7:00 | 332 | 1345 | 73 | 2 | 8 | 0 | 2 | 15 | 73 | 2 | 8 | 8300 | 2 | 8 | 0 | 2 | 15 | 8300 | 2 | 8 | 2720 | 2 | 19 | 10 | E | 9 | 10 | E | 9 | 9 | A | 7 | 6 | A | 7 | 81 | A | 7 | 1004 | E | 9 | 270 | A | 7 | 2.6 | A | 7 | 16100 | A | 7 | 480 | A | 7 | 1.4 | E | 8 | 0.118 | F | 8 | 0.13 | F | 8 | -9900 | -9900 | ? | 0
2002-05-02 | 8:00 | 567 | 1345 | 142 | 2 | 8 | 6 | 2 | 15 | 140 | 2 | 8 | 16300 | 2 | 8 | 400 | 2 | 15 | 16100 | 2 | 8 | 5620 | 2 | 19 | 10 | E | 9 | 10 | E | 9 | 9 | A | 7 | 6 | A | 7 | 81 | A | 7 | 1004 | E | 9 | 250 | A | 7 | 2.1 | A | 7 | 16100 | A | 7 | 420 | A | 7 | 1.3 | E | 8 | 0.118 | F | 8 | 0.13 | F | 8 | -9900 | -9900 | ? | 0
2002-05-02 | 9:00 | 780 | 1345 | 125 | 2 | 8 | 0 | 2 | 15 | 125 | 2 | 8 | 15000 | 2 | 8 | 0 | 2 | 15 | 15000 | 2 | 8 | 5940 | 2 | 19 | 10 | E | 9 | 10 | E | 9 | 10 | A | 7 | 7 | A | 7 | 82 | A | 7 | 1004 | E | 9 | 220 | A | 7 | 1.5 | A | 7 | 16100 | A | 7 | 420 | A | 7 | 1.3 | E | 8 | 0.118 | F | 8 | 0.13 | F | 8 | -9900 | -9900 | ? | 0
2002-05-02 | 10:00 | 958 | 1345 | 154 | 2 | 8 | 0 | 2 | 15 | 154 | 2 | 8 | 18700 | 2 | 8 | 0 | 2 | 15 | 18700 | 2 | 8 | 7680 | 2 | 19 | 10 | E | 9 | 10 | E | 9 | 11 | A | 7 | 7 | A | 7 | 76 | A | 7 | 1004 | E | 9 | 190 | A | 7 | 2.1 | A | 7 | 16100 | A | 7 | 420 | A | 7 | 1.3 | E | 8 | 0.118 | F | 8 | 0.13 | F | 8 | -9900 | -9900 | ? | 0
2002-05-02 | 11:00 | 1088 | 1345 | 177 | 2 | 8 | 0 | 2 | 15 | 177 | 2 | 8 | 21700 | 2 | 8 | 0 | 2 | 15 | 21700 | 2 | 8 | 8980 | 2 | 19 | 10 | E | 9 | 10 | E | 9 | 11 | A | 7 | 7 | A | 7 | 76 | A | 7 | 1004 | E | 9 | 160 | A | 7 | 1.5 | A | 7 | 16100 | A | 7 | 480 | A | 7 | 1.3 | E | 8 | 0.118 | F | 8 | 0.13 | F | 8 | -9900 | -9900 | ? | 0
2002-05-02 | 12:00 | 1160 | 1345 | 272 | 2 | 8 | 6 | 2 | 15 | 267 | 2 | 8 | 32700 | 2 | 8 | 500 | 2 | 15 | 32300 | 2 | 8 | 12750 | 2 | 19 | 10 | E | 9 | 10 | E | 9 | 12 | A | 7 | 6 | A | 7 | 67 | A | 7 | 1004 | E | 9 | 0 | A | 7 | 0 | A | 7 | 16100 | A | 7 | 480 | A | 7 | 1.4 | E | 8 | 0.118 | F | 8 | 0.13 | F | 8 | -9900 | -9900 | ? | 0
2002-05-02 | 13:00 | 1171 | 1345 | 532 | 2 | 8 | 138 | 2 | 15 | 411 | 2 | 8 | 58400 | 2 | 8 | 14700 | 2 | 15 | 45600 | 2 | 8 | 17690 | 2 | 19 | 10 | E | 9 | 10 | E | 9 | 13 | A | 7 | 7 | A | 7 | 67 | A | 7 | 1004 | E | 9 | 0 | A | 7 | 0 | A | 7 | 16100 | A | 7 | 600 | A | 7 | 1.4 | E | 8 | 0.118 | F | 8 | 0.13 | F | 8 | -9900 | -9900 | ? | 0
2002-05-02 | 14:00 | 1119 | 1345 | 380 | 2 | 8 | 24 | 2 | 15 | 360 | 2 | 8 | 44400 | 2 | 8 | 2200 | 2 | 15 | 42500 | 2 | 8 | 15710 | 2 | 19 | 10 | E | 9 | 10 | E | 9 | 14 | A | 7 | 7 | A | 7 | 63 | A | 7 | 1004 | E | 9 | 330 | A | 7 | 2.6 | A | 7 | 16100 | A | 7 | 780 | A | 7 | 1.4 | E | 8 | 0.118 | F | 8 | 0.13 | F | 8 | -9900 | -9900 | ? | 0
2002-05-02 | 15:00 | 1008 | 1345 | 317 | 2 | 8 | 18 | 2 | 15 | 303 | 2 | 8 | 36900 | 2 | 8 | 1600 | 2 | 15 | 35600 | 2 | 8 | 13360 | 2 | 19 | 10 | E | 9 | 10 | E | 9 | 14 | A | 7 | 7 | A | 7 | 63 | A | 7 | 1004 | E | 9 | 330 | A | 7 | 4.1 | A | 7 | 16100 | A | 7 | 720 | A | 7 | 1.4 | E | 8 | 0.118 | F | 8 | 0.13 | F | 8 | -9900 | -9900 | ? | 0
2002-05-02 | 16:00 | 846 | 1345 | 196 | 2 | 8 | 0 | 2 | 15 | 196 | 2 | 8 | 23000 | 2 | 8 | 0 | 2 | 15 | 23000 | 2 | 8 | 8880 | 2 | 19 | 10 | E | 9 | 10 | E | 9 | 13 | A | 7 | 6 | A | 7 | 62 | A | 7 | 1004 | E | 9 | 310 | A | 7 | 5.7 | A | 7 | 16100 | A | 7 | 780 | A | 7 | 1.4 | E | 8 | 0.118 | F | 8 | 0.13 | F | 8 | -9900 | -9900 | ? | 0
2002-05-02 | 17:00 | 643 | 1345 | 411 | 2 | 8 | 326 | 2 | 15 | 254 | 2 | 8 | 42900 | 2 | 8 | 33400 | 2 | 15 | 26900 | 2 | 8 | 6000 | 2 | 19 | 10 | E | 9 | 10 | E | 9 | 13 | A | 7 | 6 | A | 7 | 62 | A | 7 | 1004 | E | 9 | 310 | A | 7 | 6.2 | A | 7 | 16100 | A | 7 | 780 | A | 7 | 1.3 | E | 8 | 0.118 | F | 8 | 0.13 | F | 8 | -9900 | -9900 | ? | 0
2002-05-02 | 18:00 | 415 | 1345 | 138 | 2 | 8 | 28 | 2 | 15 | 130 | 2 | 8 | 15200 | 2 | 8 | 2600 | 2 | 15 | 14400 | 2 | 8 | 3380 | 2 | 19 | 10 | E | 9 | 10 | E | 9 | 12 | A | 7 | 6 | A | 7 | 67 | A | 7 | 1004 | E | 9 | 290 | A | 7 | 5.1 | A | 7 | 16100 | A | 7 | 840 | A | 7 | 1.3 | E | 8 | 0.118 | F | 8 | 0.13 | F | 8 | -9900 | -9900 | ? | 0
2002-05-02 | 19:00 | 176 | 1345 | 0 | 2 | 8 | 0 | 2 | 15 | 0 | 2 | 8 | 0 | 2 | 8 | 0 | 2 | 15 | 0 | 2 | 8 | 0 | 2 | 19 | 10 | E | 9 | 10 | E | 9 | 12 | A | 7 | 6 | A | 7 | 67 | A | 7 | 1004 | E | 9 | 290 | A | 7 | 3.6 | A | 7 | 16100 | A | 7 | 840 | A | 7 | 1.3 | E | 8 | 0.118 | F | 8 | 0.13 | F | 8 | -9900 | -9900 | ? | 0
2002-05-02 | 20:00 | 8 | 392 | 0 | 2 | 8 | 0 | 2 | 15 | 0 | 2 | 8 | 0 | 2 | 8 | 0 | 2 | 15 | 0 | 2 | 8 | 0 | 2 | 19 | 8 | E | 9 | 8 | E | 9 | 11 | A | 7 | 6 | A | 7 | 71 | A | 7 | 1004 | E | 9 | 310 | A | 7 | 3.6 | A | 7 | 16100 | A | 7 | 930 | A | 7 | 1.2 | E | 8 | 0.118 | F | 8 | 0.13 | F | 8 | -9900 | -9900 | ? | 0
2002-05-02 | 21:00 | 0 | 0 | 0 | 2 | 0 | 0 | 2 | 0 | 0 | 2 | 0 | 0 | 2 | 0 | 0 | 2 | 0 | 0 | 2 | 0 | 0 | 2 | 0 | 10 | E | 9 | 10 | E | 9 | 10 | A | 7 | 4 | A | 7 | 66 | A | 7 | 1004 | E | 9 | 280 | A | 7 | 3.1 | A | 7 | 16100 | A | 7 | 840 | A | 7 | 1.1 | E | 8 | 0.118 | F | 8 | 0.13 | F | 8 | -9900 | -9900 | ? | 0
2002-05-02 | 22:00 | 0 | 0 | 0 | 2 | 0 | 0 | 2 | 0 | 0 | 2 | 0 | 0 | 2 | 0 | 0 | 2 | 0 | 0 | 2 | 0 | 0 | 2 | 0 | 10 | E | 9 | 10 | E | 9 | 10 | A | 7 | 4 | A | 7 | 66 | A | 7 | 1004 | E | 9 | 310 | A | 7 | 2.1 | A | 7 | 16100 | A | 7 | 1230 | A | 7 | 0.9 | E | 8 | 0.118 | F | 8 | 0.13 | F | 8 | -9900 | -9900 | ? | 0
2002-05-02 | 23:00 | 0 | 0 | 0 | 2 | 0 | 0 | 2 | 0 | 0 | 2 | 0 | 0 | 2 | 0 | 0 | 2 | 0 | 0 | 2 | 0 | 0 | 2 | 0 | 10 | E | 9 | 10 | E | 9 | 8 | A | 7 | 5 | A | 7 | 81 | A | 7 | 1004 | E | 9 | 290 | A | 7 | 2.6 | A | 7 | 16100 | A | 7 | 1290 | A | 7 | 0.9 | E | 8 | 0.118 | F | 8 | 0.13 | F | 8 | -9900 | -9900 | ? | 0
2002-05-02 | 24:00 | 0 | 0 | 0 | 2 | 0 | 0 | 2 | 0 | 0 | 2 | 0 | 0 | 2 | 0 | 0 | 2 | 0 | 0 | 2 | 0 | 0 | 2 | 0 | 10 | E | 9 | 10 | E | 9 | 9 | A | 7 | 4 | A | 7 | 71 | A | 7 | 1004 | E | 9 | 300 | A | 7 | 2.6 | A | 7 | 16100 | A | 7 | 1290 | A | 7 | 0.8 | E | 8 | 0.118 | F | 8 | 0.13 | F | 8 | -9900 | -9900 | ? | 0
2002-05-03 | 1:00 | 0 | 0 | 0 | 2 | 0 | 0 | 2 | 0 | 0 | 2 | 0 | 0 | 2 | 0 | 0 | 2 | 0 | 0 | 2 | 0 | 0 | 2 | 0 | 10 | E | 9 | 10 | E | 9 | 8 | A | 7 | 4 | A | 7 | 76 | A | 7 | 1004 | E | 9 | 280 | A | 7 | 2.6 | A | 7 | 16100 | A | 7 | 1350 | A | 7 | 0.7 | E | 8 | 0.119 | F | 8 | 0.13 | F | 8 | -9900 | -9900 | ? | 0
2002-05-03 | 2:00 | 0 | 0 | 0 | 2 | 0 | 0 | 2 | 0 | 0 | 2 | 0 | 0 | 2 | 0 | 0 | 2 | 0 | 0 | 2 | 0 | 0 | 2 | 0 | 8 | E | 9 | 8 | E | 9 | 8 | A | 7 | 3 | A | 7 | 71 | A | 7 | 1004 | E | 9 | 290 | A | 7 | 4.1 | A | 7 | 16100 | A | 7 | 1500 | A | 7 | 0.7 | E | 8 | 0.119 | F | 8 | 0.13 | F | 8 | -9900 | -9900 | ? | 0
2002-05-03 | 3:00 | 0 | 0 | 0 | 2 | 0 | 0 | 2 | 0 | 0 | 2 | 0 | 0 | 2 | 0 | 0 | 2 | 0 | 0 | 2 | 0 | 0 | 2 | 0 | 8 | E | 9 | 8 | E | 9 | 7 | A | 7 | 3 | A | 7 | 76 | A | 7 | 1004 | E | 9 | 0 | A | 7 | 0 | A | 7 | 16100 | A | 7 | 1500 | A | 7 | 0.8 | E | 8 | 0.119 | F | 8 | 0.13 | F | 8 | -9900 | -9900 | ? | 0
2002-05-03 | 4:00 | 0 | 0 | 0 | 2 | 0 | 0 | 2 | 0 | 0 | 2 | 0 | 0 | 2 | 0 | 0 | 2 | 0 | 0 | 2 | 0 | 0 | 2 | 0 | 3 | E | 9 | 3 | E | 9 | 4 | A | 7 | 2 | A | 7 | 87 | A | 7 | 1004 | E | 9 | 310 | A | 7 | 2.1 | A | 7 | 16100 | A | 7 | 77777 | A | 7 | 0.8 | E | 8 | 0.119 | F | 8 | 0.13 | F | 8 | -9900 | -9900 | ? | 0
2002-05-03 | 5:00 | 0 | 0 | 0 | 2 | 0 | 0 | 2 | 0 | 0 | 2 | 0 | 0 | 2 | 0 | 0 | 2 | 0 | 0 | 2 | 0 | 0 | 2 | 0 | 8 | E | 9 | 8 | E | 9 | 5 | A | 7 | 2 | A | 7 | 81 | A | 7 | 1004 | E | 9 | 320 | A | 7 | 3.1 | A | 7 | 16100 | A | 7 | 1500 | A | 7 | 0.8 | E | 8 | 0.119 | F | 8 | 0.13 | F | 8 | -9900 | -9900 | ? | 0
2002-05-03 | 6:00 | 101 | 1288 | 30 | 2 | 8 | 213 | 2 | 15 | 14 | 2 | 8 | 3300 | 2 | 8 | 11200 | 2 | 15 | 2400 | 2 | 8 | 270 | 2 | 19 | 5 | E | 9 | 5 | E | 9 | 7 | A | 7 | 3 | A | 7 | 76 | A | 7 | 1004 | E | 9 | 10 | A | 7 | 2.1 | A | 7 | 16100 | A | 7 | 77777 | A | 7 | 0.8 | E | 8 | 0.119 | F | 8 | 0.13 | F | 8 | -9900 | -9900 | ? | 0
2002-05-03 | 7:00 | 337 | 1344 | 183 | 2 | 8 | 505 | 2 | 15 | 56 | 2 | 8 | 19000 | 2 | 8 | 42200 | 2 | 15 | 8400 | 2 | 8 | 1050 | 2 | 19 | 6 | E | 9 | 6 | E | 9 | 7 | A | 7 | 3 | A | 7 | 76 | A | 7 | 1004 | E | 9 | 0 | A | 7 | 0 | A | 7 | 16100 | A | 7 | 77777 | A | 7 | 0.8 | E | 8 | 0.119 | F | 8 | 0.13 | F | 8 | -9900 | -9900 | ? | 0
2002-05-03 | 8:00 | 571 | 1344 | 352 | 2 | 8 | 579 | 2 | 15 | 106 | 2 | 8 | 36600 | 2 | 8 | 55400 | 2 | 15 | 13000 | 2 | 8 | 2100 | 2 | 19 | 8 | E | 9 | 8 | E | 9 | 11 | A | 7 | 2 | A | 7 | 54 | A | 7 | 1004 | E | 9 | 310 | A | 7 | 3.1 | A | 7 | 16100 | A | 7 | 1500 | A | 7 | 0.8 | E | 8 | 0.119 | F | 8 | 0.13 | F | 8 | -9900 | -9900 | ? | 0
2002-05-03 | 9:00 | 784 | 1344 | 484 | 2 | 8 | 495 | 2 | 15 | 194 | 2 | 8 | 51400 | 2 | 8 | 50600 | 2 | 15 | 21800 | 2 | 8 | 4470 | 2 | 19 | 9 | B | 8 | 8 | B | 8 | 11.4 | B | 8 | 0.9 | B | 8 | 48 | A | 7 | 1004 | E | 9 | 360 | B | 8 | 3.1 | B | 8 | -9900 | ? | 0 | 1500 | B | 8 | 0.8 | E | 8 | 0.119 | F | 8 | 0.13 | F | 8 | -9900 | -9900 | ? | 0
2002-05-03 | 10:00 | 961 | 1344 | 654 | 2 | 8 | 579 | 2 | 15 | 240 | 2 | 8 | 70200 | 2 | 8 | 60100 | 2 | 15 | 27100 | 2 | 8 | 6930 | 2 | 19 | 9 | E | 9 | 9 | E | 9 | 12 | A | 7 | 0 | A | 7 | 44 | A | 7 | 1004 | E | 9 | 40 | A | 7 | 3.1 | A | 7 | 16100 | A | 7 | 1500 | A | 7 | 0.8 | E | 8 | 0.119 | F | 8 | 0.13 | F | 8 | -9900 | -9900 | ? | 0
2002-05-03 | 11:00 | 1091 | 1344 | 612 | 2 | 8 | 292 | 2 | 15 | 375 | 2 | 8 | 66500 | 2 | 8 | 31600 | 2 | 15 | 40800 | 2 | 8 | 13770 | 2 | 19 | 8 | E | 9 | 8 | E | 9 | 13 | A | 7 | 0 | A | 7 | 41 | A | 7 | 1004 | E | 9 | 310 | A | 7 | 1.5 | A | 7 | 16100 | A | 7 | 1500 | A | 7 | 0.9 | E | 8 | 0.119 | F | 8 | 0.13 | F | 8 | -9900 | -9900 | ? | 0
2002-05-03 | 12:00 | 1163 | 1344 | 657 | 2 | 8 | 281 | 2 | 15 | 413 | 2 | 8 | 71400 | 2 | 8 | 30500 | 2 | 15 | 45000 | 2 | 8 | 18000 | 2 | 19 | 8 | E | 9 | 8 | E | 9 | 14 | A | 7 | 1 | A | 7 | 41 | A | 7 | 1004 | E | 9 | 0 | A | 7 | 0 | A | 7 | 16100 | A | 7 | 1320 | A | 7 | 0.9 | E | 8 | 0.119 | F | 8 | 0.13 | F | 8 | -9900 | -9900 | ? | 0
2002-05-03 | 13:00 | 1174 | 1344 | 893 | 2 | 8 | 752 | 2 | 15 | 234 | 2 | 8 | 94600 | 2 | 8 | 76500 | 2 | 15 | 27600 | 2 | 8 | 10890 | 2 | 19 | 0 | E | 9 | 0 | E | 9 | 14 | A | 7 | 2 | A | 7 | 44 | A | 7 | 1004 | E | 9 | 220 | A | 7 | 2.6 | A | 7 | 16100 | A | 7 | 77777 | A | 7 | 0.9 | E | 8 | 0.119 | F | 8 | 0.13 | F | 8 | -9900 | -9900 | ? | 0
2002-05-03 | 14:00 | 1122 | 1344 | 810 | 2 | 8 | 696 | 2 | 15 | 228 | 2 | 8 | 85600 | 2 | 8 | 70700 | 2 | 15 | 26500 | 2 | 8 | 9070 | 2 | 19 | 8 | E | 9 | 8 | E | 9 | 14 | A | 7 | 3 | A | 7 | 47 | A | 7 | 1004 | E | 9 | 160 | A | 7 | 2.1 | A | 7 | 16100 | A | 7 | 1440 | A | 7 | 0.9 | E | 8 | 0.119 | F | 8 | 0.13 | F | 8 | -9900 | -9900 | ? | 0
2002-05-03 | 15:00 | 1011 | 1344 | 759 | 2 | 8 | 781 | 2 | 15 | 170 | 2 | 8 | 80900 | 2 | 8 | 79800 | 2 | 15 | 20700 | 2 | 8 | 5380 | 2 | 19 | 0 | E | 9 | 0 | E | 9 | 16 | A | 7 | 3 | A | 7 | 42 | A | 7 | 1004 | E | 9 | 80 | A | 7 | 2.1 | A | 7 | 16100 | A | 7 | 77777 | A | 7 | 0.9 | E | 8 | 0.119 | F | 8 | 0.13 | F | 8 | -9900 | -9900 | ? | 0
2002-05-03 | 16:00 | 849 | 1344 | 581 | 2 | 8 | 644 | 2 | 15 | 173 | 2 | 8 | 60600 | 2 | 8 | 64500 | 2 | 15 | 19800 | 2 | 8 | 4210 | 2 | 19 | 8 | E | 9 | 8 | E | 9 | 16 | A | 7 | 3 | A | 7 | 42 | A | 7 | 1004 | E | 9 | 120 | A | 7 | 2.6 | A | 7 | 16100 | A | 7 | 1500 | A | 7 | 1 | E | 8 | 0.119 | F | 8 | 0.13 | F | 8 | -9900 | -9900 | ? | 0
2002-05-03 | 17:00 | 647 | 1344 | 448 | 2 | 8 | 678 | 2 | 15 | 122 | 2 | 8 | 46700 | 2 | 8 | 66200 | 2 | 15 | 14800 | 2 | 8 | 2520 | 2 | 19 | 0 | E | 9 | 0 | A | 7 | 17 | A | 7 | 2 | A | 7 | 36 | A | 7 | 1004 | E | 9 | 50 | A | 7 | 1.5 | A | 7 | 16100 | A | 7 | 77777 | A | 7 | 1 | E | 8 | 0.119 | F | 8 | 0.13 | F | 8 | -9900 | -9900 | ? | 0
2002-05-03 | 18:00 | 418 | 1344 | 275 | 2 | 8 | 526 | 2 | 15 | 111 | 2 | 8 | 28500 | 2 | 8 | 47000 | 2 | 15 | 13900 | 2 | 8 | 2100 | 2 | 19 | 10 | E | 9 | 9 | A | 7 | 16 | A | 7 | 3 | A | 7 | 42 | A | 7 | 1004 | E | 9 | 120 | A | 7 | 2.1 | A | 7 | 16100 | A | 7 | 1500 | A | 7 | 1 | E | 8 | 0.119 | F | 8 | 0.13 | F | 8 | -9900 | -9900 | ? | 0
2002-05-03 | 19:00 | 180 | 1344 | 0 | 2 | 8 | 0 | 2 | 15 | 0 | 2 | 8 | 0 | 2 | 8 | 0 | 2 | 15 | 0 | 2 | 8 | 0 | 2 | 19 | 0 | E | 9 | 0 | A | 7 | 13 | A | 7 | 4 | A | 7 | 54 | A | 7 | 1004 | E | 9 | 310 | A | 7 | 3.1 | A | 7 | 16100 | A | 7 | 77777 | A | 7 | 1.1 | E | 8 | 0.119 | F | 8 | 0.13 | F | 8 | -9900 | -9900 | ? | 0
2002-05-03 | 20:00 | 10 | 415 | 0 | 2 | 8 | 0 | 2 | 15 | 0 | 2 | 8 | 0 | 2 | 8 | 0 | 2 | 15 | 0 | 2 | 8 | 0 | 2 | 19 | 0 | E | 9 | 0 | A | 7 | 10 | A | 7 | 4 | A | 7 | 66 | A | 7 | 1004 | E | 9 | 300 | A | 7 | 4.1 | A | 7 | 16100 | A | 7 | 77777 | A | 7 | 1.1 | E | 8 | 0.119 | F | 8 | 0.13 | F | 8 | -9900 | -9900 | ? | 0
2002-05-03 | 21:00 | 0 | 0 | 0 | 2 | 0 | 0 | 2 | 0 | 0 | 2 | 0 | 0 | 2 | 0 | 0 | 2 | 0 | 0 | 2 | 0 | 0 | 2 | 0 | 0 | E | 9 | 0 | A | 7 | 9 | A | 7 | 3 | A | 7 | 66 | A | 7 | 1004 | E | 9 | 300 | A | 7 | 3.6 | A | 7 | 16100 | A | 7 | 77777 | A | 7 | 1 | E | 8 | 0.119 | F | 8 | 0.13 | F | 8 | -9900 | -9900 | ? | 0
2002-05-03 | 22:00 | 0 | 0 | 0 | 2 | 0 | 0 | 2 | 0 | 0 | 2 | 0 | 0 | 2 | 0 | 0 | 2 | 0 | 0 | 2 | 0 | 0 | 2 | 0 | 0 | E | 9 | 0 | A | 7 | 8 | A | 7 | 3 | A | 7 | 71 | A | 7 | 1004 | E | 9 | 300 | A | 7 | 4.1 | A | 7 | 16100 | A | 7 | 77777 | A | 7 | 1 | E | 8 | 0.119 | F | 8 | 0.13 | F | 8 | -9900 | -9900 | ? | 0
2002-05-03 | 23:00 | 0 | 0 | 0 | 2 | 0 | 0 | 2 | 0 | 0 | 2 | 0 | 0 | 2 | 0 | 0 | 2 | 0 | 0 | 2 | 0 | 0 | 2 | 0 | 0 | E | 9 | 0 | A | 7 | 8 | A | 7 | 3 | A | 7 | 71 | A | 7 | 1004 | E | 9 | 320 | A | 7 | 5.1 | A | 7 | 16100 | A | 7 | 77777 | A | 7 | 1 | E | 8 | 0.119 | F | 8 | 0.13 | F | 8 | -9900 | -9900 | ? | 0
2002-05-03 | 24:00 | 0 | 0 | 0 | 2 | 0 | 0 | 2 | 0 | 0 | 2 | 0 | 0 | 2 | 0 | 0 | 2 | 0 | 0 | 2 | 0 | 0 | 2 | 0 | 0 | E | 9 | 0 | A | 7 | 7 | A | 7 | 2 | A | 7 | 70 | A | 7 | 1004 | E | 9 | 320 | A | 7 | 2.1 | A | 7 | 16100 | A | 7 | 77777 | A | 7 | 1 | E | 8 | 0.119 | F | 8 | 0.13 | F | 8 | -9900 | -9900 | ? | 0
2002-05-04 | 1:00 | 0 | 0 | 0 | 2 | 0 | 0 | 2 | 0 | 0 | 2 | 0 | 0 | 2 | 0 | 0 | 2 | 0 | 0 | 2 | 0 | 0 | 2 | 0 | 0 | E | 9 | 0 | A | 7 | 5 | A | 7 | 2 | A | 7 | 81 | A | 7 | 1004 | E | 9 | 310 | A | 7 | 2.1 | A | 7 | 16100 | A | 7 | 77777 | A | 7 | 1 | E | 8 | 0.12 | F | 8 | 0.13 | F | 8 | -9900 | -9900 | ? | 0
2002-05-04 | 2:00 | 0 | 0 | 0 | 2 | 0 | 0 | 2 | 0 | 0 | 2 | 0 | 0 | 2 | 0 | 0 | 2 | 0 | 0 | 2 | 0 | 0 | 2 | 0 | 0 | E | 9 | 0 | A | 7 | 4 | A | 7 | 2 | A | 7 | 87 | A | 7 | 1004 | E | 9 | 340 | A | 7 | 2.1 | A | 7 | 16100 | A | 7 | 77777 | A | 7 | 1 | E | 8 | 0.12 | F | 8 | 0.13 | F | 8 | -9900 | -9900 | ? | 0
2002-05-04 | 3:00 | 0 | 0 | 0 | 2 | 0 | 0 | 2 | 0 | 0 | 2 | 0 | 0 | 2 | 0 | 0 | 2 | 0 | 0 | 2 | 0 | 0 | 2 | 0 | 0 | E | 9 | 0 | A | 7 | 3 | A | 7 | 1 | A | 7 | 87 | A | 7 | 1004 | E | 9 | 300 | A | 7 | 2.6 | A | 7 | 16100 | A | 7 | 77777 | A | 7 | 1.1 | E | 8 | 0.12 | F | 8 | 0.13 | F | 8 | -9900 | -9900 | ? | 0
2002-05-04 | 4:00 | 0 | 0 | 0 | 2 | 0 | 0 | 2 | 0 | 0 | 2 | 0 | 0 | 2 | 0 | 0 | 2 | 0 | 0 | 2 | 0 | 0 | 2 | 0 | 0 | E | 9 | 0 | A | 7 | 3 | A | 7 | 1 | A | 7 | 87 | A | 7 | 1004 | E | 9 | 0 | A | 7 | 0 | A | 7 | 16100 | A | 7 | 77777 | A | 7 | 1.1 | E | 8 | 0.12 | F | 8 | 0.13 | F | 8 | -9900 | -9900 | ? | 0
2002-05-04 | 5:00 | 0 | 0 | 0 | 2 | 0 | 0 | 2 | 0 | 0 | 2 | 0 | 0 | 2 | 0 | 0 | 2 | 0 | 0 | 2 | 0 | 0 | 2 | 0 | 0 | E | 9 | 0 | A | 7 | 2 | A | 7 | 1 | A | 7 | 93 | A | 7 | 1004 | E | 9 | 0 | A | 7 | 0 | A | 7 | 16100 | A | 7 | 77777 | A | 7 | 1.1 | E | 8 | 0.12 | F | 8 | 0.13 | F | 8 | -9900 | -9900 | ? | 0
2002-05-04 | 6:00 | 106 | 1310 | 33 | 2 | 8 | 236 | 2 | 15 | 15 | 2 | 8 | 3600 | 2 | 8 | 13900 | 2 | 15 | 2400 | 2 | 8 | 320 | 2 | 19 | 0 | E | 9 | 0 | A | 7 | 3 | A | 7 | 1 | A | 7 | 87 | A | 7 | 1004 | E | 9 | 280 | A | 7 | 1.5 | A | 7 | 16100 | A | 7 | 77777 | A | 7 | 1.1 | E | 8 | 0.12 | F | 8 | 0.13 | F | 8 | -9900 | -9900 | ? | 0
2002-05-04 | 7:00 | 342 | 1344 | 188 | 2 | 8 | 517 | 2 | 15 | 56 | 2 | 8 | 19500 | 2 | 8 | 43500 | 2 | 15 | 8400 | 2 | 8 | 1050 | 2 | 19 | 0 | E | 9 | 0 | A | 7 | 6 | A | 7 | 3 | A | 7 | 81 | A | 7 | 1004 | E | 9 | 0 | A | 7 | 0 | A | 7 | 16100 | A | 7 | 77777 | A | 7 | 1.1 | E | 8 | 0.12 | F | 8 | 0.13 | F | 8 | -9900 | -9900 | ? | 0
2002-05-04 | 8:00 | 575 | 1344 | 367 | 2 | 8 | 619 | 2 | 15 | 102 | 2 | 8 | 38300 | 2 | 8 | 59500 | 2 | 15 | 12800 | 2 | 8 | 2040 | 2 | 19 | 0 | E | 9 | 0 | A | 7 | 9 | A | 7 | 2 | A | 7 | 61 | A | 7 | 1004 | E | 9 | 0 | A | 7 | 0 | A | 7 | 16100 | A | 7 | 77777 | A | 7 | 1.1 | E | 8 | 0.12 | F | 8 | 0.13 | F | 8 | -9900 | -9900 | ? | 0
2002-05-04 | 9:00 | 788 | 1344 | 552 | 2 | 8 | 723 | 2 | 15 | 128 | 2 | 8 | 58500 | 2 | 8 | 72800 | 2 | 15 | 15800 | 2 | 8 | 3020 | 2 | 19 | 0 | E | 9 | 0 | A | 7 | 11 | A | 7 | 3 | A | 7 | 58 | A | 7 | 1004 | E | 9 | 60 | A | 7 | 3.6 | A | 7 | 16100 | A | 7 | 77777 | A | 7 | 1.1 | E | 8 | 0.12 | F | 8 | 0.13 | F | 8 | -9900 | -9900 | ? | 0
2002-05-04 | 10:00 | 965 | 1344 | 682 | 2 | 8 | 721 | 2 | 15 | 164 | 2 | 8 | 72600 | 2 | 8 | 73500 | 2 | 15 | 19700 | 2 | 8 | 4790 | 2 | 19 | 3 | E | 9 | 3 | E | 9 | 12 | A | 7 | 2 | A | 7 | 50 | A | 7 | 1004 | E | 9 | 0 | A | 7 | 0 | A | 7 | 16100 | A | 7 | 77777 | A | 7 | 1.2 | E | 8 | 0.12 | F | 8 | 0.13 | F | 8 | -9900 | -9900 | ? | 0
2002-05-04 | 11:00 | 1094 | 1344 | 727 | 2 | 8 | 542 | 2 | 15 | 285 | 2 | 8 | 78100 | 2 | 8 | 56600 | 2 | 15 | 32000 | 2 | 8 | 10770 | 2 | 19 | 6 | E | 9 | 6 | E | 9 | 13 | A | 7 | 2 | A | 7 | 47 | A | 7 | 1004 | E | 9 | 0 | A | 7 | 0 | A | 7 | 16100 | A | 7 | 77777 | A | 7 | 1.2 | E | 8 | 0.12 | F | 8 | 0.13 | F | 8 | -9900 | -9900 | ? | 0
2002-05-04 | 12:00 | 1166 | 1344 | 782 | 2 | 8 | 563 | 2 | 15 | 292 | 2 | 8 | 84600 | 2 | 8 | 58900 | 2 | 15 | 33400 | 2 | 8 | 13510 | 2 | 19 | 9 | E | 9 | 8 | E | 9 | 15 | A | 7 | 2 | A | 7 | 41 | A | 7 | 1004 | E | 9 | 0 | A | 7 | 0 | A | 7 | 16100 | A | 7 | 77777 | A | 7 | 1.3 | E | 8 | 0.12 | F | 8 | 0.13 | F | 8 | -9900 | -9900 | ? | 0
2002-05-04 | 13:00 | 1176 | 1344 | 764 | 2 | 8 | 500 | 2 | 15 | 326 | 2 | 8 | 82000 | 2 | 8 | 52200 | 2 | 15 | 36100 | 2 | 8 | 15690 | 2 | 19 | 8 | E | 9 | 7 | E | 9 | 16 | A | 7 | 5 | A | 7 | 48 | A | 7 | 1004 | E | 9 | 160 | A | 7 | 2.1 | A | 7 | 16100 | A | 7 | 77777 | A | 7 | 1.4 | E | 8 | 0.12 | F | 8 | 0.13 | F | 8 | -9900 | -9900 | ? | 0
2002-05-04 | 14:00 | 1124 | 1344 | 835 | 2 | 8 | 733 | 2 | 15 | 221 | 2 | 8 | 88500 | 2 | 8 | 74600 | 2 | 15 | 26000 | 2 | 8 | 8900 | 2 | 19 | 3 | E | 9 | 3 | E | 9 | 17 | A | 7 | 7 | A | 7 | 52 | A | 7 | 1004 | E | 9 | 0 | A | 7 | 0 | A | 7 | 16100 | A | 7 | 77777 | A | 7 | 1.3 | E | 8 | 0.12 | F | 8 | 0.13 | F | 8 | -9900 | -9900 | ? | 0
2002-05-04 | 15:00 | 1014 | 1344 | 752 | 2 | 8 | 812 | 2 | 15 | 138 | 2 | 8 | 79100 | 2 | 8 | 81700 | 2 | 15 | 17400 | 2 | 8 | 4090 | 2 | 19 | 1 | E | 9 | 1 | E | 9 | 20 | A | 7 | 5 | A | 7 | 37 | A | 7 | 1004 | E | 9 | 350 | A | 7 | 6.2 | A | 7 | 16100 | A | 7 | 77777 | A | 7 | 1.3 | E | 8 | 0.12 | F | 8 | 0.13 | F | 8 | -9900 | -9900 | ? | 0
2002-05-04 | 16:00 | 852 | 1344 | 608 | 2 | 8 | 694 | 2 | 15 | 167 | 2 | 8 | 63700 | 2 | 8 | 69700 | 2 | 15 | 19400 | 2 | 8 | 4100 | 2 | 19 | 0 | E | 9 | 0 | A | 7 | 19 | A | 7 | 3 | A | 7 | 34 | A | 7 | 1004 | E | 9 | 330 | A | 7 | 5.7 | A | 7 | 16100 | A | 7 | 77777 | A | 7 | 1.3 | E | 8 | 0.12 | F | 8 | 0.13 | F | 8 | -9900 | -9900 | ? | 0
2002-05-04 | 17:00 | 650 | 1344 | 401 | 2 | 8 | 415 | 2 | 15 | 200 | 2 | 8 | 42800 | 2 | 8 | 42700 | 2 | 15 | 22100 | 2 | 8 | 4480 | 2 | 19 | 0 | E | 9 | 0 | E | 9 | 18 | A | 7 | 2 | A | 7 | 34 | A | 7 | 1004 | E | 9 | 330 | A | 7 | 7.2 | A | 7 | 16100 | A | 7 | 77777 | A | 7 | 1.3 | E | 8 | 0.12 | F | 8 | 0.13 | F | 8 | -9900 | -9900 | ? | 0
2002-05-04 | 18:00 | 422 | 1344 | 195 | 2 | 8 | 154 | 2 | 15 | 146 | 2 | 8 | 20900 | 2 | 8 | 14200 | 2 | 15 | 16500 | 2 | 8 | 3280 | 2 | 19 | 2 | E | 9 | 2 | E | 9 | 15 | A | 7 | 3 | A | 7 | 44 | A | 7 | 1004 | E | 9 | 320 | A | 7 | 7.2 | A | 7 | 16100 | A | 7 | 77777 | A | 7 | 1.3 | E | 8 | 0.12 | F | 8 | 0.13 | F | 8 | -9900 | -9900 | ? | 0
2002-05-04 | 19:00 | 185 | 1344 | 0 | 2 | 8 | 0 | 2 | 15 | 0 | 2 | 8 | 0 | 2 | 8 | 0 | 2 | 15 | 0 | 2 | 8 | 0 | 2 | 19 | 10 | E | 9 | 9 | E | 9 | 11 | A | 7 | 3 | A | 7 | 58 | A | 7 | 1004 | E | 9 | 300 | A | 7 | 6.7 | A | 7 | 16100 | A | 7 | 77777 | A | 7 | 1.3 | E | 8 | 0.12 | F | 8 | 0.13 | F | 8 | -9900 | -9900 | ? | 0
2002-05-04 | 20:00 | 11 | 437 | 0 | 2 | 8 | 0 | 2 | 15 | 0 | 2 | 8 | 0 | 2 | 8 | 0 | 2 | 15 | 0 | 2 | 8 | 0 | 2 | 19 | 10 | E | 9 | 10 | E | 9 | 9 | A | 7 | 3 | A | 7 | 66 | A | 7 | 1004 | E | 9 | 300 | A | 7 | 7.2 | A | 7 | 16100 | A | 7 | 77777 | A | 7 | 1.4 | E | 8 | 0.12 | F | 8 | 0.13 | F | 8 | -9900 | -9900 | ? | 0
2002-05-04 | 21:00 | 0 | 0 | 0 | 2 | 0 | 0 | 2 | 0 | 0 | 2 | 0 | 0 | 2 | 0 | 0 | 2 | 0 | 0 | 2 | 0 | 0 | 2 | 0 | 10 | E | 9 | 6 | E | 9 | 9 | A | 7 | 2 | A | 7 | 61 | A | 7 | 1004 | E | 9 | 300 | A | 7 | 5.1 | A | 7 | 16100 | A | 7 | 77777 | A | 7 | 1.4 | E | 8 | 0.12 | F | 8 | 0.13 | F | 8 | -9900 | -9900 | ? | 0
2002-05-04 | 22:00 | 0 | 0 | 0 | 2 | 0 | 0 | 2 | 0 | 0 | 2 | 0 | 0 | 2 | 0 | 0 | 2 | 0 | 0 | 2 | 0 | 0 | 2 | 0 | 10 | E | 9 | 8 | E | 9 | 9 | A | 7 | 2 | A | 7 | 61 | A | 7 | 1004 | E | 9 | 290 | A | 7 | 4.1 | A | 7 | 16100 | A | 7 | 77777 | A | 7 | 1.4 | E | 8 | 0.12 | F | 8 | 0.13 | F | 8 | -9900 | -9900 | ? | 0
2002-05-04 | 23:00 | 0 | 0 | 0 | 2 | 0 | 0 | 2 | 0 | 0 | 2 | 0 | 0 | 2 | 0 | 0 | 2 | 0 | 0 | 2 | 0 | 0 | 2 | 0 | 10 | E | 9 | 6 | E | 9 | 8 | A | 7 | 3 | A | 7 | 71 | A | 7 | 1004 | E | 9 | 280 | A | 7 | 1.5 | A | 7 | 16100 | A | 7 | 77777 | A | 7 | 1.4 | E | 8 | 0.12 | F | 8 | 0.13 | F | 8 | -9900 | -9900 | ? | 0
2002-05-04 | 24:00 | 0 | 0 | 0 | 2 | 0 | 0 | 2 | 0 | 0 | 2 | 0 | 0 | 2 | 0 | 0 | 2 | 0 | 0 | 2 | 0 | 0 | 2 | 0 | 10 | E | 9 | 8 | E | 9 | 8 | A | 7 | 3 | A | 7 | 71 | A | 7 | 1004 | E | 9 | 180 | A | 7 | 2.6 | A | 7 | 16100 | A | 7 | 77777 | A | 7 | 1.5 | E | 8 | 0.12 | F | 8 | 0.13 | F | 8 | -9900 | -9900 | ? | 0
2002-05-05 | 1:00 | 0 | 0 | 0 | 2 | 0 | 0 | 2 | 0 | 0 | 2 | 0 | 0 | 2 | 0 | 0 | 2 | 0 | 0 | 2 | 0 | 0 | 2 | 0 | 10 | E | 9 | 10 | E | 9 | 8 | A | 7 | 4 | A | 7 | 76 | A | 7 | 1004 | E | 9 | 210 | A | 7 | 2.6 | A | 7 | 16100 | A | 7 | 900 | A | 7 | 1.5 | E | 8 | 0.12 | F | 8 | 0.13 | F | 8 | -9900 | -9900 | ? | 0
2002-05-05 | 2:00 | 0 | 0 | 0 | 2 | 0 | 0 | 2 | 0 | 0 | 2 | 0 | 0 | 2 | 0 | 0 | 2 | 0 | 0 | 2 | 0 | 0 | 2 | 0 | 10 | E | 9 | 10 | E | 9 | 8 | A | 7 | 4 | A | 7 | 76 | A | 7 | 1004 | E | 9 | 160 | A | 7 | 2.1 | A | 7 | 16100 | A | 7 | 1020 | A | 7 | 1.5 | E | 8 | 0.12 | F | 8 | 0.13 | F | 8 | -9900 | -9900 | ? | 0
2002-05-05 | 3:00 | 0 | 0 | 0 | 2 | 0 | 0 | 2 | 0 | 0 | 2 | 0 | 0 | 2 | 0 | 0 | 2 | 0 | 0 | 2 | 0 | 0 | 2 | 0 | 10 | E | 9 | 10 | E | 9 | 8 | A | 7 | 3 | A | 7 | 71 | A | 7 | 1004 | E | 9 | 180 | A | 7 | 4.1 | A | 7 | 16100 | A | 7 | 930 | A | 7 | 1.6 | E | 8 | 0.12 | F | 8 | 0.13 | F | 8 | -9900 | -9900 | ? | 0
2002-05-05 | 4:00 | 0 | 0 | 0 | 2 | 0 | 0 | 2 | 0 | 0 | 2 | 0 | 0 | 2 | 0 | 0 | 2 | 0 | 0 | 2 | 0 | 0 | 2 | 0 | 10 | E | 9 | 10 | E | 9 | 8 | A | 7 | 4 | A | 7 | 76 | A | 7 | 1004 | E | 9 | 180 | A | 7 | 6.2 | A | 7 | 16100 | A | 7 | 990 | A | 7 | 1.6 | E | 8 | 0.12 | F | 8 | 0.13 | F | 8 | -9900 | -9900 | ? | 0
2002-05-05 | 5:00 | 0 | 11 | 0 | 2 | 0 | 0 | 2 | 0 | 0 | 2 | 0 | 0 | 2 | 1 | 0 | 2 | 2 | 0 | 2 | 2 | 0 | 2 | 1 | 10 | E | 9 | 10 | E | 9 | 7 | A | 7 | 4 | A | 7 | 81 | A | 7 | 1004 | E | 9 | 180 | A | 7 | 5.1 | A | 7 | 16100 | A | 7 | 690 | A | 7 | 1.7 | E | 8 | 0.12 | F | 8 | 0.13 | F | 8 | -9900 | -9900 | ? | 0
2002-05-05 | 6:00 | 111 | 1343 | 22 | 2 | 8 | 38 | 2 | 15 | 19 | 2 | 8 | 2500 | 2 | 8 | 1900 | 2 | 15 | 2300 | 2 | 8 | 390 | 2 | 19 | 10 | E | 9 | 10 | E | 9 | 7 | A | 7 | 4 | A | 7 | 81 | A | 7 | 1004 | E | 9 | 190 | A | 7 | 6.2 | A | 7 | 16100 | A | 7 | 1170 | A | 7 | 1.7 | E | 8 | 0.12 | F | 8 | 0.13 | F | 8 | -9900 | -9900 | ? | 0
2002-05-05 | 7:00 | 346 | 1343 | 59 | 2 | 8 | 0 | 2 | 15 | 59 | 2 | 8 | 6800 | 2 | 8 | 0 | 2 | 15 | 6800 | 2 | 8 | 2340 | 2 | 19 | 10 | E | 9 | 10 | E | 9 | 8 | A | 7 | 6 | A | 7 | 87 | A | 7 | 1004 | E | 9 | 190 | A | 7 | 6.7 | A | 7 | 16100 | A | 7 | 1260 | A | 7 | 1.8 | E | 8 | 0.12 | F | 8 | 0.13 | F | 8 | -9900 | -9900 | ? | 0
2002-05-05 | 8:00 | 580 | 1343 | 115 | 2 | 8 | 0 | 2 | 15 | 115 | 2 | 8 | 13400 | 2 | 8 | 0 | 2 | 15 | 13400 | 2 | 8 | 4890 | 2 | 19 | 10 | E | 9 | 10 | E | 9 | 9 | A | 7 | 6 | A | 7 | 81 | A | 7 | 1004 | E | 9 | 190 | A | 7 | 7.2 | A | 7 | 16100 | A | 7 | 840 | A | 7 | 1.8 | E | 8 | 0.12 | F | 8 | 0.13 | F | 8 | -9900 | -9900 | ? | 0
2002-05-05 | 9:00 | 792 | 1343 | 198 | 2 | 8 | 17 | 2 | 15 | 188 | 2 | 8 | 23100 | 2 | 8 | 1400 | 2 | 15 | 22300 | 2 | 8 | 8330 | 2 | 19 | 10 | E | 9 | 10 | E | 9 | 10 | A | 7 | 7 | A | 7 | 82 | A | 7 | 1004 | E | 9 | 190 | A | 7 | 5.1 | A | 7 | 16100 | A | 7 | 930 | A | 7 | 1.8 | E | 8 | 0.12 | F | 8 | 0.13 | F | 8 | -9900 | -9900 | ? | 0
2002-05-05 | 10:00 | 968 | 1343 | 523 | 2 | 8 | 266 | 2 | 15 | 331 | 2 | 8 | 56400 | 2 | 8 | 28700 | 2 | 15 | 35700 | 2 | 8 | 9960 | 2 | 19 | 10 | E | 9 | 9 | E | 9 | 12 | A | 7 | 8 | A | 7 | 76 | A | 7 | 1004 | E | 9 | 210 | A | 7 | 5.1 | A | 7 | 16100 | A | 7 | 77777 | A | 7 | 1.7 | E | 8 | 0.12 | F | 8 | 0.13 | F | 8 | -9900 | -9900 | ? | 0
2002-05-05 | 11:00 | 1097 | 1343 | 601 | 2 | 8 | 268 | 2 | 15 | 382 | 2 | 8 | 65200 | 2 | 8 | 29000 | 2 | 15 | 41500 | 2 | 8 | 14250 | 2 | 19 | 10 | E | 9 | 9 | E | 9 | 14 | A | 7 | 7 | A | 7 | 63 | A | 7 | 1004 | E | 9 | 240 | A | 7 | 7.2 | A | 7 | 16100 | A | 7 | 77777 | A | 7 | 1.7 | E | 8 | 0.12 | F | 8 | 0.13 | F | 8 | -9900 | -9900 | ? | 0
2002-05-05 | 12:00 | 1168 | 1343 | 681 | 2 | 8 | 323 | 2 | 15 | 399 | 2 | 8 | 74300 | 2 | 8 | 35100 | 2 | 15 | 43700 | 2 | 8 | 17610 | 2 | 19 | 10 | E | 9 | 10 | E | 9 | 14 | A | 7 | 7 | A | 7 | 63 | A | 7 | 1004 | E | 9 | 250 | A | 7 | 6.2 | A | 7 | 16100 | A | 7 | 1440 | A | 7 | 1.7 | E | 8 | 0.12 | F | 8 | 0.13 | F | 8 | -9900 | -9900 | ? | 0
2002-05-05 | 13:00 | 1179 | 1343 | 752 | 2 | 8 | 457 | 2 | 15 | 350 | 2 | 8 | 80100 | 2 | 8 | 47700 | 2 | 15 | 38100 | 2 | 8 | 17090 | 2 | 19 | 10 | E | 9 | 10 | E | 9 | 14 | A | 7 | 6 | A | 7 | 59 | A | 7 | 1004 | E | 9 | 240 | A | 7 | 7.7 | A | 7 | 16100 | A | 7 | 1230 | A | 7 | 1.7 | E | 8 | 0.12 | F | 8 | 0.13 | F | 8 | -9900 | -9900 | ? | 0
2002-05-05 | 14:00 | 1127 | 1343 | 487 | 2 | 8 | 115 | 2 | 15 | 390 | 2 | 8 | 53500 | 2 | 8 | 12300 | 2 | 15 | 43200 | 2 | 8 | 15340 | 2 | 19 | 10 | E | 9 | 9 | E | 9 | 14 | A | 7 | 6 | A | 7 | 59 | A | 7 | 1004 | E | 9 | 240 | A | 7 | 8.2 | A | 7 | 16100 | A | 7 | 77777 | A | 7 | 1.7 | E | 8 | 0.12 | F | 8 | 0.13 | F | 8 | -9900 | -9900 | ? | 0
2002-05-05 | 15:00 | 1016 | 1343 | 633 | 2 | 8 | 403 | 2 | 15 | 327 | 2 | 8 | 68700 | 2 | 8 | 43600 | 2 | 15 | 35700 | 2 | 8 | 10450 | 2 | 19 | 10 | E | 9 | 10 | E | 9 | 12 | A | 7 | 6 | A | 7 | 67 | A | 7 | 1004 | E | 9 | 300 | A | 7 | 6.7 | A | 7 | 16100 | A | 7 | 630 | A | 7 | 1.6 | E | 8 | 0.12 | F | 8 | 0.13 | F | 8 | -9900 | -9900 | ? | 0
2002-05-05 | 16:00 | 855 | 1343 | 496 | 2 | 8 | 322 | 2 | 15 | 290 | 2 | 8 | 53100 | 2 | 8 | 34400 | 2 | 15 | 31200 | 2 | 8 | 7680 | 2 | 19 | 8 | E | 9 | 8 | E | 9 | 12 | A | 7 | 6 | A | 7 | 67 | A | 7 | 1004 | E | 9 | 290 | A | 7 | 6.2 | A | 7 | 16100 | A | 7 | 77777 | A | 7 | 1.6 | E | 8 | 0.12 | F | 8 | 0.13 | F | 8 | -9900 | -9900 | ? | 0
2002-05-05 | 17:00 | 653 | 1343 | 446 | 2 | 8 | 543 | 2 | 15 | 182 | 2 | 8 | 46600 | 2 | 8 | 54000 | 2 | 15 | 20300 | 2 | 8 | 3840 | 2 | 19 | 6 | E | 9 | 5 | E | 9 | 12 | A | 7 | 4 | A | 7 | 58 | A | 7 | 1004 | E | 9 | 310 | A | 7 | 5.1 | A | 7 | 16100 | A | 7 | 77777 | A | 7 | 1.6 | E | 8 | 0.12 | F | 8 | 0.13 | F | 8 | -9900 | -9900 | ? | 0
2002-05-05 | 18:00 | 426 | 1343 | 251 | 2 | 8 | 397 | 2 | 15 | 125 | 2 | 8 | 25800 | 2 | 8 | 35600 | 2 | 15 | 14500 | 2 | 8 | 2410 | 2 | 19 | 8 | E | 9 | 8 | E | 9 | 9 | A | 7 | 5 | A | 7 | 76 | A | 7 | 1004 | E | 9 | 280 | A | 7 | 3.6 | A | 7 | 14500 | A | 7 | 1050 | A | 7 | 1.6 | E | 8 | 0.12 | F | 8 | 0.13 | F | 8 | -9900 | -9900 | ? | 0
2002-05-05 | 19:00 | 189 | 1343 | 117 | 2 | 8 | 135 | 2 | 15 | 98 | 2 | 8 | 12200 | 2 | 8 | 8600 | 2 | 15 | 11000 | 2 | 8 | 2070 | 2 | 19 | 8 | E | 9 | 8 | E | 9 | 9 | A | 7 | 4 | A | 7 | 71 | A | 7 | 1004 | E | 9 | 250 | A | 7 | 3.1 | A | 7 | 16100 | A | 7 | 960 | A | 7 | 1.6 | E | 8 | 0.12 | F | 8 | 0.13 | F | 8 | -9900 | -9900 | ? | 0
2002-05-05 | 20:00 | 12 | 459 | 0 | 2 | 8 | 0 | 2 | 15 | 0 | 2 | 8 | 0 | 2 | 8 | 0 | 2 | 15 | 0 | 2 | 8 | 0 | 2 | 19 | 5 | E | 9 | 5 | E | 9 | 9 | A | 7 | 4 | A | 7 | 71 | A | 7 | 1004 | E | 9 | 290 | A | 7 | 1.5 | A | 7 | 16100 | A | 7 | 77777 | A | 7 | 1.6 | E | 8 | 0.12 | F | 8 | 0.13 | F | 8 | -9900 | -9900 | ? | 0
2002-05-05 | 21:00 | 0 | 0 | 0 | 2 | 0 | 0 | 2 | 0 | 0 | 2 | 0 | 0 | 2 | 0 | 0 | 2 | 0 | 0 | 2 | 0 | 0 | 2 | 0 | 6 | E | 9 | 6 | E | 9 | 8 | A | 7 | 4 | A | 7 | 76 | A | 7 | 1004 | E | 9 | 0 | A | 7 | 0 | A | 7 | 16100 | A | 7 | 77777 | A | 7 | 1.5 | E | 8 | 0.12 | F | 8 | 0.13 | F | 8 | -9900 | -9900 | ? | 0
2002-05-05 | 22:00 | 0 | 0 | 0 | 2 | 0 | 0 | 2 | 0 | 0 | 2 | 0 | 0 | 2 | 0 | 0 | 2 | 0 | 0 | 2 | 0 | 0 | 2 | 0 | 10 | E | 9 | 10 | E | 9 | 7 | A | 7 | 3 | A | 7 | 76 | A | 7 | 1004 | E | 9 | 210 | A | 7 | 2.1 | A | 7 | 16100 | A | 7 | 3600 | A | 7 | 1.5 | E | 8 | 0.12 | F | 8 | 0.13 | F | 8 | -9900 | -9900 | ? | 0
2002-05-05 | 23:00 | 0 | 0 | 0 | 2 | 0 | 0 | 2 | 0 | 0 | 2 | 0 | 0 | 2 | 0 | 0 | 2 | 0 | 0 | 2 | 0 | 0 | 2 | 0 | 10 | E | 9 | 10 | E | 9 | 8 | A | 7 | 3 | A | 7 | 71 | A | 7 | 1004 | E | 9 | 260 | A | 7 | 1.5 | A | 7 | 16100 | A | 7 | 720 | A | 7 | 1.5 | E | 8 | 0.12 | F | 8 | 0.13 | F | 8 | -9900 | -9900 | ? | 0
2002-05-05 | 24:00 | 0 | 0 | 0 | 2 | 0 | 0 | 2 | 0 | 0 | 2 | 0 | 0 | 2 | 0 | 0 | 2 | 0 | 0 | 2 | 0 | 0 | 2 | 0 | 10 | E | 9 | 10 | E | 9 | 7 | A | 7 | 4 | A | 7 | 81 | A | 7 | 1004 | E | 9 | 0 | A | 7 | 0 | A | 7 | 16100 | A | 7 | 810 | A | 7 | 1.5 | E | 8 | 0.12 | F | 8 | 0.13 | F | 8 | -9900 | -9900 | ? | 0
2002-05-06 | 1:00 | 0 | 0 | 0 | 2 | 0 | 0 | 2 | 0 | 0 | 2 | 0 | 0 | 2 | 0 | 0 | 2 | 0 | 0 | 2 | 0 | 0 | 2 | 0 | 10 | E | 9 | 10 | E | 9 | 7 | A | 7 | 4 | A | 7 | 81 | A | 7 | 1004 | E | 9 | 190 | A | 7 | 1.5 | A | 7 | 16100 | A | 7 | 840 | A | 7 | 1.5 | E | 8 | 0.121 | F | 8 | 0.13 | F | 8 | -9900 | -9900 | ? | 0
2002-05-06 | 2:00 | 0 | 0 | 0 | 2 | 0 | 0 | 2 | 0 | 0 | 2 | 0 | 0 | 2 | 0 | 0 | 2 | 0 | 0 | 2 | 0 | 0 | 2 | 0 | 10 | E | 9 | 10 | E | 9 | 8 | A | 7 | 3 | A | 7 | 71 | A | 7 | 1004 | E | 9 | 340 | A | 7 | 2.6 | A | 7 | 16100 | A | 7 | 780 | A | 7 | 1.4 | E | 8 | 0.121 | F | 8 | 0.13 | F | 8 | -9900 | -9900 | ? | 0
2002-05-06 | 3:00 | 0 | 0 | 0 | 2 | 0 | 0 | 2 | 0 | 0 | 2 | 0 | 0 | 2 | 0 | 0 | 2 | 0 | 0 | 2 | 0 | 0 | 2 | 0 | 10 | E | 9 | 10 | E | 9 | 7 | A | 7 | 4 | A | 7 | 81 | A | 7 | 1004 | E | 9 | 200 | A | 7 | 1.5 | A | 7 | 16100 | A | 7 | 720 | A | 7 | 1.3 | E | 8 | 0.121 | F | 8 | 0.13 | F | 8 | -9900 | -9900 | ? | 0
2002-05-06 | 4:00 | 0 | 0 | 0 | 2 | 0 | 0 | 2 | 0 | 0 | 2 | 0 | 0 | 2 | 0 | 0 | 2 | 0 | 0 | 2 | 0 | 0 | 2 | 0 | 10 | E | 9 | 10 | E | 9 | 7 | A | 7 | 4 | A | 7 | 81 | A | 7 | 1004 | E | 9 | 0 | A | 7 | 0 | A | 7 | 16100 | A | 7 | 750 | A | 7 | 1.2 | E | 8 | 0.121 | F | 8 | 0.13 | F | 8 | -9900 | -9900 | ? | 0
2002-05-06 | 5:00 | 0 | 34 | 0 | 2 | 8 | 0 | 2 | 15 | 0 | 2 | 8 | 0 | 2 | 8 | 0 | 2 | 15 | 0 | 2 | 8 | 0 | 2 | 19 | 10 | E | 9 | 10 | E | 9 | 7 | A | 7 | 3 | A | 7 | 76 | A | 7 | 1004 | E | 9 | 300 | A | 7 | 2.6 | A | 7 | 11300 | A | 7 | 810 | A | 7 | 1.2 | E | 8 | 0.121 | F | 8 | 0.13 | F | 8 | -9900 | -9900 | ? | 0
2002-05-06 | 6:00 | 115 | 1342 | 30 | 2 | 8 | 92 | 2 | 15 | 22 | 2 | 8 | 3200 | 2 | 8 | 3900 | 2 | 15 | 2900 | 2 | 8 | 380 | 2 | 19 | 10 | E | 9 | 10 | E | 9 | 7 | A | 7 | 4 | A | 7 | 81 | A | 7 | 1004 | E | 9 | 0 | A | 7 | 0 | A | 7 | 16100 | A | 7 | 1380 | A | 7 | 1.3 | E | 8 | 0.121 | F | 8 | 0.13 | F | 8 | -9900 | -9900 | ? | 0
2002-05-06 | 7:00 | 351 | 1342 | 87 | 2 | 8 | 16 | 2 | 15 | 83 | 2 | 8 | 9900 | 2 | 8 | 800 | 2 | 15 | 9700 | 2 | 8 | 3050 | 2 | 19 | 9 | E | 9 | 9 | E | 9 | 8 | A | 7 | 4 | A | 7 | 76 | A | 7 | 1004 | E | 9 | 0 | A | 7 | 0 | A | 7 | 16100 | A | 7 | 1800 | A | 7 | 1.4 | E | 8 | 0.121 | F | 8 | 0.13 | F | 8 | -9900 | -9900 | ? | 0
2002-05-06 | 8:00 | 584 | 1342 | 306 | 2 | 8 | 273 | 2 | 15 | 187 | 2 | 8 | 32400 | 2 | 8 | 27500 | 2 | 15 | 20500 | 2 | 8 | 4090 | 2 | 19 | 6 | E | 9 | 6 | E | 9 | 8 | A | 7 | 3 | A | 7 | 71 | A | 7 | 1004 | E | 9 | 0 | A | 7 | 0 | A | 7 | 16100 | A | 7 | 77777 | A | 7 | 1.4 | E | 8 | 0.121 | F | 8 | 0.13 | F | 8 | -9900 | -9900 | ? | 0
2002-05-06 | 9:00 | 795 | 1342 | 261 | 2 | 8 | 53 | 2 | 15 | 230 | 2 | 8 | 28800 | 2 | 8 | 5300 | 2 | 15 | 25600 | 2 | 8 | 7550 | 2 | 19 | 8 | E | 9 | 8 | E | 9 | 10 | A | 7 | 3 | A | 7 | 62 | A | 7 | 1004 | E | 9 | 150 | A | 7 | 2.6 | A | 7 | 16100 | A | 7 | 1500 | A | 7 | 1.4 | E | 8 | 0.121 | F | 8 | 0.13 | F | 8 | -9900 | -9900 | ? | 0
2002-05-06 | 10:00 | 971 | 1342 | 430 | 2 | 8 | 142 | 2 | 15 | 327 | 2 | 8 | 47100 | 2 | 8 | 15100 | 2 | 15 | 36200 | 2 | 8 | 10240 | 2 | 19 | 8 | E | 9 | 8 | E | 9 | 8 | A | 7 | 3 | A | 7 | 71 | A | 7 | 1004 | E | 9 | 280 | A | 7 | 3.1 | A | 7 | 16100 | A | 7 | 1050 | A | 7 | 1.4 | E | 8 | 0.121 | F | 8 | 0.13 | F | 8 | 0 | 1 | A | 7
2002-05-06 | 11:00 | 1099 | 1342 | 143 | 2 | 8 | 0 | 2 | 15 | 143 | 2 | 8 | 17900 | 2 | 8 | 0 | 2 | 15 | 17900 | 2 | 8 | 7470 | 2 | 19 | 7 | E | 9 | 7 | E | 9 | 11 | A | 7 | 3 | A | 7 | 58 | A | 7 | 1004 | E | 9 | 220 | A | 7 | 2.6 | A | 7 | 16100 | A | 7 | 77777 | A | 7 | 1.3 | E | 8 | 0.121 | F | 8 | 0.13 | F | 8 | -9900 | -9900 | ? | 0
2002-05-06 | 12:00 | 1171 | 1342 | 201 | 2 | 8 | 0 | 2 | 15 | 201 | 2 | 8 | 24700 | 2 | 8 | 0 | 2 | 15 | 24700 | 2 | 8 | 10130 | 2 | 19 | 10 | E | 9 | 10 | E | 9 | 10 | A | 7 | 4 | A | 7 | 66 | A | 7 | 1004 | E | 9 | 290 | A | 7 | 4.1 | A | 7 | 16100 | A | 7 | 1140 | A | 7 | 1.3 | E | 8 | 0.121 | F | 8 | 0.13 | F | 8 | -9900 | -9900 | ? | 0
2002-05-06 | 13:00 | 1181 | 1342 | 263 | 2 | 8 | 0 | 2 | 15 | 263 | 2 | 8 | 31700 | 2 | 8 | 0 | 2 | 15 | 31700 | 2 | 8 | 12650 | 2 | 19 | 8 | E | 9 | 8 | E | 9 | 10 | A | 7 | 3 | A | 7 | 62 | A | 7 | 1004 | E | 9 | 280 | A | 7 | 4.1 | A | 7 | 14500 | A | 7 | 1320 | A | 7 | 1.2 | E | 8 | 0.121 | F | 8 | 0.13 | F | 8 | -9900 | -9900 | ? | 0
2002-05-06 | 14:00 | 1129 | 1342 | 240 | 2 | 8 | 0 | 2 | 15 | 240 | 2 | 8 | 29000 | 2 | 8 | 0 | 2 | 15 | 29000 | 2 | 8 | 11650 | 2 | 19 | 8 | E | 9 | 8 | E | 9 | 12 | A | 7 | 1 | A | 7 | 47 | A | 7 | 1004 | E | 9 | 290 | A | 7 | 6.2 | A | 7 | 16100 | A | 7 | 1800 | A | 7 | 1.2 | E | 8 | 0.121 | F | 8 | 0.13 | F | 8 | -9900 | -9900 | ? | 0
2002-05-06 | 15:00 | 1019 | 1342 | 211 | 2 | 8 | 6 | 2 | 15 | 206 | 2 | 8 | 25300 | 2 | 8 | 500 | 2 | 15 | 25000 | 2 | 8 | 10020 | 2 | 19 | 8 | E | 9 | 8 | E | 9 | 12 | A | 7 | 0 | A | 7 | 44 | A | 7 | 1004 | E | 9 | 310 | A | 7 | 6.7 | A | 7 | 16100 | A | 7 | 1800 | A | 7 | 1.1 | E | 8 | 0.121 | F | 8 | 0.13 | F | 8 | -9900 | -9900 | ? | 0
2002-05-06 | 16:00 | 858 | 1342 | 356 | 2 | 8 | 87 | 2 | 15 | 300 | 2 | 8 | 39100 | 2 | 8 | 8900 | 2 | 15 | 33400 | 2 | 8 | 9890 | 2 | 19 | 9 | E | 9 | 9 | E | 9 | 12 | A | 7 | 1 | A | 7 | 47 | A | 7 | 1004 | E | 9 | 300 | A | 7 | 6.2 | A | 7 | 16100 | A | 7 | 2100 | A | 7 | 1 | E | 8 | 0.121 | F | 8 | 0.13 | F | 8 | -9900 | -9900 | ? | 0
2002-05-06 | 17:00 | 657 | 1342 | 453 | 2 | 8 | 472 | 2 | 15 | 222 | 2 | 8 | 46400 | 2 | 8 | 46900 | 2 | 15 | 23400 | 2 | 8 | 4810 | 2 | 19 | 6 | E | 9 | 6 | E | 9 | 10 | A | 7 | 2 | A | 7 | 57 | A | 7 | 1004 | E | 9 | 320 | A | 7 | 9.3 | A | 7 | 16100 | A | 7 | 77777 | A | 7 | 1 | E | 8 | 0.121 | F | 8 | 0.13 | F | 8 | -9900 | -9900 | ? | 0
2002-05-06 | 18:00 | 429 | 1342 | 134 | 2 | 8 | 28 | 2 | 15 | 126 | 2 | 8 | 14800 | 2 | 8 | 2600 | 2 | 15 | 14000 | 2 | 8 | 3360 | 2 | 19 | 8 | E | 9 | 8 | E | 9 | 8 | A | 7 | 2 | A | 7 | 66 | A | 7 | 1004 | E | 9 | 270 | A | 7 | 4.6 | A | 7 | 16100 | A | 7 | 1500 | A | 7 | 0.9 | E | 8 | 0.121 | F | 8 | 0.13 | F | 8 | -9900 | -9900 | ? | 0
2002-05-06 | 19:00 | 193 | 1342 | 55 | 2 | 8 | 0 | 2 | 15 | 55 | 2 | 8 | 6100 | 2 | 8 | 0 | 2 | 15 | 6100 | 2 | 8 | 1760 | 2 | 19 | 10 | E | 9 | 10 | E | 9 | 8 | A | 7 | 1 | A | 7 | 61 | A | 7 | 1004 | E | 9 | 280 | A | 7 | 3.6 | A | 7 | 16100 | A | 7 | 2100 | A | 7 | 0.9 | E | 8 | 0.121 | F | 8 | 0.13 | F | 8 | -9900 | -9900 | ? | 0
2002-05-06 | 20:00 | 14 | 481 | 0 | 2 | 8 | 0 | 2 | 15 | 0 | 2 | 8 | 0 | 2 | 8 | 0 | 2 | 15 | 0 | 2 | 8 | 0 | 2 | 19 | 8 | E | 9 | 8 | E | 9 | 6 | A | 7 | 1 | A | 7 | 70 | A | 7 | 1004 | E | 9 | 0 | A | 7 | 0 | A | 7 | 16100 | A | 7 | 2100 | A | 7 | 0.8 | E | 8 | 0.121 | F | 8 | 0.13 | F | 8 | -9900 | -9900 | ? | 0
2002-05-06 | 21:00 | 0 | 0 | 0 | 2 | 0 | 0 | 2 | 0 | 0 | 2 | 0 | 0 | 2 | 0 | 0 | 2 | 0 | 0 | 2 | 0 | 0 | 2 | 0 | 4 | B | 8 | 4 | B | 8 | 3.9 | B | 8 | 0 | B | 8 | 76 | A | 7 | 1004 | E | 9 | 320 | B | 8 | 0.8 | B | 8 | -9900 | ? | 0 | 77777 | A | 7 | 0.8 | E | 8 | 0.121 | F | 8 | 0.13 | F | 8 | -9900 | -9900 | ? | 0
2002-05-06 | 22:00 | 0 | 0 | 0 | 2 | 0 | 0 | 2 | 0 | 0 | 2 | 0 | 0 | 2 | 0 | 0 | 2 | 0 | 0 | 2 | 0 | 0 | 2 | 0 | 0 | E | 9 | 0 | E | 9 | 2 | A | 7 | -1 | A | 7 | 80 | A | 7 | 1004 | E | 9 | 270 | A | 7 | 1.5 | A | 7 | 16100 | A | 7 | 77777 | A | 7 | 0.7 | E | 8 | 0.121 | F | 8 | 0.13 | F | 8 | -9900 | -9900 | ? | 0
2002-05-06 | 23:00 | 0 | 0 | 0 | 2 | 0 | 0 | 2 | 0 | 0 | 2 | 0 | 0 | 2 | 0 | 0 | 2 | 0 | 0 | 2 | 0 | 0 | 2 | 0 | 3 | E | 9 | 3 | E | 9 | 2 | A | 7 | -1 | A | 7 | 80 | A | 7 | 1004 | E | 9 | 280 | A | 7 | 3.1 | A | 7 | 16100 | A | 7 | 77777 | A | 7 | 0.7 | E | 8 | 0.121 | F | 8 | 0.13 | F | 8 | -9900 | -9900 | ? | 0
2002-05-06 | 24:00 | 0 | 0 | 0 | 2 | 0 | 0 | 2 | 0 | 0 | 2 | 0 | 0 | 2 | 0 | 0 | 2 | 0 | 0 | 2 | 0 | 0 | 2 | 0 | 4 | E | 9 | 4 | E | 9 | 1 | A | 7 | -1 | A | 7 | 86 | A | 7 | 1004 | E | 9 | 0 | A | 7 | 0 | A | 7 | 16100 | A | 7 | 77777 | A | 7 | 0.7 | E | 8 | 0.121 | F | 8 | 0.13 | F | 8 | -9900 | -9900 | ? | 0
2002-05-07 | 1:00 | 0 | 0 | 0 | 2 | 0 | 0 | 2 | 0 | 0 | 2 | 0 | 0 | 2 | 0 | 0 | 2 | 0 | 0 | 2 | 0 | 0 | 2 | 0 | 10 | E | 9 | 10 | E | 9 | 3 | A | 7 | 1 | A | 7 | 87 | A | 7 | 1004 | E | 9 | 270 | A | 7 | 1.5 | A | 7 | 16100 | A | 7 | 1320 | A | 7 | 0.7 | E | 8 | 0.122 | F | 8 | 0.13 | F | 8 | -9900 | -9900 | ? | 0
2002-05-07 | 2:00 | 0 | 0 | 0 | 2 | 0 | 0 | 2 | 0 | 0 | 2 | 0 | 0 | 2 | 0 | 0 | 2 | 0 | 0 | 2 | 0 | 0 | 2 | 0 | 10 | E | 9 | 10 | E | 9 | 3 | A | 7 | 1 | A | 7 | 87 | A | 7 | 1004 | E | 9 | 0 | A | 7 | 0 | A | 7 | 16100 | A | 7 | 1230 | A | 7 | 0.9 | E | 8 | 0.122 | F | 8 | 0.13 | F | 8 | -9900 | -9900 | ? | 0
2002-05-07 | 3:00 | 0 | 0 | 0 | 2 | 0 | 0 | 2 | 0 | 0 | 2 | 0 | 0 | 2 | 0 | 0 | 2 | 0 | 0 | 2 | 0 | 0 | 2 | 0 | 8 | E | 9 | 8 | E | 9 | 3 | A | 7 | 1 | A | 7 | 87 | A | 7 | 1004 | E | 9 | 210 | A | 7 | 2.1 | A | 7 | 16100 | A | 7 | 1500 | A | 7 | 1 | E | 8 | 0.122 | F | 8 | 0.13 | F | 8 | -9900 | -9900 | ? | 0
2002-05-07 | 4:00 | 0 | 0 | 0 | 2 | 0 | 0 | 2 | 0 | 0 | 2 | 0 | 0 | 2 | 0 | 0 | 2 | 0 | 0 | 2 | 0 | 0 | 2 | 0 | 10 | E | 9 | 10 | E | 9 | 3 | A | 7 | 1 | A | 7 | 87 | A | 7 | 1004 | E | 9 | 0 | A | 7 | 0 | A | 7 | 16100 | A | 7 | 1260 | A | 7 | 1.1 | E | 8 | 0.122 | F | 8 | 0.13 | F | 8 | 0 | 24 | A | 7
2002-05-07 | 5:00 | 0 | 78 | 0 | 2 | 8 | 0 | 2 | 15 | 0 | 2 | 8 | 0 | 2 | 8 | 0 | 2 | 15 | 0 | 2 | 8 | 0 | 2 | 19 | 10 | E | 9 | 10 | E | 9 | 3 | A | 7 | 2 | A | 7 | 93 | A | 7 | 1004 | E | 9 | 210 | A | 7 | 2.1 | A | 7 | 16100 | A | 7 | 1230 | A | 7 | 1 | E | 8 | 0.122 | F | 8 | 0.13 | F | 8 | -9900 | -9900 | ? | 0
2002-05-07 | 6:00 | 120 | 1342 | 29 | 2 | 8 | 86 | 2 | 15 | 22 | 2 | 8 | 3200 | 2 | 8 | 3800 | 2 | 15 | 2900 | 2 | 8 | 380 | 2 | 19 | 10 | E | 9 | 10 | E | 9 | 4 | A | 7 | 2 | A | 7 | 87 | A | 7 | 1004 | E | 9 | 0 | A | 7 | 0 | A | 7 | 16100 | A | 7 | 1500 | A | 7 | 1 | E | 8 | 0.122 | F | 8 | 0.13 | F | 8 | -9900 | -9900 | ? | 0
2002-05-07 | 7:00 | 355 | 1342 | 191 | 2 | 8 | 398 | 2 | 15 | 86 | 2 | 8 | 20000 | 2 | 8 | 33600 | 2 | 15 | 11100 | 2 | 8 | 1590 | 2 | 19 | 8 | E | 9 | 8 | E | 9 | 7 | A | 7 | 2 | A | 7 | 70 | A | 7 | 1004 | E | 9 | 0 | A | 7 | 0 | A | 7 | 16100 | A | 7 | 1500 | A | 7 | 0.9 | E | 8 | 0.122 | F | 8 | 0.13 | F | 8 | -9900 | -9900 | ? | 0
2002-05-07 | 8:00 | 587 | 1342 | 369 | 2 | 8 | 597 | 2 | 15 | 107 | 2 | 8 | 38400 | 2 | 8 | 57500 | 2 | 15 | 13200 | 2 | 8 | 2150 | 2 | 19 | 10 | E | 9 | 10 | E | 9 | 8 | A | 7 | 2 | A | 7 | 66 | A | 7 | 1004 | E | 9 | 270 | A | 7 | 2.1 | A | 7 | 16100 | A | 7 | 1500 | A | 7 | 0.9 | E | 8 | 0.122 | F | 8 | 0.13 | F | 8 | -9900 | -9900 | ? | 0
2002-05-07 | 9:00 | 799 | 1342 | 507 | 2 | 8 | 484 | 2 | 15 | 218 | 2 | 8 | 53400 | 2 | 8 | 49500 | 2 | 15 | 23900 | 2 | 8 | 5160 | 2 | 19 | 10 | E | 9 | 10 | E | 9 | 9 | A | 7 | 2 | A | 7 | 61 | A | 7 | 1004 | E | 9 | 0 | A | 7 | 0 | A | 7 | 16100 | A | 7 | 1440 | A | 7 | 0.9 | E | 8 | 0.122 | F | 8 | 0.13 | F | 8 | -9900 | -9900 | ? | 0
2002-05-07 | 10:00 | 974 | 1342 | 375 | 2 | 8 | 71 | 2 | 15 | 323 | 2 | 8 | 41300 | 2 | 8 | 7300 | 2 | 15 | 36000 | 2 | 8 | 11780 | 2 | 19 | 10 | E | 9 | 10 | E | 9 | 11 | A | 7 | 0 | A | 7 | 47 | A | 7 | 1004 | E | 9 | 40 | A | 7 | 3.6 | A | 7 | 16100 | A | 7 | 1170 | A | 7 | 0.9 | E | 8 | 0.122 | F | 8 | 0.13 | F | 8 | -9900 | -9900 | ? | 0
2002-05-07 | 11:00 | 1102 | 1342 | 424 | 2 | 8 | 48 | 2 | 15 | 385 | 2 | 8 | 46800 | 2 | 8 | 4900 | 2 | 15 | 42800 | 2 | 8 | 15780 | 2 | 19 | 10 | E | 9 | 10 | E | 9 | 11 | A | 7 | -1 | A | 7 | 43 | A | 7 | 1004 | E | 9 | 0 | A | 7 | 0 | A | 7 | 16100 | A | 7 | 1500 | A | 7 | 0.9 | E | 8 | 0.122 | F | 8 | 0.13 | F | 8 | -9900 | -9900 | ? | 0
2002-05-07 | 12:00 | 1173 | 1342 | 752 | 2 | 8 | 443 | 2 | 15 | 364 | 2 | 8 | 79700 | 2 | 8 | 46200 | 2 | 15 | 39200 | 2 | 8 | 17570 | 2 | 19 | 4 | E | 9 | 4 | E | 9 | 12 | A | 7 | 1 | A | 7 | 47 | A | 7 | 1004 | E | 9 | 0 | A | 7 | 0 | A | 7 | 16100 | A | 7 | 77777 | A | 7 | 0.9 | E | 8 | 0.122 | F | 8 | 0.13 | F | 8 | -9900 | -9900 | ? | 0
2002-05-07 | 13:00 | 1184 | 1342 | 428 | 2 | 8 | 60 | 2 | 15 | 375 | 2 | 8 | 47300 | 2 | 8 | 6200 | 2 | 15 | 41900 | 2 | 8 | 17480 | 2 | 19 | 8 | E | 9 | 8 | E | 9 | 13 | A | 7 | 1 | A | 7 | 44 | A | 7 | 1004 | E | 9 | 120 | A | 7 | 2.6 | A | 7 | 16100 | A | 7 | 1800 | A | 7 | 0.9 | E | 8 | 0.122 | F | 8 | 0.13 | F | 8 | -9900 | -9900 | ? | 0
2002-05-07 | 14:00 | 1132 | 1342 | 341 | 2 | 8 | 30 | 2 | 15 | 316 | 2 | 8 | 37800 | 2 | 8 | 3100 | 2 | 15 | 35200 | 2 | 8 | 13910 | 2 | 19 | 4 | E | 9 | 4 | E | 9 | 14 | A | 7 | 1 | A | 7 | 41 | A | 7 | 1004 | E | 9 | 0 | A | 7 | 0 | A | 7 | 16100 | A | 7 | 1800 | A | 7 | 0.9 | E | 8 | 0.122 | F | 8 | 0.13 | F | 8 | -9900 | -9900 | ? | 0
2002-05-07 | 15:00 | 1022 | 1342 | 685 | 2 | 8 | 513 | 2 | 15 | 294 | 2 | 8 | 72700 | 2 | 8 | 53300 | 2 | 15 | 32000 | 2 | 8 | 9580 | 2 | 19 | 4 | E | 9 | 4 | E | 9 | 14 | A | 7 | 1 | A | 7 | 41 | A | 7 | 1004 | E | 9 | 110 | A | 7 | 1.5 | A | 7 | 16100 | A | 7 | 77777 | A | 7 | 0.9 | E | 8 | 0.122 | F | 8 | 0.13 | F | 8 | -9900 | -9900 | ? | 0
2002-05-07 | 16:00 | 861 | 1342 | 495 | 2 | 8 | 303 | 2 | 15 | 300 | 2 | 8 | 53000 | 2 | 8 | 32400 | 2 | 15 | 32200 | 2 | 8 | 8030 | 2 | 19 | 8 | E | 9 | 8 | E | 9 | 14 | A | 7 | 1 | A | 7 | 41 | A | 7 | 1004 | E | 9 | 0 | A | 7 | 0 | A | 7 | 16100 | A | 7 | 1800 | A | 7 | 0.9 | E | 8 | 0.122 | F | 8 | 0.13 | F | 8 | -9900 | -9900 | ? | 0
2002-05-07 | 17:00 | 660 | 1342 | 276 | 2 | 8 | 89 | 2 | 15 | 232 | 2 | 8 | 30300 | 2 | 8 | 8900 | 2 | 15 | 25900 | 2 | 8 | 6730 | 2 | 19 | 10 | E | 9 | 10 | E | 9 | 14 | A | 7 | 1 | A | 7 | 41 | A | 7 | 1004 | E | 9 | 70 | A | 7 | 2.6 | A | 7 | 16100 | A | 7 | 1800 | A | 7 | 0.9 | E | 8 | 0.122 | F | 8 | 0.13 | F | 8 | -9900 | -9900 | ? | 0
2002-05-07 | 18:00 | 433 | 1342 | 172 | 2 | 8 | 49 | 2 | 15 | 156 | 2 | 8 | 18800 | 2 | 8 | 4600 | 2 | 15 | 17300 | 2 | 8 | 3950 | 2 | 19 | 10 | E | 9 | 10 | E | 9 | 14 | A | 7 | 2 | A | 7 | 44 | A | 7 | 1004 | E | 9 | 300 | A | 7 | 5.1 | A | 7 | 16100 | A | 7 | 1500 | A | 7 | 0.9 | E | 8 | 0.122 | F | 8 | 0.13 | F | 8 | -9900 | -9900 | ? | 0
2002-05-07 | 19:00 | 197 | 1342 | 105 | 2 | 8 | 75 | 2 | 15 | 94 | 2 | 8 | 11400 | 2 | 8 | 5700 | 2 | 15 | 10600 | 2 | 8 | 1880 | 2 | 19 | 0 | E | 9 | 0 | E | 9 | 11 | A | 7 | 2 | A | 7 | 54 | A | 7 | 1004 | E | 9 | 300 | A | 7 | 4.1 | A | 7 | 16100 | A | 7 | 77777 | A | 7 | 0.9 | E | 8 | 0.122 | F | 8 | 0.13 | F | 8 | -9900 | -9900 | ? | 0
2002-05-07 | 20:00 | 15 | 526 | 0 | 2 | 8 | 0 | 2 | 15 | 0 | 2 | 8 | 0 | 2 | 8 | 0 | 2 | 15 | 0 | 2 | 8 | 0 | 2 | 19 | 0 | E | 9 | 0 | E | 9 | 8 | A | 7 | 1 | A | 7 | 61 | A | 7 | 1004 | E | 9 | 310 | A | 7 | 4.6 | A | 7 | 16100 | A | 7 | 77777 | A | 7 | 0.9 | E | 8 | 0.122 | F | 8 | 0.13 | F | 8 | -9900 | -9900 | ? | 0
2002-05-07 | 21:00 | 0 | 0 | 0 | 2 | 0 | 0 | 2 | 0 | 0 | 2 | 0 | 0 | 2 | 0 | 0 | 2 | 0 | 0 | 2 | 0 | 0 | 2 | 0 | 0 | E | 9 | 0 | E | 9 | 7 | A | 7 | 1 | A | 7 | 66 | A | 7 | 1004 | E | 9 | 310 | A | 7 | 4.1 | A | 7 | 16100 | A | 7 | 77777 | A | 7 | 0.9 | E | 8 | 0.122 | F | 8 | 0.13 | F | 8 | -9900 | -9900 | ? | 0
2002-05-07 | 22:00 | 0 | 0 | 0 | 2 | 0 | 0 | 2 | 0 | 0 | 2 | 0 | 0 | 2 | 0 | 0 | 2 | 0 | 0 | 2 | 0 | 0 | 2 | 0 | 0 | E | 9 | 0 | E | 9 | 6 | A | 7 | 1 | A | 7 | 70 | A | 7 | 1004 | E | 9 | 310 | A | 7 | 3.1 | A | 7 | 16100 | A | 7 | 77777 | A | 7 | 0.8 | E | 8 | 0.122 | F | 8 | 0.13 | F | 8 | -9900 | -9900 | ? | 0
2002-05-07 | 23:00 | 0 | 0 | 0 | 2 | 0 | 0 | 2 | 0 | 0 | 2 | 0 | 0 | 2 | 0 | 0 | 2 | 0 | 0 | 2 | 0 | 0 | 2 | 0 | 0 | E | 9 | 0 | E | 9 | 6 | A | 7 | 1 | A | 7 | 70 | A | 7 | 1004 | E | 9 | 360 | A | 7 | 2.1 | A | 7 | 16100 | A | 7 | 77777 | A | 7 | 0.8 | E | 8 | 0.122 | F | 8 | 0.13 | F | 8 | -9900 | -9900 | ? | 0
2002-05-07 | 24:00 | 0 | 0 | 0 | 2 | 0 | 0 | 2 | 0 | 0 | 2 | 0 | 0 | 2 | 0 | 0 | 2 | 0 | 0 | 2 | 0 | 0 | 2 | 0 | 0 | E | 9 | 0 | E | 9 | 4 | A | 7 | 0 | A | 7 | 75 | A | 7 | 1004 | E | 9 | 0 | A | 7 | 0 | A | 7 | 16100 | A | 7 | 77777 | A | 7 | 0.8 | E | 8 | 0.122 | F | 8 | 0.13 | F | 8 | -9900 | -9900 | ? | 0
2002-05-08 | 1:00 | 0 | 0 | 0 | 2 | 0 | 0 | 2 | 0 | 0 | 2 | 0 | 0 | 2 | 0 | 0 | 2 | 0 | 0 | 2 | 0 | 0 | 2 | 0 | 0 | E | 9 | 0 | E | 9 | 2 | A | 7 | -1 | A | 7 | 80 | A | 7 | 1004 | E | 9 | 0 | A | 7 | 0 | A | 7 | 16100 | A | 7 | 77777 | A | 7 | 0.8 | E | 8 | 0.122 | F | 8 | 0.13 | F | 8 | -9900 | -9900 | ? | 0
2002-05-08 | 2:00 | 0 | 0 | 0 | 2 | 0 | 0 | 2 | 0 | 0 | 2 | 0 | 0 | 2 | 0 | 0 | 2 | 0 | 0 | 2 | 0 | 0 | 2 | 0 | 3 | E | 9 | 3 | E | 9 | 2 | A | 7 | -1 | A | 7 | 80 | A | 7 | 1004 | E | 9 | 300 | A | 7 | 2.1 | A | 7 | 16100 | A | 7 | 77777 | A | 7 | 0.9 | E | 8 | 0.122 | F | 8 | 0.13 | F | 8 | -9900 | -9900 | ? | 0
2002-05-08 | 3:00 | 0 | 0 | 0 | 2 | 0 | 0 | 2 | 0 | 0 | 2 | 0 | 0 | 2 | 0 | 0 | 2 | 0 | 0 | 2 | 0 | 0 | 2 | 0 | 0 | E | 9 | 0 | E | 9 | 0 | A | 7 | -2 | A | 7 | 85 | A | 7 | 1004 | E | 9 | 0 | A | 7 | 0 | A | 7 | 16100 | A | 7 | 77777 | A | 7 | 0.9 | E | 8 | 0.122 | F | 8 | 0.13 | F | 8 | -9900 | -9900 | ? | 0
2002-05-08 | 4:00 | 0 | 0 | 0 | 2 | 0 | 0 | 2 | 0 | 0 | 2 | 0 | 0 | 2 | 0 | 0 | 2 | 0 | 0 | 2 | 0 | 0 | 2 | 0 | 0 | E | 9 | 0 | E | 9 | 1 | A | 7 | -1 | A | 7 | 86 | A | 7 | 1004 | E | 9 | 310 | A | 7 | 1.5 | A | 7 | 16100 | A | 7 | 77777 | A | 7 | 1 | E | 8 | 0.122 | F | 8 | 0.13 | F | 8 | -9900 | -9900 | ? | 0
2002-05-08 | 5:00 | 1 | 101 | 0 | 2 | 8 | 0 | 2 | 15 | 0 | 2 | 8 | 0 | 2 | 8 | 0 | 2 | 15 | 0 | 2 | 8 | 0 | 2 | 19 | 0 | E | 9 | 0 | E | 9 | 1 | A | 7 | -1 | A | 7 | 86 | A | 7 | 1004 | E | 9 | 290 | A | 7 | 1.5 | A | 7 | 16100 | A | 7 | 77777 | A | 7 | 1 | E | 8 | 0.122 | F | 8 | 0.13 | F | 8 | -9900 | -9900 | ? | 0
2002-05-08 | 6:00 | 124 | 1341 | 42 | 2 | 8 | 265 | 2 | 15 | 18 | 2 | 8 | 4400 | 2 | 8 | 14600 | 2 | 15 | 3100 | 2 | 8 | 340 | 2 | 19 | 0 | E | 9 | 0 | E | 9 | 0 | A | 7 | -2 | A | 7 | 85 | A | 7 | 1004 | E | 9 | 250 | A | 7 | 1.5 | A | 7 | 16100 | A | 7 | 77777 | A | 7 | 1 | E | 8 | 0.122 | F | 8 | 0.13 | F | 8 | -9900 | -9900 | ? | 0
2002-05-08 | 7:00 | 359 | 1341 | 204 | 2 | 8 | 564 | 2 | 15 | 53 | 2 | 8 | 21400 | 2 | 8 | 48500 | 2 | 15 | 8400 | 2 | 8 | 1010 | 2 | 19 | 0 | E | 9 | 0 | E | 9 | 4 | A | 7 | 1 | A | 7 | 81 | A | 7 | 1004 | E | 9 | 0 | A | 7 | 0 | A | 7 | 16100 | A | 7 | 77777 | A | 7 | 1 | E | 8 | 0.122 | F | 8 | 0.13 | F | 8 | -9900 | -9900 | ? | 0
2002-05-08 | 8:00 | 591 | 1341 | 394 | 2 | 8 | 706 | 2 | 15 | 82 | 2 | 8 | 40800 | 2 | 8 | 67800 | 2 | 15 | 10800 | 2 | 8 | 1650 | 2 | 19 | 0 | E | 9 | 0 | E | 9 | 8 | A | 7 | 2 | A | 7 | 66 | A | 7 | 1004 | E | 9 | 0 | A | 7 | 0 | A | 7 | 16100 | A | 7 | 77777 | A | 7 | 1 | E | 8 | 0.122 | F | 8 | 0.13 | F | 8 | -9900 | -9900 | ? | 0
2002-05-08 | 9:00 | 802 | 1341 | 575 | 2 | 8 | 788 | 2 | 15 | 103 | 2 | 8 | 60500 | 2 | 8 | 78600 | 2 | 15 | 13400 | 2 | 8 | 2390 | 2 | 19 | 0 | E | 9 | 0 | E | 9 | 11 | A | 7 | 3 | A | 7 | 58 | A | 7 | 1004 | E | 9 | 40 | A | 7 | 3.6 | A | 7 | 16100 | A | 7 | 77777 | A | 7 | 1 | E | 8 | 0.122 | F | 8 | 0.13 | F | 8 | -9900 | -9900 | ? | 0
2002-05-08 | 10:00 | 977 | 1341 | 711 | 2 | 8 | 804 | 2 | 15 | 124 | 2 | 8 | 75300 | 2 | 8 | 81100 | 2 | 15 | 16100 | 2 | 8 | 3550 | 2 | 19 | 0 | E | 9 | 0 | E | 9 | 13 | A | 7 | 3 | A | 7 | 51 | A | 7 | 1004 | E | 9 | 50 | A | 7 | 4.6 | A | 7 | 16100 | A | 7 | 77777 | A | 7 | 1 | E | 8 | 0.122 | F | 8 | 0.13 | F | 8 | -9900 | -9900 | ? | 0
2002-05-08 | 11:00 | 1105 | 1341 | 842 | 2 | 8 | 828 | 2 | 15 | 159 | 2 | 8 | 88500 | 2 | 8 | 83300 | 2 | 15 | 19700 | 2 | 8 | 5680 | 2 | 19 | 0 | E | 9 | 0 | E | 9 | 14 | A | 7 | 2 | A | 7 | 44 | A | 7 | 1004 | E | 9 | 40 | A | 7 | 4.1 | A | 7 | 16100 | A | 7 | 77777 | A | 7 | 1.1 | E | 8 | 0.122 | F | 8 | 0.13 | F | 8 | -9900 | -9900 | ? | 0
2002-05-08 | 12:00 | 1176 | 1341 | 894 | 2 | 8 | 838 | 2 | 15 | 158 | 2 | 8 | 94800 | 2 | 8 | 84700 | 2 | 15 | 20400 | 2 | 8 | 7090 | 2 | 19 | 0 | E | 9 | 0 | E | 9 | 16 | A | 7 | 1 | A | 7 | 36 | A | 7 | 1004 | E | 9 | 50 | A | 7 | 2.6 | A | 7 | 16100 | A | 7 | 77777 | A | 7 | 1.1 | E | 8 | 0.122 | F | 8 | 0.13 | F | 8 | -9900 | -9900 | ? | 0
2002-05-08 | 13:00 | 1186 | 1341 | 905 | 2 | 8 | 843 | 2 | 15 | 158 | 2 | 8 | 96100 | 2 | 8 | 85300 | 2 | 15 | 20500 | 2 | 8 | 7350 | 2 | 19 | 0 | E | 9 | 0 | E | 9 | 17 | A | 7 | 1 | A | 7 | 34 | A | 7 | 1004 | E | 9 | 0 | A | 7 | 0 | A | 7 | 14500 | A | 7 | 77777 | A | 7 | 1.2 | E | 8 | 0.122 | F | 8 | 0.13 | F | 8 | -9900 | -9900 | ? | 0
2002-05-08 | 14:00 | 1134 | 1341 | 866 | 2 | 8 | 751 | 2 | 15 | 230 | 2 | 8 | 91700 | 2 | 8 | 76300 | 2 | 15 | 27000 | 2 | 8 | 9550 | 2 | 19 | 0 | E | 9 | 0 | E | 9 | 18 | A | 7 | -1 | A | 7 | 27 | A | 7 | 1004 | E | 9 | 80 | A | 7 | 2.1 | A | 7 | 16100 | A | 7 | 77777 | A | 7 | 1 | E | 8 | 0.122 | F | 8 | 0.13 | F | 8 | -9900 | -9900 | ? | 0
2002-05-08 | 15:00 | 1024 | 1341 | 592 | 2 | 8 | 287 | 2 | 15 | 373 | 2 | 8 | 63800 | 2 | 8 | 31000 | 2 | 15 | 40100 | 2 | 8 | 12330 | 2 | 19 | 0 | E | 9 | 0 | E | 9 | 18 | A | 7 | -1 | A | 7 | 27 | A | 7 | 1004 | E | 9 | 0 | A | 7 | 0 | A | 7 | 16100 | A | 7 | 77777 | A | 7 | 0.9 | E | 8 | 0.122 | F | 8 | 0.13 | F | 8 | -9900 | -9900 | ? | 0
2002-05-08 | 16:00 | 863 | 1341 | 606 | 2 | 8 | 619 | 2 | 15 | 207 | 2 | 8 | 65000 | 2 | 8 | 63900 | 2 | 15 | 23800 | 2 | 8 | 5200 | 2 | 19 | 3 | E | 9 | 3 | E | 9 | 19 | A | 7 | -2 | A | 7 | 24 | A | 7 | 1004 | E | 9 | 50 | A | 7 | 4.1 | A | 7 | 16100 | A | 7 | 77777 | A | 7 | 0.7 | E | 8 | 0.122 | F | 8 | 0.13 | F | 8 | -9900 | -9900 | ? | 0
2002-05-08 | 17:00 | 663 | 1341 | 421 | 2 | 8 | 420 | 2 | 15 | 213 | 2 | 8 | 44800 | 2 | 8 | 43400 | 2 | 15 | 23300 | 2 | 8 | 4850 | 2 | 19 | 3 | E | 9 | 3 | E | 9 | 18 | A | 7 | -1 | A | 7 | 27 | A | 7 | 1004 | E | 9 | 40 | A | 7 | 3.1 | A | 7 | 16100 | A | 7 | 77777 | A | 7 | 0.8 | E | 8 | 0.122 | F | 8 | 0.13 | F | 8 | -9900 | -9900 | ? | 0
2002-05-08 | 18:00 | 437 | 1341 | 133 | 2 | 8 | 21 | 2 | 15 | 126 | 2 | 8 | 14900 | 2 | 8 | 1400 | 2 | 15 | 14400 | 2 | 8 | 4540 | 2 | 19 | 6 | E | 9 | 6 | E | 9 | 17 | A | 7 | 3 | A | 7 | 39 | A | 7 | 1004 | E | 9 | 310 | A | 7 | 6.7 | A | 7 | 16100 | A | 7 | 77777 | A | 7 | 0.9 | E | 8 | 0.122 | F | 8 | 0.13 | F | 8 | -9900 | -9900 | ? | 0
2002-05-08 | 19:00 | 201 | 1341 | 100 | 2 | 8 | 42 | 2 | 15 | 93 | 2 | 8 | 10800 | 2 | 8 | 3200 | 2 | 15 | 10300 | 2 | 8 | 1890 | 2 | 19 | 10 | E | 9 | 10 | E | 9 | 14 | A | 7 | 3 | A | 7 | 47 | A | 7 | 1004 | E | 9 | 310 | A | 7 | 5.1 | A | 7 | 16100 | A | 7 | 3300 | A | 7 | 0.9 | E | 8 | 0.122 | F | 8 | 0.13 | F | 8 | -9900 | -9900 | ? | 0
2002-05-08 | 20:00 | 17 | 548 | 0 | 2 | 8 | 0 | 2 | 15 | 0 | 2 | 8 | 0 | 2 | 8 | 0 | 2 | 15 | 0 | 2 | 8 | 0 | 2 | 19 | 10 | E | 9 | 10 | E | 9 | 12 | A | 7 | 3 | A | 7 | 54 | A | 7 | 1004 | E | 9 | 310 | A | 7 | 6.2 | A | 7 | 16100 | A | 7 | 3600 | A | 7 | 1 | E | 8 | 0.122 | F | 8 | 0.13 | F | 8 | -9900 | -9900 | ? | 0
2002-05-08 | 21:00 | 0 | 0 | 0 | 2 | 0 | 0 | 2 | 0 | 0 | 2 | 0 | 0 | 2 | 0 | 0 | 2 | 0 | 0 | 2 | 0 | 0 | 2 | 0 | 10 | E | 9 | 10 | E | 9 | 10 | A | 7 | 3 | A | 7 | 62 | A | 7 | 1004 | E | 9 | 310 | A | 7 | 6.7 | A | 7 | 16100 | A | 7 | 3600 | A | 7 | 1 | E | 8 | 0.122 | F | 8 | 0.13 | F | 8 | -9900 | -9900 | ? | 0
2002-05-08 | 22:00 | 0 | 0 | 0 | 2 | 0 | 0 | 2 | 0 | 0 | 2 | 0 | 0 | 2 | 0 | 0 | 2 | 0 | 0 | 2 | 0 | 0 | 2 | 0 | 10 | E | 9 | 10 | E | 9 | 9 | A | 7 | 3 | A | 7 | 66 | A | 7 | 1004 | E | 9 | 300 | A | 7 | 4.6 | A | 7 | 16100 | A | 7 | 3300 | A | 7 | 1.1 | E | 8 | 0.122 | F | 8 | 0.13 | F | 8 | -9900 | -9900 | ? | 0
2002-05-08 | 23:00 | 0 | 0 | 0 | 2 | 0 | 0 | 2 | 0 | 0 | 2 | 0 | 0 | 2 | 0 | 0 | 2 | 0 | 0 | 2 | 0 | 0 | 2 | 0 | 8 | E | 9 | 8 | E | 9 | 8 | A | 7 | 2 | A | 7 | 66 | A | 7 | 1004 | E | 9 | 320 | A | 7 | 5.7 | A | 7 | 16100 | A | 7 | 77777 | A | 7 | 1.1 | E | 8 | 0.122 | F | 8 | 0.13 | F | 8 | -9900 | -9900 | ? | 0
2002-05-08 | 24:00 | 0 | 0 | 0 | 2 | 0 | 0 | 2 | 0 | 0 | 2 | 0 | 0 | 2 | 0 | 0 | 2 | 0 | 0 | 2 | 0 | 0 | 2 | 0 | 4 | E | 9 | 4 | E | 9 | 7 | A | 7 | 3 | A | 7 | 76 | A | 7 | 1004 | E | 9 | 300 | A | 7 | 3.6 | A | 7 | 16100 | A | 7 | 77777 | A | 7 | 1.1 | E | 8 | 0.122 | F | 8 | 0.13 | F | 8 | -9900 | -9900 | ? | 0
2002-05-09 | 1:00 | 0 | 0 | 0 | 2 | 0 | 0 | 2 | 0 | 0 | 2 | 0 | 0 | 2 | 0 | 0 | 2 | 0 | 0 | 2 | 0 | 0 | 2 | 0 | 7 | E | 9 | 7 | E | 9 | 7 | A | 7 | 3 | A | 7 | 76 | A | 7 | 1004 | E | 9 | 300 | A | 7 | 3.6 | A | 7 | 16100 | A | 7 | 77777 | A | 7 | 1.1 | E | 8 | 0.123 | F | 8 | 0.13 | F | 8 | -9900 | -9900 | ? | 0
2002-05-09 | 2:00 | 0 | 0 | 0 | 2 | 0 | 0 | 2 | 0 | 0 | 2 | 0 | 0 | 2 | 0 | 0 | 2 | 0 | 0 | 2 | 0 | 0 | 2 | 0 | 1 | E | 9 | 1 | E | 9 | 7 | A | 7 | 3 | A | 7 | 76 | A | 7 | 1004 | E | 9 | 290 | A | 7 | 4.1 | A | 7 | 16100 | A | 7 | 77777 | A | 7 | 1.2 | E | 8 | 0.123 | F | 8 | 0.13 | F | 8 | -9900 | -9900 | ? | 0
2002-05-09 | 3:00 | 0 | 0 | 0 | 2 | 0 | 0 | 2 | 0 | 0 | 2 | 0 | 0 | 2 | 0 | 0 | 2 | 0 | 0 | 2 | 0 | 0 | 2 | 0 | 4 | E | 9 | 4 | E | 9 | 7 | A | 7 | 3 | A | 7 | 76 | A | 7 | 1004 | E | 9 | 300 | A | 7 | 3.6 | A | 7 | 16100 | A | 7 | 77777 | A | 7 | 1.3 | E | 8 | 0.123 | F | 8 | 0.13 | F | 8 | -9900 | -9900 | ? | 0
2002-05-09 | 4:00 | 0 | 0 | 0 | 2 | 0 | 0 | 2 | 0 | 0 | 2 | 0 | 0 | 2 | 0 | 0 | 2 | 0 | 0 | 2 | 0 | 0 | 2 | 0 | 5 | E | 9 | 5 | E | 9 | 7 | A | 7 | 2 | A | 7 | 70 | A | 7 | 1004 | E | 9 | 280 | A | 7 | 3.1 | A | 7 | 16100 | A | 7 | 77777 | A | 7 | 1.3 | E | 8 | 0.123 | F | 8 | 0.13 | F | 8 | -9900 | -9900 | ? | 0
2002-05-09 | 5:00 | 1 | 123 | 0 | 2 | 8 | 0 | 2 | 15 | 0 | 2 | 8 | 0 | 2 | 8 | 0 | 2 | 15 | 0 | 2 | 8 | 0 | 2 | 19 | 10 | E | 9 | 10 | E | 9 | 6 | A | 7 | 3 | A | 7 | 81 | A | 7 | 1004 | E | 9 | 190 | A | 7 | 1.5 | A | 7 | 16100 | A | 7 | 1020 | A | 7 | 1.3 | E | 8 | 0.123 | F | 8 | 0.13 | F | 8 | -9900 | -9900 | ? | 0
2002-05-09 | 6:00 | 129 | 1341 | 10 | 2 | 8 | 0 | 2 | 15 | 10 | 2 | 8 | 1200 | 2 | 8 | 0 | 2 | 15 | 1200 | 2 | 8 | 400 | 2 | 19 | 10 | E | 9 | 10 | E | 9 | 7 | A | 7 | 3 | A | 7 | 76 | A | 7 | 1004 | E | 9 | 0 | A | 7 | 0 | A | 7 | 16100 | A | 7 | 1140 | A | 7 | 1.3 | E | 8 | 0.123 | F | 8 | 0.13 | F | 8 | -9900 | -9900 | ? | 0
2002-05-09 | 7:00 | 363 | 1341 | 64 | 2 | 8 | 0 | 2 | 15 | 64 | 2 | 8 | 7400 | 2 | 8 | 0 | 2 | 15 | 7400 | 2 | 8 | 2540 | 2 | 19 | 10 | E | 9 | 10 | E | 9 | 8 | A | 7 | 4 | A | 7 | 76 | A | 7 | 1004 | E | 9 | 0 | A | 7 | 0 | A | 7 | 16100 | A | 7 | 1140 | A | 7 | 1.3 | E | 8 | 0.123 | F | 8 | 0.13 | F | 8 | -9900 | -9900 | ? | 0
2002-05-09 | 8:00 | 595 | 1341 | 231 | 2 | 8 | 91 | 2 | 15 | 191 | 2 | 8 | 25400 | 2 | 8 | 8900 | 2 | 15 | 21400 | 2 | 8 | 5460 | 2 | 19 | 10 | E | 9 | 10 | E | 9 | 8 | A | 7 | 4 | A | 7 | 76 | A | 7 | 1004 | E | 9 | 0 | A | 7 | 0 | A | 7 | 16100 | A | 7 | 1500 | A | 7 | 1.3 | E | 8 | 0.123 | F | 8 | 0.13 | F | 8 | -9900 | -9900 | ? | 0
2002-05-09 | 9:00 | 805 | 1341 | 435 | 2 | 8 | 257 | 2 | 15 | 280 | 2 | 8 | 46400 | 2 | 8 | 27300 | 2 | 15 | 30000 | 2 | 8 | 7140 | 2 | 19 | 8 | E | 9 | 8 | E | 9 | 10 | A | 7 | 3 | A | 7 | 62 | A | 7 | 1004 | E | 9 | 150 | A | 7 | 2.6 | A | 7 | 16100 | A | 7 | 1380 | A | 7 | 1.3 | E | 8 | 0.123 | F | 8 | 0.13 | F | 8 | -9900 | -9900 | ? | 0
2002-05-09 | 10:00 | 980 | 1341 | 303 | 2 | 8 | 35 | 2 | 15 | 277 | 2 | 8 | 33400 | 2 | 8 | 3600 | 2 | 15 | 30800 | 2 | 8 | 10440 | 2 | 19 | 4 | E | 9 | 4 | E | 9 | 12 | A | 7 | 4 | A | 7 | 58 | A | 7 | 1004 | E | 9 | 120 | A | 7 | 2.1 | A | 7 | 16100 | A | 7 | 77777 | A | 7 | 1.3 | E | 8 | 0.123 | F | 8 | 0.13 | F | 8 | -9900 | -9900 | ? | 0
2002-05-09 | 11:00 | 1107 | 1341 | 436 | 2 | 8 | 71 | 2 | 15 | 377 | 2 | 8 | 48100 | 2 | 8 | 7300 | 2 | 15 | 42000 | 2 | 8 | 15640 | 2 | 19 | 8 | E | 9 | 8 | E | 9 | 13 | A | 7 | 4 | A | 7 | 54 | A | 7 | 1004 | E | 9 | 140 | A | 7 | 2.6 | A | 7 | 16100 | A | 7 | 1500 | A | 7 | 1.3 | E | 8 | 0.123 | F | 8 | 0.13 | F | 8 | -9900 | -9900 | ? | 0
2002-05-09 | 12:00 | 1178 | 1341 | 243 | 2 | 8 | 12 | 2 | 15 | 232 | 2 | 8 | 29600 | 2 | 8 | 1000 | 2 | 15 | 28700 | 2 | 8 | 11430 | 2 | 19 | 9 | E | 9 | 9 | E | 9 | 13 | A | 7 | 2 | A | 7 | 47 | A | 7 | 1004 | E | 9 | 110 | A | 7 | 1.5 | A | 7 | 16100 | A | 7 | 1320 | A | 7 | 1.3 | E | 8 | 0.123 | F | 8 | 0.13 | F | 8 | -9900 | -9900 | ? | 0
2002-05-09 | 13:00 | 1188 | 1341 | 422 | 2 | 8 | 36 | 2 | 15 | 390 | 2 | 8 | 46600 | 2 | 8 | 3700 | 2 | 15 | 43300 | 2 | 8 | 18260 | 2 | 19 | 10 | E | 9 | 10 | E | 9 | 13 | A | 7 | 2 | A | 7 | 47 | A | 7 | 1004 | E | 9 | 0 | A | 7 | 0 | A | 7 | 16100 | A | 7 | 1410 | A | 7 | 1.3 | E | 8 | 0.123 | F | 8 | 0.13 | F | 8 | -9900 | -9900 | ? | 0
2002-05-09 | 14:00 | 1137 | 1341 | 404 | 2 | 8 | 36 | 2 | 15 | 374 | 2 | 8 | 44700 | 2 | 8 | 3700 | 2 | 15 | 41500 | 2 | 8 | 16200 | 2 | 19 | 8 | E | 9 | 8 | E | 9 | 13 | A | 7 | 3 | A | 7 | 51 | A | 7 | 1004 | E | 9 | 60 | A | 7 | 1.5 | A | 7 | 16100 | A | 7 | 1800 | A | 7 | 1.3 | E | 8 | 0.123 | F | 8 | 0.13 | F | 8 | -9900 | -9900 | ? | 0
2002-05-09 | 15:00 | 1027 | 1341 | 158 | 2 | 8 | 0 | 2 | 15 | 158 | 2 | 8 | 19400 | 2 | 8 | 0 | 2 | 15 | 19400 | 2 | 8 | 8040 | 2 | 19 | 8 | E | 9 | 8 | E | 9 | 15 | A | 7 | 2 | A | 7 | 41 | A | 7 | 1004 | E | 9 | 220 | A | 7 | 2.6 | A | 7 | 16100 | A | 7 | 2100 | A | 7 | 1.3 | E | 8 | 0.123 | F | 8 | 0.13 | F | 8 | -9900 | -9900 | ? | 0
2002-05-09 | 16:00 | 866 | 1341 | 334 | 2 | 8 | 87 | 2 | 15 | 278 | 2 | 8 | 36800 | 2 | 8 | 8800 | 2 | 15 | 31100 | 2 | 8 | 9400 | 2 | 19 | 0 | E | 9 | 0 | E | 9 | 16 | A | 7 | 1 | A | 7 | 36 | A | 7 | 1004 | E | 9 | 300 | A | 7 | 4.6 | A | 7 | 16100 | A | 7 | 77777 | A | 7 | 1.2 | E | 8 | 0.123 | F | 8 | 0.13 | F | 8 | -9900 | -9900 | ? | 0
2002-05-09 | 17:00 | 666 | 1341 | 466 | 2 | 8 | 535 | 2 | 15 | 200 | 2 | 8 | 48300 | 2 | 8 | 53400 | 2 | 15 | 21800 | 2 | 8 | 4290 | 2 | 19 | 3 | E | 9 | 3 | E | 9 | 16 | A | 7 | -1 | A | 7 | 31 | A | 7 | 1004 | E | 9 | 320 | A | 7 | 6.7 | A | 7 | 16100 | A | 7 | 77777 | A | 7 | 1.2 | E | 8 | 0.123 | F | 8 | 0.13 | F | 8 | -9900 | -9900 | ? | 0
2002-05-09 | 18:00 | 440 | 1341 | 292 | 2 | 8 | 559 | 2 | 15 | 108 | 2 | 8 | 30600 | 2 | 8 | 50800 | 2 | 15 | 13900 | 2 | 8 | 2040 | 2 | 19 | 0 | E | 9 | 0 | E | 9 | 13 | A | 7 | 2 | A | 7 | 47 | A | 7 | 1004 | E | 9 | 310 | A | 7 | 7.2 | A | 7 | 16100 | A | 7 | 77777 | A | 7 | 1.2 | E | 8 | 0.123 | F | 8 | 0.13 | F | 8 | -9900 | -9900 | ? | 0
2002-05-09 | 19:00 | 205 | 1341 | 119 | 2 | 8 | 155 | 2 | 15 | 95 | 2 | 8 | 12500 | 2 | 8 | 10400 | 2 | 15 | 10900 | 2 | 8 | 2020 | 2 | 19 | 10 | E | 9 | 10 | E | 9 | 10 | A | 7 | 2 | A | 7 | 57 | A | 7 | 1004 | E | 9 | 290 | A | 7 | 4.1 | A | 7 | 16100 | A | 7 | 2400 | A | 7 | 1.2 | E | 8 | 0.123 | F | 8 | 0.13 | F | 8 | -9900 | -9900 | ? | 0
2002-05-09 | 20:00 | 18 | 570 | 0 | 2 | 8 | 0 | 2 | 15 | 0 | 2 | 8 | 0 | 2 | 8 | 0 | 2 | 15 | 0 | 2 | 8 | 0 | 2 | 19 | 10 | E | 9 | 10 | E | 9 | 9 | A | 7 | 3 | A | 7 | 66 | A | 7 | 1004 | E | 9 | 320 | A | 7 | 3.1 | A | 7 | 16100 | A | 7 | 2400 | A | 7 | 1.2 | E | 8 | 0.123 | F | 8 | 0.13 | F | 8 | -9900 | -9900 | ? | 0
2002-05-09 | 21:00 | 0 | 0 | 0 | 2 | 0 | 0 | 2 | 0 | 0 | 2 | 0 | 0 | 2 | 0 | 0 | 2 | 0 | 0 | 2 | 0 | 0 | 2 | 0 | 10 | E | 9 | 10 | E | 9 | 9 | A | 7 | 3 | A | 7 | 66 | A | 7 | 1004 | E | 9 | 310 | A | 7 | 1.5 | A | 7 | 16100 | A | 7 | 720 | A | 7 | 1.2 | E | 8 | 0.123 | F | 8 | 0.13 | F | 8 | -9900 | -9900 | ? | 0
2002-05-09 | 22:00 | 0 | 0 | 0 | 2 | 0 | 0 | 2 | 0 | 0 | 2 | 0 | 0 | 2 | 0 | 0 | 2 | 0 | 0 | 2 | 0 | 0 | 2 | 0 | 8 | E | 9 | 8 | E | 9 | 8 | A | 7 | 4 | A | 7 | 76 | A | 7 | 1004 | E | 9 | 310 | A | 7 | 3.1 | A | 7 | 16100 | A | 7 | 2400 | A | 7 | 1.2 | E | 8 | 0.123 | F | 8 | 0.13 | F | 8 | -9900 | -9900 | ? | 0
2002-05-09 | 23:00 | 0 | 0 | 0 | 2 | 0 | 0 | 2 | 0 | 0 | 2 | 0 | 0 | 2 | 0 | 0 | 2 | 0 | 0 | 2 | 0 | 0 | 2 | 0 | 10 | E | 9 | 10 | E | 9 | 8 | A | 7 | 4 | A | 7 | 76 | A | 7 | 1004 | E | 9 | 90 | A | 7 | 1.5 | A | 7 | 16100 | A | 7 | 2400 | A | 7 | 1.2 | E | 8 | 0.123 | F | 8 | 0.13 | F | 8 | -9900 | -9900 | ? | 0
2002-05-09 | 24:00 | 0 | 0 | 0 | 2 | 0 | 0 | 2 | 0 | 0 | 2 | 0 | 0 | 2 | 0 | 0 | 2 | 0 | 0 | 2 | 0 | 0 | 2 | 0 | 5 | E | 9 | 5 | E | 9 | 8 | A | 7 | 4 | A | 7 | 76 | A | 7 | 1004 | E | 9 | 320 | A | 7 | 2.6 | A | 7 | 16100 | A | 7 | 77777 | A | 7 | 1.2 | E | 8 | 0.123 | F | 8 | 0.13 | F | 8 | -9900 | -9900 | ? | 0
2002-05-10 | 1:00 | 0 | 0 | 0 | 2 | 0 | 0 | 2 | 0 | 0 | 2 | 0 | 0 | 2 | 0 | 0 | 2 | 0 | 0 | 2 | 0 | 0 | 2 | 0 | 8 | E | 9 | 8 | E | 9 | 8 | A | 7 | 4 | A | 7 | 76 | A | 7 | 1004 | E | 9 | 330 | A | 7 | 2.1 | A | 7 | 16100 | A | 7 | 1260 | A | 7 | 1.2 | E | 8 | 0.123 | F | 8 | 0.13 | F | 8 | -9900 | -9900 | ? | 0
2002-05-10 | 2:00 | 0 | 0 | 0 | 2 | 0 | 0 | 2 | 0 | 0 | 2 | 0 | 0 | 2 | 0 | 0 | 2 | 0 | 0 | 2 | 0 | 0 | 2 | 0 | 10 | E | 9 | 10 | E | 9 | 8 | A | 7 | 5 | A | 7 | 81 | A | 7 | 1004 | E | 9 | 10 | A | 7 | 2.1 | A | 7 | 16100 | A | 7 | 1020 | A | 7 | 1.1 | E | 8 | 0.123 | F | 8 | 0.13 | F | 8 | -9900 | -9900 | ? | 0
2002-05-10 | 3:00 | 0 | 0 | 0 | 2 | 0 | 0 | 2 | 0 | 0 | 2 | 0 | 0 | 2 | 0 | 0 | 2 | 0 | 0 | 2 | 0 | 0 | 2 | 0 | 10 | E | 9 | 10 | E | 9 | 7 | A | 7 | 4 | A | 7 | 81 | A | 7 | 1004 | E | 9 | 360 | A | 7 | 1.5 | A | 7 | 16100 | A | 7 | 960 | A | 7 | 1 | E | 8 | 0.123 | F | 8 | 0.13 | F | 8 | -9900 | -9900 | ? | 0
2002-05-10 | 4:00 | 0 | 0 | 0 | 2 | 0 | 0 | 2 | 0 | 0 | 2 | 0 | 0 | 2 | 0 | 0 | 2 | 0 | 0 | 2 | 0 | 0 | 2 | 0 | 10 | E | 9 | 10 | E | 9 | 7 | A | 7 | 4 | A | 7 | 81 | A | 7 | 1004 | E | 9 | 0 | A | 7 | 0 | A | 7 | 16100 | A | 7 | 930 | A | 7 | 1 | E | 8 | 0.123 | F | 8 | 0.13 | F | 8 | -9900 | -9900 | ? | 0
2002-05-10 | 5:00 | 1 | 145 | 0 | 2 | 8 | 0 | 2 | 15 | 0 | 2 | 8 | 0 | 2 | 8 | 0 | 2 | 15 | 0 | 2 | 8 | 0 | 2 | 19 | 4 | E | 9 | 4 | E | 9 | 4 | A | 7 | 3 | A | 7 | 93 | A | 7 | 1004 | E | 9 | 300 | A | 7 | 1.5 | A | 7 | 16100 | A | 7 | 77777 | A | 7 | 1 | E | 8 | 0.123 | F | 8 | 0.13 | F | 8 | -9900 | -9900 | ? | 0
2002-05-10 | 6:00 | 133 | 1340 | 47 | 2 | 8 | 174 | 2 | 15 | 30 | 2 | 8 | 4900 | 2 | 8 | 8900 | 2 | 15 | 4100 | 2 | 8 | 530 | 2 | 19 | 0 | E | 9 | 0 | E | 9 | 4 | A | 7 | 2 | A | 7 | 87 | A | 7 | 1004 | E | 9 | 280 | A | 7 | 2.1 | A | 7 | 16100 | A | 7 | 77777 | A | 7 | 1 | E | 8 | 0.123 | F | 8 | 0.13 | F | 8 | -9900 | -9900 | ? | 0
2002-05-10 | 7:00 | 367 | 1340 | 134 | 2 | 8 | 102 | 2 | 15 | 106 | 2 | 8 | 14600 | 2 | 8 | 9000 | 2 | 15 | 12100 | 2 | 8 | 2340 | 2 | 19 | 8 | E | 9 | 8 | E | 9 | 7 | A | 7 | 4 | A | 7 | 81 | A | 7 | 1004 | E | 9 | 330 | A | 7 | 1.5 | A | 7 | 16100 | A | 7 | 990 | A | 7 | 1 | E | 8 | 0.123 | F | 8 | 0.13 | F | 8 | -9900 | -9900 | ? | 0
2002-05-10 | 8:00 | 598 | 1340 | 174 | 2 | 8 | 17 | 2 | 15 | 166 | 2 | 8 | 19700 | 2 | 8 | 1300 | 2 | 15 | 19200 | 2 | 8 | 6540 | 2 | 19 | 10 | E | 9 | 10 | E | 9 | 9 | A | 7 | 4 | A | 7 | 71 | A | 7 | 1004 | E | 9 | 0 | A | 7 | 0 | A | 7 | 16100 | A | 7 | 1230 | A | 7 | 1 | E | 8 | 0.123 | F | 8 | 0.13 | F | 8 | -9900 | -9900 | ? | 0
2002-05-10 | 9:00 | 808 | 1340 | 262 | 2 | 8 | 47 | 2 | 15 | 234 | 2 | 8 | 28900 | 2 | 8 | 4700 | 2 | 15 | 26000 | 2 | 8 | 7760 | 2 | 19 | 10 | E | 9 | 10 | E | 9 | 12 | A | 7 | 3 | A | 7 | 54 | A | 7 | 1004 | E | 9 | 40 | A | 7 | 5.7 | A | 7 | 16100 | A | 7 | 1290 | A | 7 | 1 | E | 8 | 0.123 | F | 8 | 0.13 | F | 8 | -9900 | -9900 | ? | 0
2002-05-10 | 10:00 | 983 | 1340 | 679 | 2 | 8 | 562 | 2 | 15 | 266 | 2 | 8 | 72300 | 2 | 8 | 58400 | 2 | 15 | 29400 | 2 | 8 | 8050 | 2 | 19 | 4 | E | 9 | 4 | E | 9 | 13 | A | 7 | 3 | A | 7 | 51 | A | 7 | 1004 | E | 9 | 40 | A | 7 | 3.6 | A | 7 | 16100 | A | 7 | 77777 | A | 7 | 1 | E | 8 | 0.123 | F | 8 | 0.13 | F | 8 | -9900 | -9900 | ? | 0
2002-05-10 | 11:00 | 1110 | 1340 | 820 | 2 | 8 | 762 | 2 | 15 | 187 | 2 | 8 | 87800 | 2 | 8 | 78100 | 2 | 15 | 22900 | 2 | 8 | 7400 | 2 | 19 | 4 | E | 9 | 4 | E | 9 | 14 | A | 7 | 3 | A | 7 | 47 | A | 7 | 1004 | E | 9 | 360 | A | 7 | 3.6 | A | 7 | 16100 | A | 7 | 77777 | A | 7 | 1.1 | E | 8 | 0.123 | F | 8 | 0.13 | F | 8 | -9900 | -9900 | ? | 0
2002-05-10 | 12:00 | 1180 | 1340 | 853 | 2 | 8 | 677 | 2 | 15 | 256 | 2 | 8 | 90100 | 2 | 8 | 68600 | 2 | 15 | 29500 | 2 | 8 | 12280 | 2 | 19 | 4 | E | 9 | 4 | E | 9 | 16 | A | 7 | 3 | A | 7 | 42 | A | 7 | 1004 | E | 9 | 30 | A | 7 | 2.1 | A | 7 | 16100 | A | 7 | 77777 | A | 7 | 1.1 | E | 8 | 0.123 | F | 8 | 0.13 | F | 8 | -9900 | -9900 | ? | 0
2002-05-10 | 13:00 | 1190 | 1340 | 911 | 2 | 8 | 818 | 2 | 15 | 182 | 2 | 8 | 95300 | 2 | 8 | 82200 | 2 | 15 | 22100 | 2 | 8 | 8400 | 2 | 19 | 0 | E | 9 | 0 | E | 9 | 17 | A | 7 | 3 | A | 7 | 39 | A | 7 | 1004 | E | 9 | 50 | A | 7 | 5.7 | A | 7 | 16100 | A | 7 | 77777 | A | 7 | 1.1 | E | 8 | 0.123 | F | 8 | 0.13 | F | 8 | -9900 | -9900 | ? | 0
2002-05-10 | 14:00 | 1139 | 1340 | 859 | 2 | 8 | 817 | 2 | 15 | 163 | 2 | 8 | 90400 | 2 | 8 | 82300 | 2 | 15 | 20200 | 2 | 8 | 6430 | 2 | 19 | 0 | E | 9 | 0 | E | 9 | 18 | A | 7 | 3 | A | 7 | 37 | A | 7 | 1004 | E | 9 | 80 | A | 7 | 5.7 | A | 7 | 14500 | A | 7 | 77777 | A | 7 | 1.1 | E | 8 | 0.123 | F | 8 | 0.13 | F | 8 | -9900 | -9900 | ? | 0
2002-05-10 | 15:00 | 1029 | 1340 | 756 | 2 | 8 | 787 | 2 | 15 | 151 | 2 | 8 | 79100 | 2 | 8 | 79000 | 2 | 15 | 18300 | 2 | 8 | 4530 | 2 | 19 | 0 | E | 9 | 0 | E | 9 | 18 | A | 7 | 3 | A | 7 | 37 | A | 7 | 1004 | E | 9 | 40 | A | 7 | 5.1 | A | 7 | 16100 | A | 7 | 77777 | A | 7 | 1.1 | E | 8 | 0.123 | F | 8 | 0.13 | F | 8 | -9900 | -9900 | ? | 0
2002-05-10 | 16:00 | 869 | 1340 | 639 | 2 | 8 | 792 | 2 | 15 | 125 | 2 | 8 | 66600 | 2 | 8 | 79000 | 2 | 15 | 15300 | 2 | 8 | 2970 | 2 | 19 | 0 | E | 9 | 0 | E | 9 | 18 | A | 7 | 4 | A | 7 | 39 | A | 7 | 1004 | E | 9 | 30 | A | 7 | 5.7 | A | 7 | 16100 | A | 7 | 77777 | A | 7 | 1.1 | E | 8 | 0.123 | F | 8 | 0.13 | F | 8 | -9900 | -9900 | ? | 0
2002-05-10 | 17:00 | 669 | 1340 | 472 | 2 | 8 | 719 | 2 | 15 | 113 | 2 | 8 | 49700 | 2 | 8 | 71000 | 2 | 15 | 14200 | 2 | 8 | 2410 | 2 | 19 | 0 | E | 9 | 0 | E | 9 | 19 | A | 7 | 4 | A | 7 | 37 | A | 7 | 1004 | E | 9 | 20 | A | 7 | 4.1 | A | 7 | 16100 | A | 7 | 77777 | A | 7 | 1.1 | E | 8 | 0.123 | F | 8 | 0.13 | F | 8 | -9900 | -9900 | ? | 0
2002-05-10 | 18:00 | 444 | 1340 | 300 | 2 | 8 | 592 | 2 | 15 | 104 | 2 | 8 | 30500 | 2 | 8 | 52800 | 2 | 15 | 13000 | 2 | 8 | 1870 | 2 | 19 | 0 | E | 9 | 0 | E | 9 | 18 | A | 7 | 5 | A | 7 | 42 | A | 7 | 1004 | E | 9 | 350 | A | 7 | 3.1 | A | 7 | 16100 | A | 7 | 77777 | A | 7 | 1.1 | E | 8 | 0.123 | F | 8 | 0.13 | F | 8 | -9900 | -9900 | ? | 0
2002-05-10 | 19:00 | 209 | 1340 | 137 | 2 | 8 | 254 | 2 | 15 | 97 | 2 | 8 | 13800 | 2 | 8 | 16200 | 2 | 15 | 11200 | 2 | 8 | 2100 | 2 | 19 | 0 | E | 9 | 0 | E | 9 | 15 | A | 7 | 5 | A | 7 | 51 | A | 7 | 1004 | E | 9 | 320 | A | 7 | 4.1 | A | 7 | 16100 | A | 7 | 77777 | A | 7 | 1.1 | E | 8 | 0.123 | F | 8 | 0.13 | F | 8 | -9900 | -9900 | ? | 0
2002-05-10 | 20:00 | 20 | 592 | 0 | 2 | 8 | 0 | 2 | 15 | 0 | 2 | 8 | 0 | 2 | 8 | 0 | 2 | 15 | 0 | 2 | 8 | 0 | 2 | 19 | 0 | E | 9 | 0 | E | 9 | 12 | A | 7 | 5 | A | 7 | 62 | A | 7 | 1004 | E | 9 | 310 | A | 7 | 5.1 | A | 7 | 16100 | A | 7 | 77777 | A | 7 | 1.1 | E | 8 | 0.123 | F | 8 | 0.13 | F | 8 | -9900 | -9900 | ? | 0
2002-05-10 | 21:00 | 0 | 0 | 0 | 2 | 0 | 0 | 2 | 0 | 0 | 2 | 0 | 0 | 2 | 0 | 0 | 2 | 0 | 0 | 2 | 0 | 0 | 2 | 0 | 0 | E | 9 | 0 | E | 9 | 11 | A | 7 | 4 | A | 7 | 62 | A | 7 | 1004 | E | 9 | 310 | A | 7 | 4.6 | A | 7 | 16100 | A | 7 | 77777 | A | 7 | 1.1 | E | 8 | 0.123 | F | 8 | 0.13 | F | 8 | -9900 | -9900 | ? | 0
2002-05-10 | 22:00 | 0 | 0 | 0 | 2 | 0 | 0 | 2 | 0 | 0 | 2 | 0 | 0 | 2 | 0 | 0 | 2 | 0 | 0 | 2 | 0 | 0 | 2 | 0 | 0 | E | 9 | 0 | A | 7 | 10 | A | 7 | 4 | A | 7 | 66 | A | 7 | 1004 | E | 9 | 310 | A | 7 | 3.6 | A | 7 | 16100 | A | 7 | 77777 | A | 7 | 1.1 | E | 8 | 0.123 | F | 8 | 0.13 | F | 8 | -9900 | -9900 | ? | 0
2002-05-10 | 23:00 | 0 | 0 | 0 | 2 | 0 | 0 | 2 | 0 | 0 | 2 | 0 | 0 | 2 | 0 | 0 | 2 | 0 | 0 | 2 | 0 | 0 | 2 | 0 | 0 | E | 9 | 0 | E | 9 | 9 | A | 7 | 4 | A | 7 | 71 | A | 7 | 1004 | E | 9 | 300 | A | 7 | 4.1 | A | 7 | 16100 | A | 7 | 77777 | A | 7 | 1.1 | E | 8 | 0.123 | F | 8 | 0.13 | F | 8 | -9900 | -9900 | ? | 0
2002-05-10 | 24:00 | 0 | 0 | 0 | 2 | 0 | 0 | 2 | 0 | 0 | 2 | 0 | 0 | 2 | 0 | 0 | 2 | 0 | 0 | 2 | 0 | 0 | 2 | 0 | 0 | E | 9 | 0 | E | 9 | 8 | A | 7 | 4 | A | 7 | 76 | A | 7 | 1004 | E | 9 | 310 | A | 7 | 4.1 | A | 7 | 16100 | A | 7 | 77777 | A | 7 | 1.1 | E | 8 | 0.123 | F | 8 | 0.13 | F | 8 | -9900 | -9900 | ? | 0
2002-05-11 | 1:00 | 0 | 0 | 0 | 2 | 0 | 0 | 2 | 0 | 0 | 2 | 0 | 0 | 2 | 0 | 0 | 2 | 0 | 0 | 2 | 0 | 0 | 2 | 0 | 0 | E | 9 | 0 | E | 9 | 8 | A | 7 | 4 | A | 7 | 76 | A | 7 | 1004 | E | 9 | 320 | A | 7 | 2.6 | A | 7 | 16100 | A | 7 | 77777 | A | 7 | 1.1 | E | 8 | 0.124 | F | 8 | 0.13 | F | 8 | -9900 | -9900 | ? | 0
2002-05-11 | 2:00 | 0 | 0 | 0 | 2 | 0 | 0 | 2 | 0 | 0 | 2 | 0 | 0 | 2 | 0 | 0 | 2 | 0 | 0 | 2 | 0 | 0 | 2 | 0 | 0 | E | 9 | 0 | E | 9 | 6 | A | 7 | 3 | A | 7 | 81 | A | 7 | 1004 | E | 9 | 300 | A | 7 | 3.1 | A | 7 | 16100 | A | 7 | 77777 | A | 7 | 1.1 | E | 8 | 0.124 | F | 8 | 0.13 | F | 8 | -9900 | -9900 | ? | 0
2002-05-11 | 3:00 | 0 | 0 | 0 | 2 | 0 | 0 | 2 | 0 | 0 | 2 | 0 | 0 | 2 | 0 | 0 | 2 | 0 | 0 | 2 | 0 | 0 | 2 | 0 | 0 | E | 9 | 0 | E | 9 | 5 | A | 7 | 3 | A | 7 | 87 | A | 7 | 1004 | E | 9 | 300 | A | 7 | 2.6 | A | 7 | 16100 | A | 7 | 77777 | A | 7 | 1.2 | E | 8 | 0.124 | F | 8 | 0.13 | F | 8 | -9900 | -9900 | ? | 0
2002-05-11 | 4:00 | 0 | 0 | 0 | 2 | 0 | 0 | 2 | 0 | 0 | 2 | 0 | 0 | 2 | 0 | 0 | 2 | 0 | 0 | 2 | 0 | 0 | 2 | 0 | 0 | E | 9 | 0 | E | 9 | 4 | A | 7 | 2 | A | 7 | 87 | A | 7 | 1004 | E | 9 | 290 | A | 7 | 1.5 | A | 7 | 16100 | A | 7 | 77777 | A | 7 | 1.2 | E | 8 | 0.124 | F | 8 | 0.13 | F | 8 | -9900 | -9900 | ? | 0
2002-05-11 | 5:00 | 2 | 190 | 0 | 2 | 8 | 0 | 2 | 15 | 0 | 2 | 8 | 0 | 2 | 8 | 0 | 2 | 15 | 0 | 2 | 8 | 0 | 2 | 19 | 0 | E | 9 | 0 | E | 9 | 3 | A | 7 | 2 | A | 7 | 93 | A | 7 | 1004 | E | 9 | 300 | A | 7 | 2.6 | A | 7 | 16100 | A | 7 | 77777 | A | 7 | 1.2 | E | 8 | 0.124 | F | 8 | 0.13 | F | 8 | -9900 | -9900 | ? | 0
2002-05-11 | 6:00 | 137 | 1339 | 49 | 2 | 8 | 271 | 2 | 15 | 21 | 2 | 8 | 5000 | 2 | 8 | 15600 | 2 | 15 | 3500 | 2 | 8 | 390 | 2 | 19 | 0 | E | 9 | 0 | E | 9 | 6 | A | 7 | 3 | A | 7 | 81 | A | 7 | 1004 | E | 9 | 0 | A | 7 | 0 | A | 7 | 16100 | A | 7 | 77777 | A | 7 | 1.2 | E | 8 | 0.124 | F | 8 | 0.13 | F | 8 | -9900 | -9900 | ? | 0
2002-05-11 | 7:00 | 371 | 1339 | 212 | 2 | 8 | 557 | 2 | 15 | 57 | 2 | 8 | 22100 | 2 | 8 | 48300 | 2 | 15 | 8700 | 2 | 8 | 1090 | 2 | 19 | 0 | E | 9 | 0 | E | 9 | 7 | A | 7 | 4 | A | 7 | 81 | A | 7 | 1004 | E | 9 | 0 | A | 7 | 0 | A | 7 | 16100 | A | 7 | 77777 | A | 7 | 1.2 | E | 8 | 0.124 | F | 8 | 0.13 | F | 8 | -9900 | -9900 | ? | 0
2002-05-11 | 8:00 | 602 | 1339 | 401 | 2 | 8 | 701 | 2 | 15 | 85 | 2 | 8 | 42500 | 2 | 8 | 68600 | 2 | 15 | 11600 | 2 | 8 | 1790 | 2 | 19 | 0 | E | 9 | 0 | E | 9 | 11 | A | 7 | 6 | A | 7 | 71 | A | 7 | 1004 | E | 9 | 0 | A | 7 | 0 | A | 7 | 16100 | A | 7 | 77777 | A | 7 | 1.2 | E | 8 | 0.124 | F | 8 | 0.13 | F | 8 | -9900 | -9900 | ? | 0
2002-05-11 | 9:00 | 811 | 1339 | 561 | 2 | 8 | 683 | 2 | 15 | 146 | 2 | 8 | 59000 | 2 | 8 | 68700 | 2 | 15 | 17300 | 2 | 8 | 3480 | 2 | 19 | 0 | E | 9 | 0 | E | 9 | 13 | A | 7 | 6 | A | 7 | 62 | A | 7 | 1004 | E | 9 | 340 | A | 7 | 2.1 | A | 7 | 16100 | A | 7 | 77777 | A | 7 | 1.2 | E | 8 | 0.124 | F | 8 | 0.13 | F | 8 | -9900 | -9900 | ? | 0
2002-05-11 | 10:00 | 985 | 1339 | 723 | 2 | 8 | 792 | 2 | 15 | 139 | 2 | 8 | 75800 | 2 | 8 | 79500 | 2 | 15 | 17100 | 2 | 8 | 3900 | 2 | 19 | 0 | E | 9 | 0 | E | 9 | 17 | A | 7 | 5 | A | 7 | 45 | A | 7 | 1004 | E | 9 | 30 | A | 7 | 1.5 | A | 7 | 16100 | A | 7 | 77777 | A | 7 | 1.2 | E | 8 | 0.124 | F | 8 | 0.13 | F | 8 | -9900 | -9900 | ? | 0
2002-05-11 | 11:00 | 1112 | 1339 | 854 | 2 | 8 | 840 | 2 | 15 | 156 | 2 | 8 | 90100 | 2 | 8 | 84700 | 2 | 15 | 19600 | 2 | 8 | 5740 | 2 | 19 | 0 | E | 9 | 0 | E | 9 | 18 | A | 7 | 5 | A | 7 | 42 | A | 7 | 1004 | E | 9 | 60 | A | 7 | 4.1 | A | 7 | 16100 | A | 7 | 77777 | A | 7 | 1.3 | E | 8 | 0.124 | F | 8 | 0.13 | F | 8 | -9900 | -9900 | ? | 0
2002-05-11 | 12:00 | 1183 | 1339 | 906 | 2 | 8 | 856 | 2 | 15 | 149 | 2 | 8 | 96800 | 2 | 8 | 86800 | 2 | 15 | 20000 | 2 | 8 | 6970 | 2 | 19 | 0 | E | 9 | 0 | E | 9 | 19 | A | 7 | 4 | A | 7 | 37 | A | 7 | 1004 | E | 9 | 10 | A | 7 | 4.1 | A | 7 | 16100 | A | 7 | 77777 | A | 7 | 1.3 | E | 8 | 0.124 | F | 8 | 0.13 | F | 8 | -9900 | -9900 | ? | 0
2002-05-11 | 13:00 | 1193 | 1339 | 923 | 2 | 8 | 873 | 2 | 15 | 144 | 2 | 8 | 94500 | 2 | 8 | 87400 | 2 | 15 | 16500 | 2 | 8 | 5500 | 2 | 19 | 0 | E | 9 | 0 | E | 9 | 21 | A | 7 | 4 | A | 7 | 33 | A | 7 | 1004 | E | 9 | 30 | A | 7 | 6.2 | A | 7 | 16100 | A | 7 | 77777 | A | 7 | 1.3 | E | 8 | 0.124 | F | 8 | 0.13 | F | 8 | -9900 | -9900 | ? | 0
2002-05-11 | 14:00 | 1141 | 1339 | 878 | 2 | 8 | 865 | 2 | 15 | 139 | 2 | 8 | 90000 | 2 | 8 | 86500 | 2 | 15 | 16100 | 2 | 8 | 4440 | 2 | 19 | 0 | E | 9 | 0 | E | 9 | 22 | A | 7 | 3 | A | 7 | 29 | A | 7 | 1004 | E | 9 | 40 | A | 7 | 4.6 | A | 7 | 16100 | A | 7 | 77777 | A | 7 | 1.2 | E | 8 | 0.124 | F | 8 | 0.13 | F | 8 | -9900 | -9900 | ? | 0
2002-05-11 | 15:00 | 1031 | 1339 | 776 | 2 | 8 | 823 | 2 | 15 | 140 | 2 | 8 | 81700 | 2 | 8 | 82900 | 2 | 15 | 17700 | 2 | 8 | 4330 | 2 | 19 | 0 | E | 9 | 0 | E | 9 | 22 | A | 7 | 2 | A | 7 | 27 | A | 7 | 1004 | E | 9 | 40 | A | 7 | 3.1 | A | 7 | 16100 | A | 7 | 77777 | A | 7 | 1.1 | E | 8 | 0.124 | F | 8 | 0.13 | F | 8 | -9900 | -9900 | ? | 0
2002-05-11 | 16:00 | 872 | 1339 | 639 | 2 | 8 | 760 | 2 | 15 | 143 | 2 | 8 | 67800 | 2 | 8 | 77100 | 2 | 15 | 17500 | 2 | 8 | 3700 | 2 | 19 | 0 | E | 9 | 0 | E | 9 | 23 | A | 7 | 1 | A | 7 | 23 | A | 7 | 1004 | E | 9 | 30 | A | 7 | 4.6 | A | 7 | 16100 | A | 7 | 77777 | A | 7 | 1 | E | 8 | 0.124 | F | 8 | 0.13 | F | 8 | -9900 | -9900 | ? | 0
2002-05-11 | 17:00 | 672 | 1339 | 464 | 2 | 8 | 667 | 2 | 15 | 128 | 2 | 8 | 48300 | 2 | 8 | 65500 | 2 | 15 | 15300 | 2 | 8 | 2690 | 2 | 19 | 0 | E | 9 | 0 | E | 9 | 22 | A | 7 | 2 | A | 7 | 27 | A | 7 | 1004 | E | 9 | 30 | A | 7 | 5.1 | A | 7 | 16100 | A | 7 | 77777 | A | 7 | 1 | E | 8 | 0.124 | F | 8 | 0.13 | F | 8 | -9900 | -9900 | ? | 0
2002-05-11 | 18:00 | 447 | 1339 | 298 | 2 | 8 | 577 | 2 | 15 | 105 | 2 | 8 | 30300 | 2 | 8 | 51600 | 2 | 15 | 13000 | 2 | 8 | 1880 | 2 | 19 | 0 | E | 9 | 0 | E | 9 | 21 | A | 7 | 2 | A | 7 | 28 | A | 7 | 1004 | E | 9 | 20 | A | 7 | 3.6 | A | 7 | 16100 | A | 7 | 77777 | A | 7 | 1.1 | E | 8 | 0.124 | F | 8 | 0.13 | F | 8 | -9900 | -9900 | ? | 0
2002-05-11 | 19:00 | 212 | 1339 | 131 | 2 | 8 | 229 | 2 | 15 | 95 | 2 | 8 | 13300 | 2 | 8 | 14800 | 2 | 15 | 10900 | 2 | 8 | 2040 | 2 | 19 | 0 | E | 9 | 0 | E | 9 | 19 | A | 7 | 3 | A | 7 | 34 | A | 7 | 1004 | E | 9 | 360 | A | 7 | 2.6 | A | 7 | 16100 | A | 7 | 77777 | A | 7 | 1.1 | E | 8 | 0.124 | F | 8 | 0.13 | F | 8 | -9900 | -9900 | ? | 0
2002-05-11 | 20:00 | 22 | 614 | 0 | 2 | 8 | 0 | 2 | 15 | 0 | 2 | 8 | 0 | 2 | 8 | 0 | 2 | 15 | 0 | 2 | 8 | 0 | 2 | 19 | 0 | E | 9 | 0 | E | 9 | 13 | A | 7 | 4 | A | 7 | 54 | A | 7 | 1004 | E | 9 | 310 | A | 7 | 2.1 | A | 7 | 16100 | A | 7 | 77777 | A | 7 | 1.1 | E | 8 | 0.124 | F | 8 | 0.13 | F | 8 | -9900 | -9900 | ? | 0
2002-05-11 | 21:00 | 0 | 0 | 0 | 2 | 0 | 0 | 2 | 0 | 0 | 2 | 0 | 0 | 2 | 0 | 0 | 2 | 0 | 0 | 2 | 0 | 0 | 2 | 0 | 0 | E | 9 | 0 | E | 9 | 11 | A | 7 | 4 | A | 7 | 62 | A | 7 | 1004 | E | 9 | 300 | A | 7 | 3.1 | A | 7 | 16100 | A | 7 | 77777 | A | 7 | 1.1 | E | 8 | 0.124 | F | 8 | 0.13 | F | 8 | -9900 | -9900 | ? | 0
2002-05-11 | 22:00 | 0 | 0 | 0 | 2 | 0 | 0 | 2 | 0 | 0 | 2 | 0 | 0 | 2 | 0 | 0 | 2 | 0 | 0 | 2 | 0 | 0 | 2 | 0 | 0 | E | 9 | 0 | E | 9 | 11 | A | 7 | 4 | A | 7 | 62 | A | 7 | 1004 | E | 9 | 300 | A | 7 | 3.6 | A | 7 | 16100 | A | 7 | 77777 | A | 7 | 1.1 | E | 8 | 0.124 | F | 8 | 0.13 | F | 8 | -9900 | -9900 | ? | 0
2002-05-11 | 23:00 | 0 | 0 | 0 | 2 | 0 | 0 | 2 | 0 | 0 | 2 | 0 | 0 | 2 | 0 | 0 | 2 | 0 | 0 | 2 | 0 | 0 | 2 | 0 | 0 | E | 9 | 0 | E | 9 | 10 | A | 7 | 3 | A | 7 | 62 | A | 7 | 1004 | E | 9 | 300 | A | 7 | 3.6 | A | 7 | 16100 | A | 7 | 77777 | A | 7 | 1.1 | E | 8 | 0.124 | F | 8 | 0.13 | F | 8 | -9900 | -9900 | ? | 0
2002-05-11 | 24:00 | 0 | 0 | 0 | 2 | 0 | 0 | 2 | 0 | 0 | 2 | 0 | 0 | 2 | 0 | 0 | 2 | 0 | 0 | 2 | 0 | 0 | 2 | 0 | 0 | E | 9 | 0 | E | 9 | 8 | A | 7 | 3 | A | 7 | 71 | A | 7 | 1004 | E | 9 | 0 | A | 7 | 0 | A | 7 | 16100 | A | 7 | 77777 | A | 7 | 1.1 | E | 8 | 0.124 | F | 8 | 0.13 | F | 8 | -9900 | -9900 | ? | 0
2002-05-12 | 1:00 | 0 | 0 | 0 | 2 | 0 | 0 | 2 | 0 | 0 | 2 | 0 | 0 | 2 | 0 | 0 | 2 | 0 | 0 | 2 | 0 | 0 | 2 | 0 | 9 | E | 9 | 8 | E | 9 | 7 | A | 7 | 3 | A | 7 | 76 | A | 7 | 1004 | E | 9 | 0 | A | 7 | 0 | A | 7 | 16100 | A | 7 | 77777 | A | 7 | 1.1 | E | 8 | 0.124 | F | 8 | 0.13 | F | 8 | -9900 | -9900 | ? | 0
2002-05-12 | 2:00 | 0 | 0 | 0 | 2 | 0 | 0 | 2 | 0 | 0 | 2 | 0 | 0 | 2 | 0 | 0 | 2 | 0 | 0 | 2 | 0 | 0 | 2 | 0 | 4 | E | 9 | 4 | E | 9 | 7 | A | 7 | 3 | A | 7 | 76 | A | 7 | 1004 | E | 9 | 270 | A | 7 | 2.1 | A | 7 | 16100 | A | 7 | 77777 | A | 7 | 1.2 | E | 8 | 0.124 | F | 8 | 0.13 | F | 8 | -9900 | -9900 | ? | 0
2002-05-12 | 3:00 | 0 | 0 | 0 | 2 | 0 | 0 | 2 | 0 | 0 | 2 | 0 | 0 | 2 | 0 | 0 | 2 | 0 | 0 | 2 | 0 | 0 | 2 | 0 | 8 | E | 9 | 8 | E | 9 | 6 | A | 7 | 3 | A | 7 | 81 | A | 7 | 1004 | E | 9 | 0 | A | 7 | 0 | A | 7 | 16100 | A | 7 | 77777 | A | 7 | 1.2 | E | 8 | 0.124 | F | 8 | 0.13 | F | 8 | -9900 | -9900 | ? | 0
2002-05-12 | 4:00 | 0 | 0 | 0 | 2 | 0 | 0 | 2 | 0 | 0 | 2 | 0 | 0 | 2 | 0 | 0 | 2 | 0 | 0 | 2 | 0 | 0 | 2 | 0 | 4 | E | 9 | 4 | E | 9 | 4 | A | 7 | 2 | A | 7 | 87 | A | 7 | 1004 | E | 9 | 220 | A | 7 | 1.5 | A | 7 | 16100 | A | 7 | 77777 | A | 7 | 1.2 | E | 8 | 0.124 | F | 8 | 0.13 | F | 8 | -9900 | -9900 | ? | 0
2002-05-12 | 5:00 | 2 | 212 | 0 | 2 | 8 | 0 | 2 | 15 | 0 | 2 | 8 | 0 | 2 | 8 | 0 | 2 | 15 | 0 | 2 | 8 | 0 | 2 | 19 | 6 | E | 9 | 5 | E | 9 | 6 | A | 7 | 3 | A | 7 | 81 | A | 7 | 1004 | E | 9 | 0 | A | 7 | 0 | A | 7 | 16100 | A | 7 | 77777 | A | 7 | 1.2 | E | 8 | 0.124 | F | 8 | 0.13 | F | 8 | -9900 | -9900 | ? | 0
2002-05-12 | 6:00 | 141 | 1339 | 52 | 2 | 8 | 299 | 2 | 15 | 21 | 2 | 8 | 5500 | 2 | 8 | 17500 | 2 | 15 | 3600 | 2 | 8 | 390 | 2 | 19 | 4 | E | 9 | 3 | E | 9 | 6 | A | 7 | 3 | A | 7 | 81 | A | 7 | 1004 | E | 9 | 0 | A | 7 | 0 | A | 7 | 16100 | A | 7 | 77777 | A | 7 | 1.3 | E | 8 | 0.124 | F | 8 | 0.13 | F | 8 | -9900 | -9900 | ? | 0
2002-05-12 | 7:00 | 375 | 1339 | 221 | 2 | 8 | 580 | 2 | 15 | 58 | 2 | 8 | 23000 | 2 | 8 | 50500 | 2 | 15 | 8900 | 2 | 8 | 1110 | 2 | 19 | 6 | B | 8 | 6 | B | 8 | 10 | B | 8 | 5.3 | B | 8 | 73 | A | 7 | 1004 | E | 9 | 0 | B | 8 | 0 | B | 8 | -9900 | ? | 0 | 77777 | B | 8 | 1.3 | E | 8 | 0.124 | F | 8 | 0.13 | F | 8 | -9900 | -9900 | ? | 0
2002-05-12 | 8:00 | 605 | 1339 | 387 | 2 | 8 | 616 | 2 | 15 | 108 | 2 | 8 | 40400 | 2 | 8 | 59700 | 2 | 15 | 13300 | 2 | 8 | 2200 | 2 | 19 | 9 | E | 9 | 8 | E | 9 | 14 | A | 7 | 7 | A | 7 | 63 | A | 7 | 1004 | E | 9 | 0 | A | 7 | 0 | A | 7 | 16100 | A | 7 | 77777 | A | 7 | 1.3 | E | 8 | 0.124 | F | 8 | 0.13 | F | 8 | -9900 | -9900 | ? | 0
2002-05-12 | 9:00 | 814 | 1339 | 556 | 2 | 8 | 654 | 2 | 15 | 158 | 2 | 8 | 58300 | 2 | 8 | 65500 | 2 | 15 | 18300 | 2 | 8 | 3740 | 2 | 19 | 1 | E | 9 | 1 | E | 9 | 16 | A | 7 | 7 | A | 7 | 55 | A | 7 | 1004 | E | 9 | 0 | A | 7 | 0 | A | 7 | 16100 | A | 7 | 77777 | A | 7 | 1.4 | E | 8 | 0.124 | F | 8 | 0.13 | F | 8 | -9900 | -9900 | ? | 0
2002-05-12 | 10:00 | 988 | 1339 | 740 | 2 | 8 | 840 | 2 | 15 | 119 | 2 | 8 | 78900 | 2 | 8 | 84900 | 2 | 15 | 16100 | 2 | 8 | 3530 | 2 | 19 | 1 | B | 8 | 1 | B | 8 | 18.1 | B | 8 | 8 | B | 8 | 52 | A | 7 | 1004 | E | 9 | 0 | B | 8 | 0 | B | 8 | -9900 | ? | 0 | 77777 | B | 8 | 1.4 | E | 8 | 0.124 | F | 8 | 0.13 | F | 8 | -9900 | -9900 | ? | 0
2002-05-12 | 11:00 | 1114 | 1339 | 855 | 2 | 8 | 870 | 2 | 15 | 129 | 2 | 8 | 87900 | 2 | 8 | 87000 | 2 | 15 | 15300 | 2 | 8 | 3960 | 2 | 19 | 0 | B | 8 | 0 | B | 8 | 20 | B | 8 | 9 | B | 8 | 49 | A | 7 | 1004 | E | 9 | 0 | B | 8 | 0 | B | 8 | -9900 | ? | 0 | 77777 | B | 8 | 1.5 | E | 8 | 0.124 | F | 8 | 0.13 | F | 8 | -9900 | -9900 | ? | 0
2002-05-12 | 12:00 | 1185 | 1339 | 924 | 2 | 8 | 898 | 2 | 15 | 128 | 2 | 8 | 95000 | 2 | 8 | 90000 | 2 | 15 | 15200 | 2 | 8 | 5020 | 2 | 19 | 0 | E | 9 | 0 | E | 9 | 22 | A | 7 | 10 | A | 7 | 46 | A | 7 | 1004 | E | 9 | 0 | A | 7 | 0 | A | 7 | 16100 | A | 7 | 77777 | A | 7 | 1.5 | E | 8 | 0.124 | F | 8 | 0.13 | F | 8 | -9900 | -9900 | ? | 0
2002-05-12 | 13:00 | 1195 | 1339 | 923 | 2 | 8 | 873 | 2 | 15 | 142 | 2 | 8 | 94500 | 2 | 8 | 87400 | 2 | 15 | 16400 | 2 | 8 | 5520 | 2 | 19 | 0 | E | 9 | 0 | E | 9 | 24 | A | 7 | 11 | A | 7 | 44 | A | 7 | 1004 | E | 9 | 140 | A | 7 | 2.1 | A | 7 | 16100 | A | 7 | 77777 | A | 7 | 1.6 | E | 8 | 0.124 | F | 8 | 0.13 | F | 8 | -9900 | -9900 | ? | 0
2002-05-12 | 14:00 | 1143 | 1339 | 878 | 2 | 8 | 859 | 2 | 15 | 143 | 2 | 8 | 93700 | 2 | 8 | 87100 | 2 | 15 | 19200 | 2 | 8 | 5910 | 2 | 19 | 0 | E | 9 | 0 | E | 9 | 26 | A | 7 | 11 | A | 7 | 39 | A | 7 | 1004 | E | 9 | 0 | A | 7 | 0 | A | 7 | 16100 | A | 7 | 77777 | A | 7 | 1.5 | E | 8 | 0.124 | F | 8 | 0.13 | F | 8 | -9900 | -9900 | ? | 0
2002-05-12 | 15:00 | 1034 | 1339 | 782 | 2 | 8 | 793 | 2 | 15 | 168 | 2 | 8 | 80800 | 2 | 8 | 79200 | 2 | 15 | 19500 | 2 | 8 | 4920 | 2 | 19 | 0 | E | 9 | 0 | E | 9 | 27 | A | 7 | 13 | A | 7 | 42 | A | 7 | 1004 | E | 9 | 270 | A | 7 | 2.1 | A | 7 | 16100 | A | 7 | 77777 | A | 7 | 1.5 | E | 8 | 0.124 | F | 8 | 0.13 | F | 8 | -9900 | -9900 | ? | 0
2002-05-12 | 16:00 | 874 | 1339 | 583 | 2 | 8 | 556 | 2 | 15 | 219 | 2 | 8 | 62200 | 2 | 8 | 57400 | 2 | 15 | 24700 | 2 | 8 | 5600 | 2 | 19 | 0 | E | 9 | 0 | E | 9 | 27 | A | 7 | 10 | A | 7 | 34 | A | 7 | 1004 | E | 9 | 360 | A | 7 | 6.2 | A | 7 | 16100 | A | 7 | 77777 | A | 7 | 1.4 | E | 8 | 0.124 | F | 8 | 0.13 | F | 8 | -9900 | -9900 | ? | 0
2002-05-12 | 17:00 | 675 | 1339 | 319 | 2 | 8 | 152 | 2 | 15 | 242 | 2 | 8 | 34500 | 2 | 8 | 15500 | 2 | 15 | 26700 | 2 | 8 | 6050 | 2 | 19 | 0 | E | 9 | 0 | E | 9 | 25 | A | 7 | 8 | A | 7 | 34 | A | 7 | 1004 | E | 9 | 330 | A | 7 | 4.6 | A | 7 | 16100 | A | 7 | 77777 | A | 7 | 1.5 | E | 8 | 0.124 | F | 8 | 0.13 | F | 8 | -9900 | -9900 | ? | 0
2002-05-12 | 18:00 | 450 | 1339 | 185 | 2 | 8 | 82 | 2 | 15 | 158 | 2 | 8 | 20300 | 2 | 8 | 7700 | 2 | 15 | 17700 | 2 | 8 | 4070 | 2 | 19 | 2 | E | 9 | 2 | E | 9 | 21 | A | 7 | 7 | A | 7 | 40 | A | 7 | 1004 | E | 9 | 320 | A | 7 | 6.7 | A | 7 | 16100 | A | 7 | 77777 | A | 7 | 1.6 | E | 8 | 0.124 | F | 8 | 0.13 | F | 8 | -9900 | -9900 | ? | 0
2002-05-12 | 19:00 | 216 | 1339 | 147 | 2 | 8 | 167 | 2 | 15 | 120 | 2 | 8 | 15300 | 2 | 8 | 11400 | 2 | 15 | 13400 | 2 | 8 | 2560 | 2 | 19 | 6 | E | 9 | 5 | E | 9 | 16 | A | 7 | 8 | A | 7 | 59 | A | 7 | 1004 | E | 9 | 300 | A | 7 | 7.2 | A | 7 | 16100 | A | 7 | 77777 | A | 7 | 1.6 | E | 8 | 0.124 | F | 8 | 0.13 | F | 8 | -9900 | -9900 | ? | 0
2002-05-12 | 20:00 | 24 | 636 | 0 | 2 | 8 | 0 | 2 | 15 | 0 | 2 | 8 | 0 | 2 | 8 | 0 | 2 | 15 | 0 | 2 | 8 | 0 | 2 | 19 | 8 | E | 9 | 7 | E | 9 | 12 | A | 7 | 7 | A | 7 | 71 | A | 7 | 1004 | E | 9 | 300 | A | 7 | 8.2 | A | 7 | 16100 | A | 7 | 77777 | A | 7 | 1.7 | E | 8 | 0.124 | F | 8 | 0.13 | F | 8 | -9900 | -9900 | ? | 0
2002-05-12 | 21:00 | 0 | 0 | 0 | 2 | 0 | 0 | 2 | 0 | 0 | 2 | 0 | 0 | 2 | 0 | 0 | 2 | 0 | 0 | 2 | 0 | 0 | 2 | 0 | 9 | E | 9 | 7 | E | 9 | 11 | A | 7 | 7 | A | 7 | 76 | A | 7 | 1004 | E | 9 | 300 | A | 7 | 6.2 | A | 7 | 16100 | A | 7 | 77777 | A | 7 | 1.7 | E | 8 | 0.124 | F | 8 | 0.13 | F | 8 | -9900 | -9900 | ? | 0
2002-05-12 | 22:00 | 0 | 0 | 0 | 2 | 0 | 0 | 2 | 0 | 0 | 2 | 0 | 0 | 2 | 0 | 0 | 2 | 0 | 0 | 2 | 0 | 0 | 2 | 0 | 10 | E | 9 | 7 | E | 9 | 12 | A | 7 | 6 | A | 7 | 67 | A | 7 | 1004 | E | 9 | 330 | A | 7 | 3.6 | A | 7 | 16100 | A | 7 | 77777 | A | 7 | 1.7 | E | 8 | 0.124 | F | 8 | 0.13 | F | 8 | -9900 | -9900 | ? | 0
2002-05-12 | 23:00 | 0 | 0 | 0 | 2 | 0 | 0 | 2 | 0 | 0 | 2 | 0 | 0 | 2 | 0 | 0 | 2 | 0 | 0 | 2 | 0 | 0 | 2 | 0 | 10 | E | 9 | 8 | E | 9 | 12 | A | 7 | 6 | A | 7 | 67 | A | 7 | 1004 | E | 9 | 320 | A | 7 | 3.6 | A | 7 | 16100 | A | 7 | 77777 | A | 7 | 1.8 | E | 8 | 0.124 | F | 8 | 0.13 | F | 8 | -9900 | -9900 | ? | 0
2002-05-12 | 24:00 | 0 | 0 | 0 | 2 | 0 | 0 | 2 | 0 | 0 | 2 | 0 | 0 | 2 | 0 | 0 | 2 | 0 | 0 | 2 | 0 | 0 | 2 | 0 | 9 | E | 9 | 7 | E | 9 | 12 | A | 7 | 6 | A | 7 | 67 | A | 7 | 1004 | E | 9 | 50 | A | 7 | 2.1 | A | 7 | 16100 | A | 7 | 77777 | A | 7 | 1.8 | E | 8 | 0.124 | F | 8 | 0.13 | F | 8 | -9900 | -9900 | ? | 0
2002-05-13 | 1:00 | 0 | 0 | 0 | 2 | 0 | 0 | 2 | 0 | 0 | 2 | 0 | 0 | 2 | 0 | 0 | 2 | 0 | 0 | 2 | 0 | 0 | 2 | 0 | 10 | B | 8 | 8 | B | 8 | 10.9 | B | 8 | 6.5 | B | 8 | 74 | A | 7 | 1004 | E | 9 | 30 | B | 8 | 1.1 | B | 8 | -9900 | ? | 0 | 11315 | B | 8 | 1.9 | E | 8 | 0.125 | F | 8 | 0.13 | F | 8 | -9900 | -9900 | ? | 0
2002-05-13 | 2:00 | 0 | 0 | 0 | 2 | 0 | 0 | 2 | 0 | 0 | 2 | 0 | 0 | 2 | 0 | 0 | 2 | 0 | 0 | 2 | 0 | 0 | 2 | 0 | 10 | E | 9 | 10 | E | 9 | 10 | A | 7 | 7 | A | 7 | 82 | A | 7 | 1004 | E | 9 | 0 | A | 7 | 0 | A | 7 | 16100 | A | 7 | 630 | A | 7 | 1.8 | E | 8 | 0.125 | F | 8 | 0.13 | F | 8 | -9900 | -9900 | ? | 0
2002-05-13 | 3:00 | 0 | 0 | 0 | 2 | 0 | 0 | 2 | 0 | 0 | 2 | 0 | 0 | 2 | 0 | 0 | 2 | 0 | 0 | 2 | 0 | 0 | 2 | 0 | 10 | E | 9 | 10 | E | 9 | 11 | A | 7 | 7 | A | 7 | 76 | A | 7 | 1004 | E | 9 | 0 | A | 7 | 0 | A | 7 | 14500 | A | 7 | 630 | A | 7 | 1.7 | E | 8 | 0.125 | F | 8 | 0.13 | F | 8 | -9900 | -9900 | ? | 0
2002-05-13 | 4:00 | 0 | 0 | 0 | 2 | 0 | 0 | 2 | 0 | 0 | 2 | 0 | 0 | 2 | 0 | 0 | 2 | 0 | 0 | 2 | 0 | 0 | 2 | 0 | 10 | E | 9 | 9 | E | 9 | 10 | A | 7 | 6 | A | 7 | 76 | A | 7 | 1004 | E | 9 | 300 | A | 7 | 2.6 | A | 7 | 8000 | A | 7 | 77777 | A | 7 | 1.6 | E | 8 | 0.125 | F | 8 | 0.13 | F | 8 | -9900 | -9900 | ? | 0
2002-05-13 | 5:00 | 3 | 234 | 0 | 2 | 8 | 0 | 2 | 15 | 0 | 2 | 8 | 0 | 2 | 8 | 0 | 2 | 15 | 0 | 2 | 8 | 0 | 2 | 19 | 10 | E | 9 | 10 | E | 9 | 10 | A | 7 | 6 | A | 7 | 76 | A | 7 | 1004 | E | 9 | 280 | A | 7 | 2.1 | A | 7 | 8000 | A | 7 | 3000 | A | 7 | 1.7 | E | 8 | 0.125 | F | 8 | 0.13 | F | 8 | -9900 | -9900 | ? | 0
2002-05-13 | 6:00 | 145 | 1338 | 16 | 2 | 8 | 0 | 2 | 15 | 16 | 2 | 8 | 1900 | 2 | 8 | 0 | 2 | 15 | 1900 | 2 | 8 | 620 | 2 | 19 | 10 | E | 9 | 10 | E | 9 | 11 | A | 7 | 6 | A | 7 | 71 | A | 7 | 1004 | E | 9 | 10 | A | 7 | 1.5 | A | 7 | 16100 | A | 7 | 750 | A | 7 | 1.7 | E | 8 | 0.125 | F | 8 | 0.13 | F | 8 | -9900 | -9900 | ? | 0
2002-05-13 | 7:00 | 379 | 1338 | 70 | 2 | 8 | 0 | 2 | 15 | 70 | 2 | 8 | 8100 | 2 | 8 | 0 | 2 | 15 | 8100 | 2 | 8 | 2770 | 2 | 19 | 10 | B | 8 | 9 | B | 8 | 11 | B | 8 | 6.3 | B | 8 | 73 | A | 7 | 1004 | E | 9 | 10 | B | 8 | 0.8 | B | 8 | -9900 | ? | 0 | 900 | B | 8 | 1.7 | E | 8 | 0.125 | F | 8 | 0.13 | F | 8 | -9900 | -9900 | ? | 0
2002-05-13 | 8:00 | 608 | 1338 | 141 | 2 | 8 | 0 | 2 | 15 | 141 | 2 | 8 | 16300 | 2 | 8 | 0 | 2 | 15 | 16300 | 2 | 8 | 5870 | 2 | 19 | 9 | E | 9 | 9 | E | 9 | 11 | A | 7 | 6 | A | 7 | 71 | A | 7 | 1004 | E | 9 | 0 | A | 7 | 0 | A | 7 | 16100 | A | 7 | 1050 | A | 7 | 1.7 | E | 8 | 0.125 | F | 8 | 0.13 | F | 8 | -9900 | -9900 | ? | 0
2002-05-13 | 9:00 | 817 | 1338 | 163 | 2 | 8 | 0 | 2 | 15 | 163 | 2 | 8 | 19300 | 2 | 8 | 0 | 2 | 15 | 19300 | 2 | 8 | 7570 | 2 | 19 | 10 | E | 9 | 10 | E | 9 | 12 | A | 7 | 6 | A | 7 | 67 | A | 7 | 1004 | E | 9 | 110 | A | 7 | 1.5 | A | 7 | 16100 | A | 7 | 1050 | A | 7 | 1.7 | E | 8 | 0.125 | F | 8 | 0.13 | F | 8 | -9900 | -9900 | ? | 0
2002-05-13 | 10:00 | 990 | 1338 | 149 | 2 | 8 | 0 | 2 | 15 | 149 | 2 | 8 | 18300 | 2 | 8 | 0 | 2 | 15 | 18300 | 2 | 8 | 7560 | 2 | 19 | 10 | E | 9 | 10 | E | 9 | 12 | A | 7 | 5 | A | 7 | 62 | A | 7 | 1004 | E | 9 | 0 | A | 7 | 0 | A | 7 | 16100 | A | 7 | 1200 | A | 7 | 1.8 | E | 8 | 0.125 | F | 8 | 0.13 | F | 8 | -9900 | -9900 | ? | 0
2002-05-13 | 11:00 | 1116 | 1338 | 143 | 2 | 8 | 0 | 2 | 15 | 143 | 2 | 8 | 17900 | 2 | 8 | 0 | 2 | 15 | 17900 | 2 | 8 | 7490 | 2 | 19 | 10 | E | 9 | 10 | E | 9 | 12 | A | 7 | 7 | A | 7 | 71 | A | 7 | 1004 | E | 9 | 290 | A | 7 | 2.6 | A | 7 | 12900 | A | 7 | 1020 | A | 7 | 1.7 | E | 8 | 0.125 | F | 8 | 0.13 | F | 8 | -9900 | -9900 | ? | 0
2002-05-13 | 12:00 | 1187 | 1338 | 196 | 2 | 8 | 0 | 2 | 15 | 196 | 2 | 8 | 24200 | 2 | 8 | 0 | 2 | 15 | 24200 | 2 | 8 | 9940 | 2 | 19 | 10 | E | 9 | 10 | E | 9 | 12 | A | 7 | 8 | A | 7 | 76 | A | 7 | 1004 | E | 9 | 190 | A | 7 | 3.1 | A | 7 | 16100 | A | 7 | 1140 | A | 7 | 1.7 | E | 8 | 0.125 | F | 8 | 0.13 | F | 8 | 0 | 1 | A | 7
2002-05-13 | 13:00 | 1197 | 1338 | 251 | 2 | 8 | 0 | 2 | 15 | 251 | 2 | 8 | 30500 | 2 | 8 | 0 | 2 | 15 | 30500 | 2 | 8 | 12230 | 2 | 19 | 10 | E | 9 | 10 | E | 9 | 12 | A | 7 | 8 | A | 7 | 76 | A | 7 | 1004 | E | 9 | 210 | A | 7 | 2.6 | A | 7 | 16100 | A | 7 | 990 | A | 7 | 1.7 | E | 8 | 0.125 | F | 8 | 0.13 | F | 8 | 0 | 1 | A | 7
2002-05-13 | 14:00 | 1145 | 1338 | 202 | 2 | 8 | 6 | 2 | 15 | 197 | 2 | 8 | 24800 | 2 | 8 | 500 | 2 | 15 | 24400 | 2 | 8 | 9930 | 2 | 19 | 10 | E | 9 | 10 | E | 9 | 13 | A | 7 | 7 | A | 7 | 67 | A | 7 | 1004 | E | 9 | 250 | A | 7 | 3.1 | A | 7 | 16100 | A | 7 | 1170 | A | 7 | 1.7 | E | 8 | 0.125 | F | 8 | 0.13 | F | 8 | -9900 | -9900 | ? | 0
2002-05-13 | 15:00 | 1036 | 1338 | 473 | 2 | 8 | 134 | 2 | 15 | 369 | 2 | 8 | 51800 | 2 | 8 | 14200 | 2 | 15 | 40700 | 2 | 8 | 12590 | 2 | 19 | 10 | E | 9 | 10 | E | 9 | 14 | A | 7 | 8 | A | 7 | 67 | A | 7 | 1004 | E | 9 | 230 | A | 7 | 3.1 | A | 7 | 16100 | A | 7 | 1350 | A | 7 | 1.6 | E | 8 | 0.125 | F | 8 | 0.13 | F | 8 | -9900 | -9900 | ? | 0
2002-05-13 | 16:00 | 877 | 1338 | 263 | 2 | 8 | 25 | 2 | 15 | 247 | 2 | 8 | 30600 | 2 | 8 | 2200 | 2 | 15 | 29100 | 2 | 8 | 10770 | 2 | 19 | 10 | B | 8 | 10 | B | 8 | 14.4 | B | 8 | 7.6 | B | 8 | 64 | A | 7 | 1004 | E | 9 | 280 | B | 8 | 3.6 | B | 8 | -9900 | ? | 0 | 1335 | B | 8 | 1.5 | E | 8 | 0.125 | F | 8 | 0.13 | F | 8 | -9900 | -9900 | ? | 0
2002-05-13 | 17:00 | 678 | 1338 | 394 | 2 | 8 | 311 | 2 | 15 | 236 | 2 | 8 | 41700 | 2 | 8 | 32200 | 2 | 15 | 25400 | 2 | 8 | 5520 | 2 | 19 | 10 | E | 9 | 10 | E | 9 | 14 | A | 7 | 7 | A | 7 | 63 | A | 7 | 1004 | E | 9 | 320 | A | 7 | 4.1 | A | 7 | 16100 | A | 7 | 1320 | A | 7 | 1.6 | E | 8 | 0.125 | F | 8 | 0.13 | F | 8 | -9900 | -9900 | ? | 0
2002-05-13 | 18:00 | 454 | 1338 | 249 | 2 | 8 | 287 | 2 | 15 | 151 | 2 | 8 | 26100 | 2 | 8 | 27000 | 2 | 15 | 16900 | 2 | 8 | 3170 | 2 | 19 | 10 | E | 9 | 10 | E | 9 | 13 | A | 7 | 6 | A | 7 | 62 | A | 7 | 1004 | E | 9 | 290 | A | 7 | 2.6 | A | 7 | 16100 | A | 7 | 1440 | A | 7 | 1.6 | E | 8 | 0.125 | F | 8 | 0.13 | F | 8 | -9900 | -9900 | ? | 0
2002-05-13 | 19:00 | 220 | 1338 | 142 | 2 | 8 | 203 | 2 | 15 | 109 | 2 | 8 | 14900 | 2 | 8 | 14100 | 2 | 15 | 12600 | 2 | 8 | 2320 | 2 | 19 | 7 | B | 8 | 7 | B | 8 | 11.5 | B | 8 | 5.6 | B | 8 | 67 | A | 7 | 1004 | E | 9 | 310 | B | 8 | 1.7 | B | 8 | -9900 | ? | 0 | 8293 | B | 8 | 1.6 | E | 8 | 0.125 | F | 8 | 0.13 | F | 8 | -9900 | -9900 | ? | 0
2002-05-13 | 20:00 | 25 | 680 | 0 | 2 | 8 | 33 | 2 | 15 | 0 | 2 | 8 | 0 | 2 | 8 | 0 | 2 | 15 | 0 | 2 | 8 | 0 | 2 | 19 | 3 | B | 8 | 3 | B | 8 | 9.8 | B | 8 | 5.2 | B | 8 | 73 | A | 7 | 1004 | E | 9 | 340 | B | 8 | 0.9 | B | 8 | -9900 | ? | 0 | 15147 | B | 8 | 1.6 | E | 8 | 0.125 | F | 8 | 0.13 | F | 8 | -9900 | -9900 | ? | 0
2002-05-13 | 21:00 | 0 | 0 | 0 | 2 | 0 | 0 | 2 | 0 | 0 | 2 | 0 | 0 | 2 | 0 | 0 | 2 | 0 | 0 | 2 | 0 | 0 | 2 | 0 | 0 | E | 9 | 0 | E | 9 | 9 | A | 7 | 5 | A | 7 | 76 | A | 7 | 1004 | E | 9 | 0 | A | 7 | 0 | A | 7 | 16100 | A | 7 | 77777 | A | 7 | 1.6 | E | 8 | 0.125 | F | 8 | 0.13 | F | 8 | -9900 | -9900 | ? | 0
2002-05-13 | 22:00 | 0 | 0 | 0 | 2 | 0 | 0 | 2 | 0 | 0 | 2 | 0 | 0 | 2 | 0 | 0 | 2 | 0 | 0 | 2 | 0 | 0 | 2 | 0 | 0 | E | 9 | 0 | E | 9 | 7 | A | 7 | 3 | A | 7 | 76 | A | 7 | 1004 | E | 9 | 0 | A | 7 | 0 | A | 7 | 16100 | A | 7 | 77777 | A | 7 | 1.5 | E | 8 | 0.125 | F | 8 | 0.13 | F | 8 | -9900 | -9900 | ? | 0
2002-05-13 | 23:00 | 0 | 0 | 0 | 2 | 0 | 0 | 2 | 0 | 0 | 2 | 0 | 0 | 2 | 0 | 0 | 2 | 0 | 0 | 2 | 0 | 0 | 2 | 0 | 4 | E | 9 | 4 | E | 9 | 8 | A | 7 | 4 | A | 7 | 76 | A | 7 | 1004 | E | 9 | 300 | A | 7 | 1.5 | A | 7 | 16100 | A | 7 | 77777 | A | 7 | 1.5 | E | 8 | 0.125 | F | 8 | 0.13 | F | 8 | -9900 | -9900 | ? | 0
2002-05-13 | 24:00 | 0 | 0 | 0 | 2 | 0 | 0 | 2 | 0 | 0 | 2 | 0 | 0 | 2 | 0 | 0 | 2 | 0 | 0 | 2 | 0 | 0 | 2 | 0 | 10 | E | 9 | 10 | E | 9 | 7 | A | 7 | 4 | A | 7 | 81 | A | 7 | 1004 | E | 9 | 280 | A | 7 | 1.5 | A | 7 | 16100 | A | 7 | 1440 | A | 7 | 1.5 | E | 8 | 0.125 | F | 8 | 0.13 | F | 8 | -9900 | -9900 | ? | 0
2002-05-14 | 1:00 | 0 | 0 | 0 | 2 | 0 | 0 | 2 | 0 | 0 | 2 | 0 | 0 | 2 | 0 | 0 | 2 | 0 | 0 | 2 | 0 | 0 | 2 | 0 | 10 | E | 9 | 10 | E | 9 | 8 | A | 7 | 6 | A | 7 | 87 | A | 7 | 1004 | E | 9 | 0 | A | 7 | 0 | A | 7 | 16100 | A | 7 | 1440 | A | 7 | 1.4 | E | 8 | 0.125 | F | 8 | 0.13 | F | 8 | -9900 | -9900 | ? | 0
2002-05-14 | 2:00 | 0 | 0 | 0 | 2 | 0 | 0 | 2 | 0 | 0 | 2 | 0 | 0 | 2 | 0 | 0 | 2 | 0 | 0 | 2 | 0 | 0 | 2 | 0 | 10 | E | 9 | 10 | E | 9 | 8 | A | 7 | 6 | A | 7 | 87 | A | 7 | 1004 | E | 9 | 0 | A | 7 | 0 | A | 7 | 16100 | A | 7 | 1380 | A | 7 | 1.3 | E | 8 | 0.125 | F | 8 | 0.13 | F | 8 | -9900 | -9900 | ? | 0
2002-05-14 | 3:00 | 0 | 0 | 0 | 2 | 0 | 0 | 2 | 0 | 0 | 2 | 0 | 0 | 2 | 0 | 0 | 2 | 0 | 0 | 2 | 0 | 0 | 2 | 0 | 10 | E | 9 | 10 | E | 9 | 8 | A | 7 | 6 | A | 7 | 87 | A | 7 | 1004 | E | 9 | 0 | A | 7 | 0 | A | 7 | 16100 | A | 7 | 1320 | A | 7 | 1.3 | E | 8 | 0.125 | F | 8 | 0.13 | F | 8 | -9900 | -9900 | ? | 0
2002-05-14 | 4:00 | 0 | 0 | 0 | 2 | 0 | 0 | 2 | 0 | 0 | 2 | 0 | 0 | 2 | 0 | 0 | 2 | 0 | 0 | 2 | 0 | 0 | 2 | 0 | 10 | E | 9 | 10 | E | 9 | 8 | A | 7 | 6 | A | 7 | 87 | A | 7 | 1004 | E | 9 | 300 | A | 7 | 2.1 | A | 7 | 16100 | A | 7 | 1320 | A | 7 | 1.2 | E | 8 | 0.125 | F | 8 | 0.13 | F | 8 | 1 | 24 | A | 7
2002-05-14 | 5:00 | 4 | 256 | 0 | 2 | 8 | 0 | 2 | 15 | 0 | 2 | 8 | 0 | 2 | 8 | 0 | 2 | 15 | 0 | 2 | 8 | 0 | 2 | 19 | 10 | E | 9 | 10 | E | 9 | 9 | A | 7 | 6 | A | 7 | 81 | A | 7 | 1004 | E | 9 | 310 | A | 7 | 1.5 | A | 7 | 16100 | A | 7 | 1320 | A | 7 | 1.2 | E | 8 | 0.125 | F | 8 | 0.13 | F | 8 | -9900 | -9900 | ? | 0
2002-05-14 | 6:00 | 149 | 1337 | 38 | 2 | 8 | 64 | 2 | 15 | 31 | 2 | 8 | 4200 | 2 | 8 | 3800 | 2 | 15 | 3800 | 2 | 8 | 650 | 2 | 19 | 10 | E | 9 | 10 | E | 9 | 9 | A | 7 | 6 | A | 7 | 81 | A | 7 | 1004 | E | 9 | 0 | A | 7 | 0 | A | 7 | 16100 | A | 7 | 1320 | A | 7 | 1.2 | E | 8 | 0.125 | F | 8 | 0.13 | F | 8 | -9900 | -9900 | ? | 0
2002-05-14 | 7:00 | 382 | 1337 | 128 | 2 | 8 | 59 | 2 | 15 | 111 | 2 | 8 | 14000 | 2 | 8 | 5300 | 2 | 15 | 12500 | 2 | 8 | 2890 | 2 | 19 | 10 | E | 9 | 10 | E | 9 | 11 | A | 7 | 7 | A | 7 | 76 | A | 7 | 1004 | E | 9 | 20 | A | 7 | 1.5 | A | 7 | 16100 | A | 7 | 1320 | A | 7 | 1.3 | E | 8 | 0.125 | F | 8 | 0.13 | F | 8 | -9900 | -9900 | ? | 0
2002-05-14 | 8:00 | 611 | 1337 | 286 | 2 | 8 | 171 | 2 | 15 | 208 | 2 | 8 | 31000 | 2 | 8 | 17200 | 2 | 15 | 23100 | 2 | 8 | 5040 | 2 | 19 | 10 | E | 9 | 10 | E | 9 | 13 | A | 7 | 7 | A | 7 | 67 | A | 7 | 1004 | E | 9 | 70 | A | 7 | 1.5 | A | 7 | 16100 | A | 7 | 450 | A | 7 | 1.3 | E | 8 | 0.125 | F | 8 | 0.13 | F | 8 | -9900 | -9900 | ? | 0
2002-05-14 | 9:00 | 820 | 1337 | 557 | 2 | 8 | 549 | 2 | 15 | 220 | 2 | 8 | 58900 | 2 | 8 | 56300 | 2 | 15 | 24300 | 2 | 8 | 5320 | 2 | 19 | 3 | E | 9 | 3 | E | 9 | 13 | A | 7 | 6 | A | 7 | 62 | A | 7 | 1004 | E | 9 | 0 | A | 7 | 0 | A | 7 | 16100 | A | 7 | 77777 | A | 7 | 1.3 | E | 8 | 0.125 | F | 8 | 0.13 | F | 8 | -9900 | -9900 | ? | 0
2002-05-14 | 10:00 | 993 | 1337 | 564 | 2 | 8 | 313 | 2 | 15 | 331 | 2 | 8 | 61000 | 2 | 8 | 33800 | 2 | 15 | 35900 | 2 | 8 | 10320 | 2 | 19 | 10 | E | 9 | 10 | E | 9 | 14 | A | 7 | 7 | A | 7 | 63 | A | 7 | 1004 | E | 9 | 0 | A | 7 | 0 | A | 7 | 16100 | A | 7 | 1500 | A | 7 | 1.3 | E | 8 | 0.125 | F | 8 | 0.13 | F | 8 | -9900 | -9900 | ? | 0
2002-05-14 | 11:00 | 1119 | 1337 | 534 | 2 | 8 | 161 | 2 | 15 | 399 | 2 | 8 | 58600 | 2 | 8 | 17100 | 2 | 15 | 44200 | 2 | 8 | 15590 | 2 | 19 | 8 | E | 9 | 8 | E | 9 | 16 | A | 7 | 6 | A | 7 | 51 | A | 7 | 1004 | E | 9 | 20 | A | 7 | 2.6 | A | 7 | 16100 | A | 7 | 1500 | A | 7 | 1.3 | E | 8 | 0.125 | F | 8 | 0.13 | F | 8 | -9900 | -9900 | ? | 0
2002-05-14 | 12:00 | 1189 | 1337 | 705 | 2 | 8 | 329 | 2 | 15 | 412 | 2 | 8 | 77000 | 2 | 8 | 35700 | 2 | 15 | 45100 | 2 | 8 | 19610 | 2 | 19 | 10 | E | 9 | 10 | E | 9 | 17 | A | 7 | 6 | A | 7 | 48 | A | 7 | 1004 | E | 9 | 20 | A | 7 | 1.5 | A | 7 | 16100 | A | 7 | 1500 | A | 7 | 1.3 | E | 8 | 0.125 | F | 8 | 0.13 | F | 8 | -9900 | -9900 | ? | 0
2002-05-14 | 13:00 | 1199 | 1337 | 868 | 2 | 8 | 596 | 2 | 15 | 333 | 2 | 8 | 93200 | 2 | 8 | 62300 | 2 | 15 | 37300 | 2 | 8 | 17720 | 2 | 19 | 3 | E | 9 | 3 | E | 9 | 18 | A | 7 | 5 | A | 7 | 42 | A | 7 | 1004 | E | 9 | 0 | A | 7 | 0 | A | 7 | 16100 | A | 7 | 77777 | A | 7 | 1.3 | E | 8 | 0.125 | F | 8 | 0.13 | F | 8 | -9900 | -9900 | ? | 0
2002-05-14 | 14:00 | 1147 | 1337 | 467 | 2 | 8 | 145 | 2 | 15 | 342 | 2 | 8 | 51800 | 2 | 8 | 15500 | 2 | 15 | 38500 | 2 | 8 | 14160 | 2 | 19 | 4 | E | 9 | 4 | E | 9 | 19 | A | 7 | 4 | A | 7 | 37 | A | 7 | 1004 | E | 9 | 320 | A | 7 | 4.1 | A | 7 | 16100 | A | 7 | 77777 | A | 7 | 1.3 | E | 8 | 0.125 | F | 8 | 0.13 | F | 8 | -9900 | -9900 | ? | 0
2002-05-14 | 15:00 | 1038 | 1337 | 762 | 2 | 8 | 555 | 2 | 15 | 330 | 2 | 8 | 80000 | 2 | 8 | 57700 | 2 | 15 | 35200 | 2 | 8 | 11280 | 2 | 19 | 8 | E | 9 | 8 | E | 9 | 19 | A | 7 | 6 | A | 7 | 43 | A | 7 | 1004 | E | 9 | 330 | A | 7 | 4.6 | A | 7 | 16100 | A | 7 | 1800 | A | 7 | 1.3 | E | 8 | 0.125 | F | 8 | 0.13 | F | 8 | -9900 | -9900 | ? | 0
2002-05-14 | 16:00 | 879 | 1337 | 194 | 2 | 8 | 6 | 2 | 15 | 190 | 2 | 8 | 23000 | 2 | 8 | 500 | 2 | 15 | 22700 | 2 | 8 | 8850 | 2 | 19 | 4 | E | 9 | 4 | E | 9 | 19 | A | 7 | 6 | A | 7 | 43 | A | 7 | 1004 | E | 9 | 350 | A | 7 | 4.1 | A | 7 | 16100 | A | 7 | 77777 | A | 7 | 1.3 | E | 8 | 0.125 | F | 8 | 0.13 | F | 8 | -9900 | -9900 | ? | 0
2002-05-14 | 17:00 | 681 | 1337 | 484 | 2 | 8 | 565 | 2 | 15 | 196 | 2 | 8 | 50500 | 2 | 8 | 56600 | 2 | 15 | 21600 | 2 | 8 | 4230 | 2 | 19 | 3 | E | 9 | 3 | E | 9 | 18 | A | 7 | 6 | A | 7 | 45 | A | 7 | 1004 | E | 9 | 320 | A | 7 | 3.6 | A | 7 | 16100 | A | 7 | 77777 | A | 7 | 1.3 | E | 8 | 0.125 | F | 8 | 0.13 | F | 8 | -9900 | -9900 | ? | 0
2002-05-14 | 18:00 | 457 | 1337 | 302 | 2 | 8 | 580 | 2 | 15 | 104 | 2 | 8 | 30800 | 2 | 8 | 52300 | 2 | 15 | 12900 | 2 | 8 | 1890 | 2 | 19 | 4 | E | 9 | 4 | E | 9 | 17 | A | 7 | 5 | A | 7 | 45 | A | 7 | 1004 | E | 9 | 300 | A | 7 | 5.1 | A | 7 | 16100 | A | 7 | 77777 | A | 7 | 1.3 | E | 8 | 0.125 | F | 8 | 0.13 | F | 8 | -9900 | -9900 | ? | 0
2002-05-14 | 19:00 | 224 | 1337 | 137 | 2 | 8 | 248 | 2 | 15 | 96 | 2 | 8 | 14000 | 2 | 8 | 16600 | 2 | 15 | 11200 | 2 | 8 | 2040 | 2 | 19 | 0 | E | 9 | 0 | E | 9 | 14 | A | 7 | 4 | A | 7 | 51 | A | 7 | 1004 | E | 9 | 320 | A | 7 | 4.1 | A | 7 | 16100 | A | 7 | 77777 | A | 7 | 1.4 | E | 8 | 0.125 | F | 8 | 0.13 | F | 8 | -9900 | -9900 | ? | 0
2002-05-14 | 20:00 | 27 | 702 | 0 | 2 | 8 | 43 | 2 | 15 | 0 | 2 | 8 | 0 | 2 | 8 | 0 | 2 | 15 | 0 | 2 | 8 | 0 | 2 | 19 | 0 | E | 9 | 0 | E | 9 | 13 | A | 7 | 3 | A | 7 | 51 | A | 7 | 1004 | E | 9 | 310 | A | 7 | 4.6 | A | 7 | 16100 | A | 7 | 77777 | A | 7 | 1.3 | E | 8 | 0.125 | F | 8 | 0.13 | F | 8 | -9900 | -9900 | ? | 0
2002-05-14 | 21:00 | 0 | 0 | 0 | 2 | 0 | 0 | 2 | 0 | 0 | 2 | 0 | 0 | 2 | 0 | 0 | 2 | 0 | 0 | 2 | 0 | 0 | 2 | 0 | 9 | E | 9 | 8 | E | 9 | 11 | A | 7 | 4 | A | 7 | 62 | A | 7 | 1004 | E | 9 | 320 | A | 7 | 4.6 | A | 7 | 16100 | A | 7 | 77777 | A | 7 | 1.3 | E | 8 | 0.125 | F | 8 | 0.13 | F | 8 | -9900 | -9900 | ? | 0
2002-05-14 | 22:00 | 0 | 0 | 0 | 2 | 0 | 0 | 2 | 0 | 0 | 2 | 0 | 0 | 2 | 0 | 0 | 2 | 0 | 0 | 2 | 0 | 0 | 2 | 0 | 0 | E | 9 | 0 | E | 9 | 9 | A | 7 | 3 | A | 7 | 66 | A | 7 | 1004 | E | 9 | 310 | A | 7 | 4.1 | A | 7 | 16100 | A | 7 | 77777 | A | 7 | 1.3 | E | 8 | 0.125 | F | 8 | 0.13 | F | 8 | -9900 | -9900 | ? | 0
2002-05-14 | 23:00 | 0 | 0 | 0 | 2 | 0 | 0 | 2 | 0 | 0 | 2 | 0 | 0 | 2 | 0 | 0 | 2 | 0 | 0 | 2 | 0 | 0 | 2 | 0 | 0 | E | 9 | 0 | E | 9 | 7 | A | 7 | 3 | A | 7 | 76 | A | 7 | 1004 | E | 9 | 290 | A | 7 | 2.6 | A | 7 | 16100 | A | 7 | 77777 | A | 7 | 1.3 | E | 8 | 0.125 | F | 8 | 0.13 | F | 8 | -9900 | -9900 | ? | 0
2002-05-14 | 24:00 | 0 | 0 | 0 | 2 | 0 | 0 | 2 | 0 | 0 | 2 | 0 | 0 | 2 | 0 | 0 | 2 | 0 | 0 | 2 | 0 | 0 | 2 | 0 | 0 | E | 9 | 0 | E | 9 | 7 | A | 7 | 3 | A | 7 | 76 | A | 7 | 1004 | E | 9 | 310 | A | 7 | 3.6 | A | 7 | 16100 | A | 7 | 77777 | A | 7 | 1.2 | E | 8 | 0.125 | F | 8 | 0.13 | F | 8 | -9900 | -9900 | ? | 0
2002-05-15 | 1:00 | 0 | 0 | 0 | 2 | 0 | 0 | 2 | 0 | 0 | 2 | 0 | 0 | 2 | 0 | 0 | 2 | 0 | 0 | 2 | 0 | 0 | 2 | 0 | 0 | E | 9 | 0 | E | 9 | 7 | A | 7 | 3 | A | 7 | 76 | A | 7 | 1004 | E | 9 | 310 | A | 7 | 3.1 | A | 7 | 16100 | A | 7 | 77777 | A | 7 | 1.2 | E | 8 | 0.125 | F | 8 | 0.13 | F | 8 | -9900 | -9900 | ? | 0
2002-05-15 | 2:00 | 0 | 0 | 0 | 2 | 0 | 0 | 2 | 0 | 0 | 2 | 0 | 0 | 2 | 0 | 0 | 2 | 0 | 0 | 2 | 0 | 0 | 2 | 0 | 0 | E | 9 | 0 | E | 9 | 5 | A | 7 | 2 | A | 7 | 81 | A | 7 | 1004 | E | 9 | 310 | A | 7 | 3.1 | A | 7 | 16100 | A | 7 | 77777 | A | 7 | 1.2 | E | 8 | 0.125 | F | 8 | 0.13 | F | 8 | -9900 | -9900 | ? | 0
2002-05-15 | 3:00 | 0 | 0 | 0 | 2 | 0 | 0 | 2 | 0 | 0 | 2 | 0 | 0 | 2 | 0 | 0 | 2 | 0 | 0 | 2 | 0 | 0 | 2 | 0 | 0 | E | 9 | 0 | E | 9 | 4 | A | 7 | 2 | A | 7 | 87 | A | 7 | 1004 | E | 9 | 300 | A | 7 | 3.1 | A | 7 | 16100 | A | 7 | 77777 | A | 7 | 1.1 | E | 8 | 0.125 | F | 8 | 0.13 | F | 8 | -9900 | -9900 | ? | 0
2002-05-15 | 4:00 | 0 | 0 | 0 | 2 | 0 | 0 | 2 | 0 | 0 | 2 | 0 | 0 | 2 | 0 | 0 | 2 | 0 | 0 | 2 | 0 | 0 | 2 | 0 | 0 | E | 9 | 0 | E | 9 | 3 | A | 7 | 1 | A | 7 | 87 | A | 7 | 1004 | E | 9 | 290 | A | 7 | 1.5 | A | 7 | 16100 | A | 7 | 77777 | A | 7 | 1.1 | E | 8 | 0.125 | F | 8 | 0.13 | F | 8 | -9900 | -9900 | ? | 0
2002-05-15 | 5:00 | 4 | 279 | 0 | 2 | 8 | 0 | 2 | 15 | 0 | 2 | 8 | 0 | 2 | 8 | 0 | 2 | 15 | 0 | 2 | 8 | 0 | 2 | 19 | 0 | E | 9 | 0 | E | 9 | 3 | A | 7 | 1 | A | 7 | 87 | A | 7 | 1004 | E | 9 | 310 | A | 7 | 2.6 | A | 7 | 16100 | A | 7 | 77777 | A | 7 | 1.1 | E | 8 | 0.125 | F | 8 | 0.13 | F | 8 | -9900 | -9900 | ? | 0
2002-05-15 | 6:00 | 153 | 1337 | 58 | 2 | 8 | 308 | 2 | 15 | 23 | 2 | 8 | 6000 | 2 | 8 | 18700 | 2 | 15 | 3900 | 2 | 8 | 430 | 2 | 19 | 0 | E | 9 | 0 | E | 9 | 6 | A | 7 | 2 | A | 7 | 75 | A | 7 | 1004 | E | 9 | 310 | A | 7 | 1.5 | A | 7 | 16100 | A | 7 | 77777 | A | 7 | 1.1 | E | 8 | 0.125 | F | 8 | 0.13 | F | 8 | -9900 | -9900 | ? | 0
2002-05-15 | 7:00 | 385 | 1337 | 228 | 2 | 8 | 577 | 2 | 15 | 61 | 2 | 8 | 23700 | 2 | 8 | 50600 | 2 | 15 | 9100 | 2 | 8 | 1160 | 2 | 19 | 0 | E | 9 | 0 | E | 9 | 7 | A | 7 | 3 | A | 7 | 76 | A | 7 | 1004 | E | 9 | 320 | A | 7 | 1.5 | A | 7 | 16100 | A | 7 | 77777 | A | 7 | 1.1 | E | 8 | 0.125 | F | 8 | 0.13 | F | 8 | -9900 | -9900 | ? | 0
2002-05-15 | 8:00 | 614 | 1337 | 408 | 2 | 8 | 691 | 2 | 15 | 90 | 2 | 8 | 43200 | 2 | 8 | 67800 | 2 | 15 | 12000 | 2 | 8 | 1900 | 2 | 19 | 0 | E | 9 | 0 | E | 9 | 11 | A | 7 | 2 | A | 7 | 54 | A | 7 | 1004 | E | 9 | 350 | A | 7 | 1.5 | A | 7 | 16100 | A | 7 | 77777 | A | 7 | 1.1 | E | 8 | 0.125 | F | 8 | 0.13 | F | 8 | -9900 | -9900 | ? | 0
2002-05-15 | 9:00 | 822 | 1337 | 584 | 2 | 8 | 760 | 2 | 15 | 116 | 2 | 8 | 60900 | 2 | 8 | 75600 | 2 | 15 | 14300 | 2 | 8 | 2650 | 2 | 19 | 0 | E | 9 | 0 | E | 9 | 12 | A | 7 | 2 | A | 7 | 50 | A | 7 | 1004 | E | 9 | 50 | A | 7 | 3.6 | A | 7 | 16100 | A | 7 | 77777 | A | 7 | 1.1 | E | 8 | 0.125 | F | 8 | 0.13 | F | 8 | -9900 | -9900 | ? | 0
2002-05-15 | 10:00 | 995 | 1337 | 735 | 2 | 8 | 804 | 2 | 15 | 136 | 2 | 8 | 77400 | 2 | 8 | 80900 | 2 | 15 | 17100 | 2 | 8 | 3940 | 2 | 19 | 0 | E | 9 | 0 | E | 9 | 14 | A | 7 | 3 | A | 7 | 47 | A | 7 | 1004 | E | 9 | 50 | A | 7 | 2.6 | A | 7 | 16100 | A | 7 | 77777 | A | 7 | 1.2 | E | 8 | 0.125 | F | 8 | 0.13 | F | 8 | -9900 | -9900 | ? | 0
2002-05-15 | 11:00 | 1121 | 1337 | 861 | 2 | 8 | 870 | 2 | 15 | 130 | 2 | 8 | 88500 | 2 | 8 | 87000 | 2 | 15 | 15300 | 2 | 8 | 4070 | 2 | 19 | 0 | E | 9 | 0 | E | 9 | 16 | A | 7 | 4 | A | 7 | 45 | A | 7 | 1004 | E | 9 | 0 | A | 7 | 0 | A | 7 | 16100 | A | 7 | 77777 | A | 7 | 1.2 | E | 8 | 0.125 | F | 8 | 0.13 | F | 8 | -9900 | -9900 | ? | 0
2002-05-15 | 12:00 | 1191 | 1337 | 913 | 2 | 8 | 856 | 2 | 15 | 148 | 2 | 8 | 93300 | 2 | 8 | 85700 | 2 | 15 | 16900 | 2 | 8 | 5580 | 2 | 19 | 0 | E | 9 | 0 | E | 9 | 17 | A | 7 | 3 | A | 7 | 39 | A | 7 | 1004 | E | 9 | 70 | A | 7 | 2.1 | A | 7 | 16100 | A | 7 | 77777 | A | 7 | 1.3 | E | 8 | 0.125 | F | 8 | 0.13 | F | 8 | -9900 | -9900 | ? | 0
2002-05-15 | 13:00 | 1200 | 1337 | 923 | 2 | 8 | 854 | 2 | 15 | 154 | 2 | 8 | 98400 | 2 | 8 | 86500 | 2 | 15 | 20600 | 2 | 8 | 7730 | 2 | 19 | 0 | E | 9 | 0 | E | 9 | 18 | A | 7 | 2 | A | 7 | 34 | A | 7 | 1004 | E | 9 | 0 | A | 7 | 0 | A | 7 | 16100 | A | 7 | 77777 | A | 7 | 1.3 | E | 8 | 0.125 | F | 8 | 0.13 | F | 8 | -9900 | -9900 | ? | 0
2002-05-15 | 14:00 | 1149 | 1337 | 858 | 2 | 8 | 793 | 2 | 15 | 176 | 2 | 8 | 89800 | 2 | 8 | 79600 | 2 | 15 | 21200 | 2 | 8 | 7110 | 2 | 19 | 0 | E | 9 | 0 | E | 9 | 19 | A | 7 | 2 | A | 7 | 32 | A | 7 | 1004 | E | 9 | 0 | A | 7 | 0 | A | 7 | 16100 | A | 7 | 77777 | A | 7 | 1.3 | E | 8 | 0.125 | F | 8 | 0.13 | F | 8 | -9900 | -9900 | ? | 0
2002-05-15 | 15:00 | 1041 | 1337 | 781 | 2 | 8 | 841 | 2 | 15 | 125 | 2 | 8 | 83400 | 2 | 8 | 85200 | 2 | 15 | 17000 | 2 | 8 | 4080 | 2 | 19 | 0 | E | 9 | 0 | E | 9 | 20 | A | 7 | 1 | A | 7 | 28 | A | 7 | 1004 | E | 9 | 100 | A | 7 | 2.6 | A | 7 | 16100 | A | 7 | 77777 | A | 7 | 1.2 | E | 8 | 0.125 | F | 8 | 0.13 | F | 8 | -9900 | -9900 | ? | 0
2002-05-15 | 16:00 | 882 | 1337 | 651 | 2 | 8 | 797 | 2 | 15 | 124 | 2 | 8 | 68000 | 2 | 8 | 79700 | 2 | 15 | 15300 | 2 | 8 | 3020 | 2 | 19 | 0 | E | 9 | 0 | E | 9 | 21 | A | 7 | 2 | A | 7 | 28 | A | 7 | 1004 | E | 9 | 50 | A | 7 | 4.1 | A | 7 | 16100 | A | 7 | 77777 | A | 7 | 1.2 | E | 8 | 0.125 | F | 8 | 0.13 | F | 8 | -9900 | -9900 | ? | 0
2002-05-15 | 17:00 | 684 | 1337 | 483 | 2 | 8 | 723 | 2 | 15 | 113 | 2 | 8 | 50900 | 2 | 8 | 71700 | 2 | 15 | 14200 | 2 | 8 | 2450 | 2 | 19 | 0 | E | 9 | 0 | E | 9 | 21 | A | 7 | 2 | A | 7 | 28 | A | 7 | 1004 | E | 9 | 50 | A | 7 | 4.6 | A | 7 | 16100 | A | 7 | 77777 | A | 7 | 1.2 | E | 8 | 0.125 | F | 8 | 0.13 | F | 8 | -9900 | -9900 | ? | 0
2002-05-15 | 18:00 | 460 | 1337 | 310 | 2 | 8 | 599 | 2 | 15 | 104 | 2 | 8 | 31700 | 2 | 8 | 54100 | 2 | 15 | 13000 | 2 | 8 | 1890 | 2 | 19 | 0 | E | 9 | 0 | E | 9 | 21 | A | 7 | 1 | A | 7 | 26 | A | 7 | 1004 | E | 9 | 50 | A | 7 | 3.6 | A | 7 | 16100 | A | 7 | 77777 | A | 7 | 1.2 | E | 8 | 0.125 | F | 8 | 0.13 | F | 8 | -9900 | -9900 | ? | 0
2002-05-15 | 19:00 | 227 | 1337 | 152 | 2 | 8 | 319 | 2 | 15 | 98 | 2 | 8 | 15500 | 2 | 8 | 21600 | 2 | 15 | 11800 | 2 | 8 | 2080 | 2 | 19 | 0 | E | 9 | 0 | E | 9 | 17 | A | 7 | 3 | A | 7 | 39 | A | 7 | 1004 | E | 9 | 320 | A | 7 | 3.1 | A | 7 | 16100 | A | 7 | 77777 | A | 7 | 1.2 | E | 8 | 0.125 | F | 8 | 0.13 | F | 8 | -9900 | -9900 | ? | 0
2002-05-15 | 20:00 | 29 | 724 | 1 | 2 | 8 | 59 | 2 | 15 | 1 | 2 | 8 | 400 | 2 | 8 | 3200 | 2 | 15 | 300 | 2 | 8 | 40 | 2 | 19 | 0 | E | 9 | 0 | E | 9 | 14 | A | 7 | 3 | A | 7 | 47 | A | 7 | 1004 | E | 9 | 310 | A | 7 | 4.1 | A | 7 | 16100 | A | 7 | 77777 | A | 7 | 1.2 | E | 8 | 0.125 | F | 8 | 0.13 | F | 8 | -9900 | -9900 | ? | 0
2002-05-15 | 21:00 | 0 | 0 | 0 | 2 | 0 | 0 | 2 | 0 | 0 | 2 | 0 | 0 | 2 | 0 | 0 | 2 | 0 | 0 | 2 | 0 | 0 | 2 | 0 | 0 | E | 9 | 0 | E | 9 | 12 | A | 7 | 3 | A | 7 | 54 | A | 7 | 1004 | E | 9 | 310 | A | 7 | 4.6 | A | 7 | 16100 | A | 7 | 77777 | A | 7 | 1.2 | E | 8 | 0.125 | F | 8 | 0.13 | F | 8 | -9900 | -9900 | ? | 0
2002-05-15 | 22:00 | 0 | 0 | 0 | 2 | 0 | 0 | 2 | 0 | 0 | 2 | 0 | 0 | 2 | 0 | 0 | 2 | 0 | 0 | 2 | 0 | 0 | 2 | 0 | 0 | E | 9 | 0 | E | 9 | 11 | A | 7 | 3 | A | 7 | 58 | A | 7 | 1004 | E | 9 | 300 | A | 7 | 4.6 | A | 7 | 16100 | A | 7 | 77777 | A | 7 | 1.3 | E | 8 | 0.125 | F | 8 | 0.13 | F | 8 | -9900 | -9900 | ? | 0
2002-05-15 | 23:00 | 0 | 0 | 0 | 2 | 0 | 0 | 2 | 0 | 0 | 2 | 0 | 0 | 2 | 0 | 0 | 2 | 0 | 0 | 2 | 0 | 0 | 2 | 0 | 0 | E | 9 | 0 | E | 9 | 10 | A | 7 | 3 | A | 7 | 62 | A | 7 | 1004 | E | 9 | 330 | A | 7 | 3.1 | A | 7 | 16100 | A | 7 | 77777 | A | 7 | 1.3 | E | 8 | 0.125 | F | 8 | 0.13 | F | 8 | -9900 | -9900 | ? | 0
2002-05-15 | 24:00 | 0 | 0 | 0 | 2 | 0 | 0 | 2 | 0 | 0 | 2 | 0 | 0 | 2 | 0 | 0 | 2 | 0 | 0 | 2 | 0 | 0 | 2 | 0 | 0 | E | 9 | 0 | E | 9 | 8 | A | 7 | 3 | A | 7 | 71 | A | 7 | 1004 | E | 9 | 300 | A | 7 | 2.6 | A | 7 | 16100 | A | 7 | 77777 | A | 7 | 1.3 | E | 8 | 0.125 | F | 8 | 0.13 | F | 8 | -9900 | -9900 | ? | 0
2002-05-16 | 1:00 | 0 | 0 | 0 | 2 | 0 | 0 | 2 | 0 | 0 | 2 | 0 | 0 | 2 | 0 | 0 | 2 | 0 | 0 | 2 | 0 | 0 | 2 | 0 | 0 | E | 9 | 0 | E | 9 | 7 | A | 7 | 3 | A | 7 | 76 | A | 7 | 1004 | E | 9 | 300 | A | 7 | 2.1 | A | 7 | 16100 | A | 7 | 77777 | A | 7 | 1.3 | E | 8 | 0.125 | F | 8 | 0.13 | F | 8 | -9900 | -9900 | ? | 0
2002-05-16 | 2:00 | 0 | 0 | 0 | 2 | 0 | 0 | 2 | 0 | 0 | 2 | 0 | 0 | 2 | 0 | 0 | 2 | 0 | 0 | 2 | 0 | 0 | 2 | 0 | 0 | E | 9 | 0 | E | 9 | 6 | A | 7 | 3 | A | 7 | 81 | A | 7 | 1004 | E | 9 | 270 | A | 7 | 2.1 | A | 7 | 16100 | A | 7 | 77777 | A | 7 | 1.3 | E | 8 | 0.125 | F | 8 | 0.13 | F | 8 | -9900 | -9900 | ? | 0
2002-05-16 | 3:00 | 0 | 0 | 0 | 2 | 0 | 0 | 2 | 0 | 0 | 2 | 0 | 0 | 2 | 0 | 0 | 2 | 0 | 0 | 2 | 0 | 0 | 2 | 0 | 0 | E | 9 | 0 | E | 9 | 4 | A | 7 | 2 | A | 7 | 87 | A | 7 | 1004 | E | 9 | 280 | A | 7 | 1.5 | A | 7 | 16100 | A | 7 | 77777 | A | 7 | 1.3 | E | 8 | 0.125 | F | 8 | 0.13 | F | 8 | -9900 | -9900 | ? | 0
2002-05-16 | 4:00 | 0 | 0 | 0 | 2 | 0 | 0 | 2 | 0 | 0 | 2 | 0 | 0 | 2 | 0 | 0 | 2 | 0 | 0 | 2 | 0 | 0 | 2 | 0 | 0 | E | 9 | 0 | E | 9 | 4 | A | 7 | 2 | A | 7 | 87 | A | 7 | 1004 | E | 9 | 300 | A | 7 | 1.5 | A | 7 | 16100 | A | 7 | 77777 | A | 7 | 1.4 | E | 8 | 0.125 | F | 8 | 0.13 | F | 8 | -9900 | -9900 | ? | 0
2002-05-16 | 5:00 | 5 | 301 | 0 | 2 | 8 | 0 | 2 | 15 | 0 | 2 | 8 | 0 | 2 | 8 | 0 | 2 | 15 | 0 | 2 | 8 | 0 | 2 | 19 | 0 | E | 9 | 0 | E | 9 | 3 | A | 7 | 1 | A | 7 | 87 | A | 7 | 1004 | E | 9 | 0 | A | 7 | 0 | A | 7 | 16100 | A | 7 | 77777 | A | 7 | 1.4 | E | 8 | 0.125 | F | 8 | 0.13 | F | 8 | -9900 | -9900 | ? | 0
2002-05-16 | 6:00 | 156 | 1336 | 59 | 2 | 8 | 297 | 2 | 15 | 25 | 2 | 8 | 6200 | 2 | 8 | 18200 | 2 | 15 | 4100 | 2 | 8 | 460 | 2 | 19 | 5 | E | 9 | 5 | E | 9 | 5 | A | 7 | 3 | A | 7 | 87 | A | 7 | 1004 | E | 9 | 0 | A | 7 | 0 | A | 7 | 16100 | A | 7 | 77777 | A | 7 | 1.5 | E | 8 | 0.125 | F | 8 | 0.13 | F | 8 | -9900 | -9900 | ? | 0
2002-05-16 | 7:00 | 389 | 1336 | 229 | 2 | 8 | 567 | 2 | 15 | 64 | 2 | 8 | 23800 | 2 | 8 | 49800 | 2 | 15 | 9400 | 2 | 8 | 1210 | 2 | 19 | 0 | E | 9 | 0 | E | 9 | 8 | A | 7 | 4 | A | 7 | 76 | A | 7 | 1004 | E | 9 | 0 | A | 7 | 0 | A | 7 | 16100 | A | 7 | 77777 | A | 7 | 1.6 | E | 8 | 0.125 | F | 8 | 0.13 | F | 8 | -9900 | -9900 | ? | 0
2002-05-16 | 8:00 | 617 | 1336 | 399 | 2 | 8 | 635 | 2 | 15 | 106 | 2 | 8 | 41900 | 2 | 8 | 61900 | 2 | 15 | 13200 | 2 | 8 | 2190 | 2 | 19 | 0 | E | 9 | 0 | E | 9 | 12 | A | 7 | 5 | A | 7 | 62 | A | 7 | 1004 | E | 9 | 0 | A | 7 | 0 | A | 7 | 16100 | A | 7 | 77777 | A | 7 | 1.7 | E | 8 | 0.125 | F | 8 | 0.13 | F | 8 | -9900 | -9900 | ? | 0
2002-05-16 | 9:00 | 825 | 1336 | 574 | 2 | 8 | 690 | 2 | 15 | 147 | 2 | 8 | 60500 | 2 | 8 | 69500 | 2 | 15 | 17500 | 2 | 8 | 3570 | 2 | 19 | 0 | E | 9 | 0 | E | 9 | 14 | A | 7 | 6 | A | 7 | 59 | A | 7 | 1004 | E | 9 | 120 | A | 7 | 1.5 | A | 7 | 16100 | A | 7 | 77777 | A | 7 | 1.9 | E | 8 | 0.125 | F | 8 | 0.13 | F | 8 | -9900 | -9900 | ? | 0
2002-05-16 | 10:00 | 997 | 1336 | 680 | 2 | 8 | 615 | 2 | 15 | 220 | 2 | 8 | 71100 | 2 | 8 | 62000 | 2 | 15 | 24700 | 2 | 8 | 6650 | 2 | 19 | 0 | E | 9 | 0 | E | 9 | 16 | A | 7 | 6 | A | 7 | 51 | A | 7 | 1004 | E | 9 | 0 | A | 7 | 0 | A | 7 | 16100 | A | 7 | 77777 | A | 7 | 2 | E | 8 | 0.125 | F | 8 | 0.13 | F | 8 | -9900 | -9900 | ? | 0
2002-05-16 | 11:00 | 1122 | 1336 | 827 | 2 | 8 | 745 | 2 | 15 | 200 | 2 | 8 | 88300 | 2 | 8 | 76200 | 2 | 15 | 24200 | 2 | 8 | 8220 | 2 | 19 | 1 | E | 9 | 1 | E | 9 | 17 | A | 7 | 7 | A | 7 | 52 | A | 7 | 1004 | E | 9 | 130 | A | 7 | 2.1 | A | 7 | 16100 | A | 7 | 77777 | A | 7 | 2 | E | 8 | 0.125 | F | 8 | 0.13 | F | 8 | -9900 | -9900 | ? | 0
2002-05-16 | 12:00 | 1192 | 1336 | 901 | 2 | 8 | 814 | 2 | 15 | 172 | 2 | 8 | 94800 | 2 | 8 | 82000 | 2 | 15 | 21400 | 2 | 8 | 8200 | 2 | 19 | 1 | E | 9 | 1 | E | 9 | 19 | A | 7 | 5 | A | 7 | 40 | A | 7 | 1004 | E | 9 | 140 | A | 7 | 1.5 | A | 7 | 16100 | A | 7 | 77777 | A | 7 | 2 | E | 8 | 0.125 | F | 8 | 0.13 | F | 8 | -9900 | -9900 | ? | 0
2002-05-16 | 13:00 | 1202 | 1336 | 898 | 2 | 8 | 710 | 2 | 15 | 258 | 2 | 8 | 94900 | 2 | 8 | 72000 | 2 | 15 | 30000 | 2 | 8 | 13590 | 2 | 19 | 3 | E | 9 | 3 | E | 9 | 22 | A | 7 | 6 | A | 7 | 35 | A | 7 | 1004 | E | 9 | 0 | A | 7 | 0 | A | 7 | 16100 | A | 7 | 77777 | A | 7 | 2 | E | 8 | 0.125 | F | 8 | 0.13 | F | 8 | -9900 | -9900 | ? | 0
2002-05-16 | 14:00 | 1151 | 1336 | 618 | 2 | 8 | 248 | 2 | 15 | 404 | 2 | 8 | 67300 | 2 | 8 | 26900 | 2 | 15 | 44000 | 2 | 8 | 17340 | 2 | 19 | 4 | E | 9 | 3 | E | 9 | 22 | A | 7 | 6 | A | 7 | 35 | A | 7 | 1004 | E | 9 | 140 | A | 7 | 2.1 | A | 7 | 12900 | A | 7 | 77777 | A | 7 | 1.9 | E | 8 | 0.125 | F | 8 | 0.13 | F | 8 | -9900 | -9900 | ? | 0
2002-05-16 | 15:00 | 1043 | 1336 | 531 | 2 | 8 | 189 | 2 | 15 | 384 | 2 | 8 | 58100 | 2 | 8 | 20100 | 2 | 15 | 42400 | 2 | 8 | 13250 | 2 | 19 | 10 | E | 9 | 6 | E | 9 | 22 | A | 7 | 6 | A | 7 | 35 | A | 7 | 1004 | E | 9 | 0 | A | 7 | 0 | A | 7 | 16100 | A | 7 | 77777 | A | 7 | 1.8 | E | 8 | 0.125 | F | 8 | 0.13 | F | 8 | -9900 | -9900 | ? | 0
2002-05-16 | 16:00 | 884 | 1336 | 346 | 2 | 8 | 56 | 2 | 15 | 309 | 2 | 8 | 38100 | 2 | 8 | 5700 | 2 | 15 | 34300 | 2 | 8 | 10420 | 2 | 19 | 10 | E | 9 | 5 | E | 9 | 21 | A | 7 | 7 | A | 7 | 40 | A | 7 | 1004 | E | 9 | 320 | A | 7 | 5.7 | A | 7 | 16100 | A | 7 | 77777 | A | 7 | 1.8 | E | 8 | 0.125 | F | 8 | 0.13 | F | 8 | -9900 | -9900 | ? | 0
2002-05-16 | 17:00 | 687 | 1336 | 219 | 2 | 8 | 13 | 2 | 15 | 212 | 2 | 8 | 24800 | 2 | 8 | 1100 | 2 | 15 | 24300 | 2 | 8 | 8390 | 2 | 19 | 10 | E | 9 | 5 | E | 9 | 19 | A | 7 | 6 | A | 7 | 43 | A | 7 | 1004 | E | 9 | 310 | A | 7 | 5.7 | A | 7 | 16100 | A | 7 | 77777 | A | 7 | 1.8 | E | 8 | 0.125 | F | 8 | 0.13 | F | 8 | -9900 | -9900 | ? | 0
2002-05-16 | 18:00 | 464 | 1336 | 109 | 2 | 8 | 0 | 2 | 15 | 109 | 2 | 8 | 12400 | 2 | 8 | 0 | 2 | 15 | 12400 | 2 | 8 | 4250 | 2 | 19 | 10 | E | 9 | 5 | E | 9 | 17 | A | 7 | 5 | A | 7 | 45 | A | 7 | 1004 | E | 9 | 300 | A | 7 | 5.7 | A | 7 | 16100 | A | 7 | 77777 | A | 7 | 1.9 | E | 8 | 0.125 | F | 8 | 0.13 | F | 8 | -9900 | -9900 | ? | 0
2002-05-16 | 19:00 | 231 | 1336 | 74 | 2 | 8 | 0 | 2 | 15 | 74 | 2 | 8 | 8100 | 2 | 8 | 0 | 2 | 15 | 8100 | 2 | 8 | 2300 | 2 | 19 | 10 | E | 9 | 4 | E | 9 | 15 | A | 7 | 3 | A | 7 | 44 | A | 7 | 1004 | E | 9 | 310 | A | 7 | 4.6 | A | 7 | 16100 | A | 7 | 77777 | A | 7 | 1.9 | E | 8 | 0.125 | F | 8 | 0.13 | F | 8 | -9900 | -9900 | ? | 0
2002-05-16 | 20:00 | 31 | 746 | 1 | 2 | 8 | 0 | 2 | 15 | 1 | 2 | 8 | 100 | 2 | 8 | 0 | 2 | 15 | 100 | 2 | 8 | 40 | 2 | 19 | 10 | E | 9 | 7 | E | 9 | 14 | A | 7 | 2 | A | 7 | 44 | A | 7 | 1004 | E | 9 | 310 | A | 7 | 3.6 | A | 7 | 16100 | A | 7 | 77777 | A | 7 | 2 | E | 8 | 0.125 | F | 8 | 0.13 | F | 8 | -9900 | -9900 | ? | 0
2002-05-16 | 21:00 | 0 | 0 | 0 | 2 | 0 | 0 | 2 | 0 | 0 | 2 | 0 | 0 | 2 | 0 | 0 | 2 | 0 | 0 | 2 | 0 | 0 | 2 | 0 | 10 | E | 9 | 10 | E | 9 | 11 | A | 7 | 6 | A | 7 | 71 | A | 7 | 1004 | E | 9 | 0 | A | 7 | 0 | A | 7 | 16100 | A | 7 | 1800 | A | 7 | 2 | E | 8 | 0.125 | F | 8 | 0.13 | F | 8 | 0 | 1 | A | 7
2002-05-16 | 22:00 | 0 | 0 | 0 | 2 | 0 | 0 | 2 | 0 | 0 | 2 | 0 | 0 | 2 | 0 | 0 | 2 | 0 | 0 | 2 | 0 | 0 | 2 | 0 | 10 | E | 9 | 10 | E | 9 | 9 | A | 7 | 7 | A | 7 | 87 | A | 7 | 1004 | E | 9 | 0 | A | 7 | 0 | A | 7 | 11300 | A | 7 | 960 | A | 7 | 2 | E | 8 | 0.125 | F | 8 | 0.13 | F | 8 | 2 | 1 | A | 7
2002-05-16 | 23:00 | 0 | 0 | 0 | 2 | 0 | 0 | 2 | 0 | 0 | 2 | 0 | 0 | 2 | 0 | 0 | 2 | 0 | 0 | 2 | 0 | 0 | 2 | 0 | 10 | E | 9 | 10 | E | 9 | 9 | A | 7 | 7 | A | 7 | 87 | A | 7 | 1004 | E | 9 | 190 | A | 7 | 1.5 | A | 7 | 12900 | A | 7 | 870 | A | 7 | 2.1 | E | 8 | 0.125 | F | 8 | 0.13 | F | 8 | 1 | 1 | A | 7
2002-05-16 | 24:00 | 0 | 0 | 0 | 2 | 0 | 0 | 2 | 0 | 0 | 2 | 0 | 0 | 2 | 0 | 0 | 2 | 0 | 0 | 2 | 0 | 0 | 2 | 0 | 10 | E | 9 | 10 | E | 9 | 9 | A | 7 | 7 | A | 7 | 87 | A | 7 | 1004 | E | 9 | 190 | A | 7 | 2.1 | A | 7 | 11300 | A | 7 | 540 | A | 7 | 2.1 | E | 8 | 0.125 | F | 8 | 0.13 | F | 8 | 2 | 1 | A | 7
2002-05-17 | 1:00 | 0 | 0 | 0 | 2 | 0 | 0 | 2 | 0 | 0 | 2 | 0 | 0 | 2 | 0 | 0 | 2 | 0 | 0 | 2 | 0 | 0 | 2 | 0 | 10 | E | 9 | 10 | E | 9 | 9 | A | 7 | 7 | A | 7 | 87 | A | 7 | 1004 | E | 9 | 180 | A | 7 | 3.1 | A | 7 | 16100 | A | 7 | 930 | A | 7 | 2.1 | E | 8 | 0.126 | F | 8 | 0.13 | F | 8 | 1 | 1 | A | 7
2002-05-17 | 2:00 | 0 | 0 | 0 | 2 | 0 | 0 | 2 | 0 | 0 | 2 | 0 | 0 | 2 | 0 | 0 | 2 | 0 | 0 | 2 | 0 | 0 | 2 | 0 | 10 | E | 9 | 10 | E | 9 | 9 | A | 7 | 7 | A | 7 | 87 | A | 7 | 1004 | E | 9 | 170 | A | 7 | 3.1 | A | 7 | 16100 | A | 7 | 810 | A | 7 | 2 | E | 8 | 0.126 | F | 8 | 0.13 | F | 8 | -9900 | -9900 | ? | 0
2002-05-17 | 3:00 | 0 | 0 | 0 | 2 | 0 | 0 | 2 | 0 | 0 | 2 | 0 | 0 | 2 | 0 | 0 | 2 | 0 | 0 | 2 | 0 | 0 | 2 | 0 | 10 | E | 9 | 10 | E | 9 | 9 | A | 7 | 7 | A | 7 | 87 | A | 7 | 1004 | E | 9 | 160 | A | 7 | 2.6 | A | 7 | 16100 | A | 7 | 480 | A | 7 | 1.9 | E | 8 | 0.126 | F | 8 | 0.13 | F | 8 | -9900 | -9900 | ? | 0
2002-05-17 | 4:00 | 0 | 0 | 0 | 2 | 0 | 0 | 2 | 0 | 0 | 2 | 0 | 0 | 2 | 0 | 0 | 2 | 0 | 0 | 2 | 0 | 0 | 2 | 0 | 10 | E | 9 | 10 | E | 9 | 9 | A | 7 | 7 | A | 7 | 87 | A | 7 | 1004 | E | 9 | 170 | A | 7 | 2.1 | A | 7 | 16100 | A | 7 | 570 | A | 7 | 1.8 | E | 8 | 0.126 | F | 8 | 0.13 | F | 8 | 5 | 6 | A | 7
2002-05-17 | 5:00 | 6 | 323 | 0 | 2 | 8 | 0 | 2 | 15 | 0 | 2 | 8 | 0 | 2 | 8 | 0 | 2 | 15 | 0 | 2 | 8 | 0 | 2 | 19 | 10 | E | 9 | 10 | E | 9 | 9 | A | 7 | 7 | A | 7 | 87 | A | 7 | 1004 | E | 9 | 160 | A | 7 | 2.6 | A | 7 | 16100 | A | 7 | 510 | A | 7 | 1.6 | E | 8 | 0.126 | F | 8 | 0.13 | F | 8 | -9900 | -9900 | ? | 0
2002-05-17 | 6:00 | 160 | 1336 | 43 | 2 | 8 | 70 | 2 | 15 | 34 | 2 | 8 | 4700 | 2 | 8 | 4300 | 2 | 15 | 4200 | 2 | 8 | 710 | 2 | 19 | 10 | E | 9 | 10 | E | 9 | 10 | A | 7 | 8 | A | 7 | 87 | A | 7 | 1004 | E | 9 | 170 | A | 7 | 1.5 | A | 7 | 16100 | A | 7 | 570 | A | 7 | 1.5 | E | 8 | 0.126 | F | 8 | 0.13 | F | 8 | -9900 | -9900 | ? | 0
2002-05-17 | 7:00 | 392 | 1336 | 134 | 2 | 8 | 70 | 2 | 15 | 113 | 2 | 8 | 14600 | 2 | 8 | 6300 | 2 | 15 | 12800 | 2 | 8 | 2970 | 2 | 19 | 10 | E | 9 | 10 | E | 9 | 11 | A | 7 | 8 | A | 7 | 82 | A | 7 | 1004 | E | 9 | 0 | A | 7 | 0 | A | 7 | 16100 | A | 7 | 300 | A | 7 | 1.3 | E | 8 | 0.126 | F | 8 | 0.13 | F | 8 | -9900 | -9900 | ? | 0
2002-05-17 | 8:00 | 620 | 1336 | 88 | 2 | 8 | 0 | 2 | 15 | 88 | 2 | 8 | 10600 | 2 | 8 | 0 | 2 | 15 | 10600 | 2 | 8 | 4040 | 2 | 19 | 10 | E | 9 | 10 | E | 9 | 12 | A | 7 | 8 | A | 7 | 76 | A | 7 | 1004 | E | 9 | 0 | A | 7 | 0 | A | 7 | 16100 | A | 7 | 330 | A | 7 | 1.3 | E | 8 | 0.126 | F | 8 | 0.13 | F | 8 | -9900 | -9900 | ? | 0
2002-05-17 | 9:00 | 827 | 1336 | 242 | 2 | 8 | 29 | 2 | 15 | 224 | 2 | 8 | 26700 | 2 | 8 | 2900 | 2 | 15 | 24900 | 2 | 8 | 7620 | 2 | 19 | 10 | E | 9 | 10 | E | 9 | 12 | A | 7 | 7 | A | 7 | 71 | A | 7 | 1004 | E | 9 | 360 | A | 7 | 1.5 | A | 7 | 16100 | A | 7 | 750 | A | 7 | 1.2 | E | 8 | 0.126 | F | 8 | 0.13 | F | 8 | -9900 | -9900 | ? | 0
2002-05-17 | 10:00 | 999 | 1336 | 481 | 2 | 8 | 201 | 2 | 15 | 331 | 2 | 8 | 52900 | 2 | 8 | 21400 | 2 | 15 | 36900 | 2 | 8 | 10780 | 2 | 19 | 10 | E | 9 | 10 | E | 9 | 14 | A | 7 | 7 | A | 7 | 63 | A | 7 | 1004 | E | 9 | 0 | A | 7 | 0 | A | 7 | 16100 | A | 7 | 1050 | A | 7 | 1.2 | E | 8 | 0.126 | F | 8 | 0.13 | F | 8 | -9900 | -9900 | ? | 0
2002-05-17 | 11:00 | 1124 | 1336 | 350 | 2 | 8 | 71 | 2 | 15 | 290 | 2 | 8 | 38700 | 2 | 8 | 7200 | 2 | 15 | 32600 | 2 | 8 | 12860 | 2 | 19 | 8 | E | 9 | 8 | E | 9 | 16 | A | 7 | 9 | A | 7 | 63 | A | 7 | 1004 | E | 9 | 60 | A | 7 | 2.1 | A | 7 | 16100 | A | 7 | 630 | A | 7 | 1.3 | E | 8 | 0.126 | F | 8 | 0.13 | F | 8 | -9900 | -9900 | ? | 0
2002-05-17 | 12:00 | 1194 | 1336 | 877 | 2 | 8 | 641 | 2 | 15 | 303 | 2 | 8 | 91600 | 2 | 8 | 64400 | 2 | 15 | 33900 | 2 | 8 | 15280 | 2 | 19 | 8 | E | 9 | 8 | E | 9 | 16 | A | 7 | 7 | A | 7 | 55 | A | 7 | 1004 | E | 9 | 140 | A | 7 | 2.1 | A | 7 | 16100 | A | 7 | 930 | A | 7 | 1.3 | E | 8 | 0.126 | F | 8 | 0.13 | F | 8 | -9900 | -9900 | ? | 0
2002-05-17 | 13:00 | 1204 | 1336 | 935 | 2 | 8 | 848 | 2 | 15 | 168 | 2 | 8 | 98800 | 2 | 8 | 85600 | 2 | 15 | 21400 | 2 | 8 | 8450 | 2 | 19 | 0 | E | 9 | 0 | E | 9 | 18 | A | 7 | 7 | A | 7 | 49 | A | 7 | 1004 | E | 9 | 360 | A | 7 | 2.6 | A | 7 | 16100 | A | 7 | 77777 | A | 7 | 1.4 | E | 8 | 0.126 | F | 8 | 0.13 | F | 8 | -9900 | -9900 | ? | 0
2002-05-17 | 14:00 | 1153 | 1336 | 864 | 2 | 8 | 774 | 2 | 15 | 195 | 2 | 8 | 92800 | 2 | 8 | 79400 | 2 | 15 | 24100 | 2 | 8 | 8810 | 2 | 19 | 0 | E | 9 | 0 | E | 9 | 18 | A | 7 | 6 | A | 7 | 45 | A | 7 | 1004 | E | 9 | 0 | A | 7 | 0 | A | 7 | 14500 | A | 7 | 77777 | A | 7 | 1.3 | E | 8 | 0.126 | F | 8 | 0.13 | F | 8 | -9900 | -9900 | ? | 0
2002-05-17 | 15:00 | 1045 | 1336 | 754 | 2 | 8 | 725 | 2 | 15 | 186 | 2 | 8 | 80300 | 2 | 8 | 74000 | 2 | 15 | 22300 | 2 | 8 | 6340 | 2 | 19 | 0 | E | 9 | 0 | E | 9 | 19 | A | 7 | 6 | A | 7 | 43 | A | 7 | 1004 | E | 9 | 70 | A | 7 | 1.5 | A | 7 | 16100 | A | 7 | 77777 | A | 7 | 1.3 | E | 8 | 0.126 | F | 8 | 0.13 | F | 8 | -9900 | -9900 | ? | 0
2002-05-17 | 16:00 | 887 | 1336 | 657 | 2 | 8 | 747 | 2 | 15 | 160 | 2 | 8 | 69400 | 2 | 8 | 75600 | 2 | 15 | 19100 | 2 | 8 | 4180 | 2 | 19 | 1 | E | 9 | 1 | E | 9 | 19 | A | 7 | 6 | A | 7 | 43 | A | 7 | 1004 | E | 9 | 60 | A | 7 | 2.6 | A | 7 | 16100 | A | 7 | 77777 | A | 7 | 1.2 | E | 8 | 0.126 | F | 8 | 0.13 | F | 8 | -9900 | -9900 | ? | 0
2002-05-17 | 17:00 | 689 | 1336 | 421 | 2 | 8 | 393 | 2 | 15 | 218 | 2 | 8 | 45000 | 2 | 8 | 40900 | 2 | 15 | 23800 | 2 | 8 | 5030 | 2 | 19 | 2 | E | 9 | 2 | E | 9 | 20 | A | 7 | 6 | A | 7 | 40 | A | 7 | 1004 | E | 9 | 50 | A | 7 | 4.6 | A | 7 | 16100 | A | 7 | 77777 | A | 7 | 1.3 | E | 8 | 0.126 | F | 8 | 0.13 | F | 8 | -9900 | -9900 | ? | 0
2002-05-17 | 18:00 | 467 | 1336 | 307 | 2 | 8 | 549 | 2 | 15 | 115 | 2 | 8 | 32200 | 2 | 8 | 50800 | 2 | 15 | 14400 | 2 | 8 | 2190 | 2 | 19 | 8 | E | 9 | 7 | E | 9 | 18 | A | 7 | 6 | A | 7 | 45 | A | 7 | 1004 | E | 9 | 40 | A | 7 | 4.1 | A | 7 | 16100 | A | 7 | 77777 | A | 7 | 1.3 | E | 8 | 0.126 | F | 8 | 0.13 | F | 8 | -9900 | -9900 | ? | 0
2002-05-17 | 19:00 | 234 | 1336 | 143 | 2 | 8 | 247 | 2 | 15 | 100 | 2 | 8 | 14600 | 2 | 8 | 17000 | 2 | 15 | 11600 | 2 | 8 | 2120 | 2 | 19 | 9 | E | 9 | 6 | E | 9 | 17 | A | 7 | 5 | A | 7 | 45 | A | 7 | 1004 | E | 9 | 360 | A | 7 | 3.1 | A | 7 | 16100 | A | 7 | 77777 | A | 7 | 1.3 | E | 8 | 0.126 | F | 8 | 0.13 | F | 8 | -9900 | -9900 | ? | 0
2002-05-17 | 20:00 | 33 | 768 | 2 | 2 | 8 | 52 | 2 | 15 | 1 | 2 | 8 | 400 | 2 | 8 | 2900 | 2 | 15 | 300 | 2 | 8 | 40 | 2 | 19 | 10 | E | 9 | 7 | E | 9 | 14 | A | 7 | 6 | A | 7 | 59 | A | 7 | 1004 | E | 9 | 310 | A | 7 | 4.1 | A | 7 | 16100 | A | 7 | 77777 | A | 7 | 1.4 | E | 8 | 0.126 | F | 8 | 0.13 | F | 8 | -9900 | -9900 | ? | 0
2002-05-17 | 21:00 | 0 | 0 | 0 | 2 | 0 | 0 | 2 | 0 | 0 | 2 | 0 | 0 | 2 | 0 | 0 | 2 | 0 | 0 | 2 | 0 | 0 | 2 | 0 | 10 | E | 9 | 5 | E | 9 | 13 | A | 7 | 6 | A | 7 | 62 | A | 7 | 1004 | E | 9 | 310 | A | 7 | 4.1 | A | 7 | 16100 | A | 7 | 77777 | A | 7 | 1.5 | E | 8 | 0.126 | F | 8 | 0.13 | F | 8 | -9900 | -9900 | ? | 0
2002-05-17 | 22:00 | 0 | 0 | 0 | 2 | 0 | 0 | 2 | 0 | 0 | 2 | 0 | 0 | 2 | 0 | 0 | 2 | 0 | 0 | 2 | 0 | 0 | 2 | 0 | 10 | E | 9 | 5 | E | 9 | 12 | A | 7 | 6 | A | 7 | 67 | A | 7 | 1004 | E | 9 | 310 | A | 7 | 5.7 | A | 7 | 16100 | A | 7 | 77777 | A | 7 | 1.5 | E | 8 | 0.126 | F | 8 | 0.13 | F | 8 | -9900 | -9900 | ? | 0
2002-05-17 | 23:00 | 0 | 0 | 0 | 2 | 0 | 0 | 2 | 0 | 0 | 2 | 0 | 0 | 2 | 0 | 0 | 2 | 0 | 0 | 2 | 0 | 0 | 2 | 0 | 10 | E | 9 | 5 | E | 9 | 12 | A | 7 | 6 | A | 7 | 67 | A | 7 | 1004 | E | 9 | 310 | A | 7 | 6.2 | A | 7 | 16100 | A | 7 | 77777 | A | 7 | 1.5 | E | 8 | 0.126 | F | 8 | 0.13 | F | 8 | -9900 | -9900 | ? | 0
2002-05-17 | 24:00 | 0 | 0 | 0 | 2 | 0 | 0 | 2 | 0 | 0 | 2 | 0 | 0 | 2 | 0 | 0 | 2 | 0 | 0 | 2 | 0 | 0 | 2 | 0 | 10 | E | 9 | 7 | E | 9 | 11 | A | 7 | 6 | A | 7 | 71 | A | 7 | 1004 | E | 9 | 300 | A | 7 | 5.7 | A | 7 | 16100 | A | 7 | 77777 | A | 7 | 1.5 | E | 8 | 0.126 | F | 8 | 0.13 | F | 8 | -9900 | -9900 | ? | 0
2002-05-18 | 1:00 | 0 | 0 | 0 | 2 | 0 | 0 | 2 | 0 | 0 | 2 | 0 | 0 | 2 | 0 | 0 | 2 | 0 | 0 | 2 | 0 | 0 | 2 | 0 | 10 | E | 9 | 9 | E | 9 | 10 | A | 7 | 6 | A | 7 | 76 | A | 7 | 1004 | E | 9 | 300 | A | 7 | 4.1 | A | 7 | 16100 | A | 7 | 77777 | A | 7 | 1.5 | E | 8 | 0.126 | F | 8 | 0.13 | F | 8 | -9900 | -9900 | ? | 0
2002-05-18 | 2:00 | 0 | 0 | 0 | 2 | 0 | 0 | 2 | 0 | 0 | 2 | 0 | 0 | 2 | 0 | 0 | 2 | 0 | 0 | 2 | 0 | 0 | 2 | 0 | 9 | E | 9 | 7 | E | 9 | 10 | A | 7 | 6 | A | 7 | 76 | A | 7 | 1004 | E | 9 | 290 | A | 7 | 1.5 | A | 7 | 16100 | A | 7 | 77777 | A | 7 | 1.5 | E | 8 | 0.126 | F | 8 | 0.13 | F | 8 | -9900 | -9900 | ? | 0
2002-05-18 | 3:00 | 0 | 0 | 0 | 2 | 0 | 0 | 2 | 0 | 0 | 2 | 0 | 0 | 2 | 0 | 0 | 2 | 0 | 0 | 2 | 0 | 0 | 2 | 0 | 10 | E | 9 | 6 | E | 9 | 9 | A | 7 | 6 | A | 7 | 81 | A | 7 | 1004 | E | 9 | 300 | A | 7 | 2.1 | A | 7 | 16100 | A | 7 | 77777 | A | 7 | 1.4 | E | 8 | 0.126 | F | 8 | 0.13 | F | 8 | -9900 | -9900 | ? | 0
2002-05-18 | 4:00 | 0 | 0 | 0 | 2 | 0 | 0 | 2 | 0 | 0 | 2 | 0 | 0 | 2 | 0 | 0 | 2 | 0 | 0 | 2 | 0 | 0 | 2 | 0 | 10 | E | 9 | 7 | E | 9 | 9 | A | 7 | 6 | A | 7 | 81 | A | 7 | 1004 | E | 9 | 290 | A | 7 | 1.5 | A | 7 | 16100 | A | 7 | 77777 | A | 7 | 1.3 | E | 8 | 0.126 | F | 8 | 0.13 | F | 8 | -9900 | -9900 | ? | 0
2002-05-18 | 5:00 | 7 | 345 | 0 | 2 | 8 | 0 | 2 | 15 | 0 | 2 | 8 | 0 | 2 | 8 | 0 | 2 | 15 | 0 | 2 | 8 | 0 | 2 | 19 | 9 | E | 9 | 7 | E | 9 | 9 | A | 7 | 6 | A | 7 | 81 | A | 7 | 1004 | E | 9 | 210 | A | 7 | 1.5 | A | 7 | 16100 | A | 7 | 77777 | A | 7 | 1.4 | E | 8 | 0.126 | F | 8 | 0.13 | F | 8 | -9900 | -9900 | ? | 0
2002-05-18 | 6:00 | 163 | 1335 | 10 | 2 | 8 | 0 | 2 | 15 | 10 | 2 | 8 | 1200 | 2 | 8 | 0 | 2 | 15 | 1200 | 2 | 8 | 410 | 2 | 19 | 10 | E | 9 | 8 | E | 9 | 10 | A | 7 | 6 | A | 7 | 76 | A | 7 | 1004 | E | 9 | 160 | A | 7 | 1.5 | A | 7 | 16100 | A | 7 | 77777 | A | 7 | 1.4 | E | 8 | 0.126 | F | 8 | 0.13 | F | 8 | -9900 | -9900 | ? | 0
2002-05-18 | 7:00 | 395 | 1335 | 46 | 2 | 8 | 0 | 2 | 15 | 46 | 2 | 8 | 5500 | 2 | 8 | 0 | 2 | 15 | 5500 | 2 | 8 | 1980 | 2 | 19 | 10 | E | 9 | 7 | E | 9 | 10 | A | 7 | 7 | A | 7 | 82 | A | 7 | 1004 | E | 9 | 200 | A | 7 | 2.1 | A | 7 | 16100 | A | 7 | 77777 | A | 7 | 1.4 | E | 8 | 0.126 | F | 8 | 0.13 | F | 8 | -9900 | -9900 | ? | 0
2002-05-18 | 8:00 | 622 | 1335 | 195 | 2 | 8 | 34 | 2 | 15 | 179 | 2 | 8 | 21400 | 2 | 8 | 3300 | 2 | 15 | 19900 | 2 | 8 | 5330 | 2 | 19 | 9 | E | 9 | 7 | E | 9 | 11 | A | 7 | 7 | A | 7 | 76 | A | 7 | 1004 | E | 9 | 160 | A | 7 | 2.1 | A | 7 | 16100 | A | 7 | 77777 | A | 7 | 1.4 | E | 8 | 0.126 | F | 8 | 0.13 | F | 8 | -9900 | -9900 | ? | 0
2002-05-18 | 9:00 | 829 | 1335 | 148 | 2 | 8 | 0 | 2 | 15 | 148 | 2 | 8 | 17700 | 2 | 8 | 0 | 2 | 15 | 17700 | 2 | 8 | 7040 | 2 | 19 | 10 | E | 9 | 9 | E | 9 | 12 | A | 7 | 6 | A | 7 | 67 | A | 7 | 1004 | E | 9 | 0 | A | 7 | 0 | A | 7 | 16100 | A | 7 | 77777 | A | 7 | 1.4 | E | 8 | 0.126 | F | 8 | 0.13 | F | 8 | -9900 | -9900 | ? | 0
2002-05-18 | 10:00 | 1001 | 1335 | 194 | 2 | 8 | 0 | 2 | 15 | 194 | 2 | 8 | 23400 | 2 | 8 | 0 | 2 | 15 | 23400 | 2 | 8 | 9500 | 2 | 19 | 10 | E | 9 | 10 | E | 9 | 13 | A | 7 | 6 | A | 7 | 62 | A | 7 | 1004 | E | 9 | 200 | A | 7 | 1.5 | A | 7 | 16100 | A | 7 | 810 | A | 7 | 1.3 | E | 8 | 0.126 | F | 8 | 0.13 | F | 8 | -9900 | -9900 | ? | 0
2002-05-18 | 11:00 | 1126 | 1335 | 362 | 2 | 8 | 42 | 2 | 15 | 326 | 2 | 8 | 40000 | 2 | 8 | 4300 | 2 | 15 | 36300 | 2 | 8 | 14280 | 2 | 19 | 10 | E | 9 | 10 | E | 9 | 13 | A | 7 | 6 | A | 7 | 62 | A | 7 | 1004 | E | 9 | 230 | A | 7 | 1.5 | A | 7 | 16100 | A | 7 | 870 | A | 7 | 1.4 | E | 8 | 0.126 | F | 8 | 0.13 | F | 8 | -9900 | -9900 | ? | 0
2002-05-18 | 12:00 | 1196 | 1335 | 687 | 2 | 8 | 287 | 2 | 15 | 429 | 2 | 8 | 74800 | 2 | 8 | 31200 | 2 | 15 | 46800 | 2 | 8 | 21100 | 2 | 19 | 7 | E | 9 | 7 | E | 9 | 14 | A | 7 | 7 | A | 7 | 63 | A | 7 | 1004 | E | 9 | 150 | A | 7 | 2.1 | A | 7 | 16100 | A | 7 | 77777 | A | 7 | 1.4 | E | 8 | 0.126 | F | 8 | 0.13 | F | 8 | -9900 | -9900 | ? | 0
2002-05-18 | 13:00 | 1206 | 1335 | 812 | 2 | 8 | 536 | 2 | 15 | 328 | 2 | 8 | 87600 | 2 | 8 | 56100 | 2 | 15 | 36800 | 2 | 8 | 18080 | 2 | 19 | 7 | E | 9 | 6 | E | 9 | 17 | A | 7 | 7 | A | 7 | 52 | A | 7 | 1004 | E | 9 | 0 | A | 7 | 0 | A | 7 | 14500 | A | 7 | 77777 | A | 7 | 1.5 | E | 8 | 0.126 | F | 8 | 0.13 | F | 8 | -9900 | -9900 | ? | 0
2002-05-18 | 14:00 | 1155 | 1335 | 776 | 2 | 8 | 544 | 2 | 15 | 304 | 2 | 8 | 83600 | 2 | 8 | 56900 | 2 | 15 | 34300 | 2 | 8 | 13930 | 2 | 19 | 3 | E | 9 | 3 | E | 9 | 18 | A | 7 | 9 | A | 7 | 56 | A | 7 | 1004 | E | 9 | 150 | A | 7 | 3.1 | A | 7 | 16100 | A | 7 | 77777 | A | 7 | 1.4 | E | 8 | 0.126 | F | 8 | 0.13 | F | 8 | -9900 | -9900 | ? | 0
2002-05-18 | 15:00 | 1047 | 1335 | 760 | 2 | 8 | 701 | 2 | 15 | 210 | 2 | 8 | 80300 | 2 | 8 | 71200 | 2 | 15 | 24400 | 2 | 8 | 7110 | 2 | 19 | 1 | E | 9 | 1 | E | 9 | 18 | A | 7 | 8 | A | 7 | 52 | A | 7 | 1004 | E | 9 | 0 | A | 7 | 0 | A | 7 | 16100 | A | 7 | 77777 | A | 7 | 1.4 | E | 8 | 0.126 | F | 8 | 0.13 | F | 8 | -9900 | -9900 | ? | 0
2002-05-18 | 16:00 | 889 | 1335 | 580 | 2 | 8 | 475 | 2 | 15 | 263 | 2 | 8 | 60900 | 2 | 8 | 49000 | 2 | 15 | 28300 | 2 | 8 | 6990 | 2 | 19 | 0 | E | 9 | 0 | E | 9 | 19 | A | 7 | 9 | A | 7 | 52 | A | 7 | 1004 | E | 9 | 80 | A | 7 | 3.6 | A | 7 | 14500 | A | 7 | 77777 | A | 7 | 1.4 | E | 8 | 0.126 | F | 8 | 0.13 | F | 8 | -9900 | -9900 | ? | 0
2002-05-18 | 17:00 | 692 | 1335 | 203 | 2 | 8 | 13 | 2 | 15 | 196 | 2 | 8 | 23200 | 2 | 8 | 1100 | 2 | 15 | 22600 | 2 | 8 | 8000 | 2 | 19 | 1 | E | 9 | 1 | E | 9 | 19 | A | 7 | 9 | A | 7 | 52 | A | 7 | 1004 | E | 9 | 100 | A | 7 | 2.6 | A | 7 | 14500 | A | 7 | 77777 | A | 7 | 1.4 | E | 8 | 0.126 | F | 8 | 0.13 | F | 8 | -9900 | -9900 | ? | 0
2002-05-18 | 18:00 | 470 | 1335 | 162 | 2 | 8 | 41 | 2 | 15 | 147 | 2 | 8 | 17700 | 2 | 8 | 3900 | 2 | 15 | 16300 | 2 | 8 | 3950 | 2 | 19 | 4 | E | 9 | 4 | E | 9 | 18 | A | 7 | 8 | A | 7 | 52 | A | 7 | 1004 | E | 9 | 80 | A | 7 | 2.6 | A | 7 | 16100 | A | 7 | 77777 | A | 7 | 1.5 | E | 8 | 0.126 | F | 8 | 0.13 | F | 8 | -9900 | -9900 | ? | 0
2002-05-18 | 19:00 | 238 | 1335 | 35 | 2 | 8 | 0 | 2 | 15 | 35 | 2 | 8 | 4100 | 2 | 8 | 0 | 2 | 15 | 4100 | 2 | 8 | 1360 | 2 | 19 | 10 | E | 9 | 10 | E | 9 | 17 | A | 7 | 6 | A | 7 | 48 | A | 7 | 1004 | E | 9 | 340 | A | 7 | 3.1 | A | 7 | 16100 | A | 7 | 1050 | A | 7 | 1.5 | E | 8 | 0.126 | F | 8 | 0.13 | F | 8 | -9900 | -9900 | ? | 0
2002-05-18 | 20:00 | 35 | 790 | 1 | 2 | 8 | 0 | 2 | 15 | 1 | 2 | 8 | 100 | 2 | 8 | 0 | 2 | 15 | 100 | 2 | 8 | 40 | 2 | 19 | 10 | E | 9 | 10 | E | 9 | 14 | A | 7 | 4 | A | 7 | 51 | A | 7 | 1004 | E | 9 | 310 | A | 7 | 5.7 | A | 7 | 16100 | A | 7 | 1110 | A | 7 | 1.6 | E | 8 | 0.126 | F | 8 | 0.13 | F | 8 | -9900 | -9900 | ? | 0
2002-05-18 | 21:00 | 0 | 0 | 0 | 2 | 0 | 0 | 2 | 0 | 0 | 2 | 0 | 0 | 2 | 0 | 0 | 2 | 0 | 0 | 2 | 0 | 0 | 2 | 0 | 9 | E | 9 | 9 | E | 9 | 13 | A | 7 | 4 | A | 7 | 54 | A | 7 | 1004 | E | 9 | 300 | A | 7 | 5.1 | A | 7 | 16100 | A | 7 | 1440 | A | 7 | 1.6 | E | 8 | 0.126 | F | 8 | 0.13 | F | 8 | -9900 | -9900 | ? | 0
2002-05-18 | 22:00 | 0 | 0 | 0 | 2 | 0 | 0 | 2 | 0 | 0 | 2 | 0 | 0 | 2 | 0 | 0 | 2 | 0 | 0 | 2 | 0 | 0 | 2 | 0 | 10 | E | 9 | 9 | E | 9 | 11 | A | 7 | 4 | A | 7 | 62 | A | 7 | 1004 | E | 9 | 290 | A | 7 | 3.6 | A | 7 | 16100 | A | 7 | 1350 | A | 7 | 1.6 | E | 8 | 0.126 | F | 8 | 0.13 | F | 8 | -9900 | -9900 | ? | 0
2002-05-18 | 23:00 | 0 | 0 | 0 | 2 | 0 | 0 | 2 | 0 | 0 | 2 | 0 | 0 | 2 | 0 | 0 | 2 | 0 | 0 | 2 | 0 | 0 | 2 | 0 | 10 | E | 9 | 9 | E | 9 | 11 | A | 7 | 5 | A | 7 | 66 | A | 7 | 1004 | E | 9 | 300 | A | 7 | 4.1 | A | 7 | 16100 | A | 7 | 1080 | A | 7 | 1.6 | E | 8 | 0.126 | F | 8 | 0.13 | F | 8 | -9900 | -9900 | ? | 0
2002-05-18 | 24:00 | 0 | 0 | 0 | 2 | 0 | 0 | 2 | 0 | 0 | 2 | 0 | 0 | 2 | 0 | 0 | 2 | 0 | 0 | 2 | 0 | 0 | 2 | 0 | 10 | E | 9 | 10 | E | 9 | 11 | A | 7 | 5 | A | 7 | 66 | A | 7 | 1004 | E | 9 | 300 | A | 7 | 2.6 | A | 7 | 16100 | A | 7 | 1020 | A | 7 | 1.6 | E | 8 | 0.126 | F | 8 | 0.13 | F | 8 | -9900 | -9900 | ? | 0
2002-05-19 | 1:00 | 0 | 0 | 0 | 2 | 0 | 0 | 2 | 0 | 0 | 2 | 0 | 0 | 2 | 0 | 0 | 2 | 0 | 0 | 2 | 0 | 0 | 2 | 0 | 10 | E | 9 | 9 | E | 9 | 10 | A | 7 | 6 | A | 7 | 76 | A | 7 | 1004 | E | 9 | 320 | A | 7 | 2.1 | A | 7 | 16100 | A | 7 | 1380 | A | 7 | 1.7 | E | 8 | 0.126 | F | 8 | 0.13 | F | 8 | 0 | 1 | A | 7
2002-05-19 | 2:00 | 0 | 0 | 0 | 2 | 0 | 0 | 2 | 0 | 0 | 2 | 0 | 0 | 2 | 0 | 0 | 2 | 0 | 0 | 2 | 0 | 0 | 2 | 0 | 10 | E | 9 | 10 | E | 9 | 9 | A | 7 | 6 | A | 7 | 81 | A | 7 | 1004 | E | 9 | 270 | A | 7 | 1.5 | A | 7 | 16100 | A | 7 | 1800 | A | 7 | 1.8 | E | 8 | 0.126 | F | 8 | 0.13 | F | 8 | 0 | 1 | A | 7
2002-05-19 | 3:00 | 0 | 0 | 0 | 2 | 0 | 0 | 2 | 0 | 0 | 2 | 0 | 0 | 2 | 0 | 0 | 2 | 0 | 0 | 2 | 0 | 0 | 2 | 0 | 10 | E | 9 | 10 | E | 9 | 9 | A | 7 | 6 | A | 7 | 81 | A | 7 | 1004 | E | 9 | 290 | A | 7 | 1.5 | A | 7 | 16100 | A | 7 | 780 | A | 7 | 1.9 | E | 8 | 0.126 | F | 8 | 0.13 | F | 8 | -9900 | -9900 | ? | 0
2002-05-19 | 4:00 | 0 | 0 | 0 | 2 | 0 | 0 | 2 | 0 | 0 | 2 | 0 | 0 | 2 | 0 | 0 | 2 | 0 | 0 | 2 | 0 | 0 | 2 | 0 | 10 | E | 9 | 10 | E | 9 | 9 | A | 7 | 6 | A | 7 | 81 | A | 7 | 1004 | E | 9 | 300 | A | 7 | 2.6 | A | 7 | 16100 | A | 7 | 660 | A | 7 | 2 | E | 8 | 0.126 | F | 8 | 0.13 | F | 8 | 1 | 6 | A | 7
2002-05-19 | 5:00 | 8 | 367 | 0 | 2 | 8 | 0 | 2 | 15 | 0 | 2 | 8 | 0 | 2 | 8 | 0 | 2 | 15 | 0 | 2 | 8 | 0 | 2 | 19 | 10 | E | 9 | 10 | E | 9 | 9 | A | 7 | 6 | A | 7 | 81 | A | 7 | 1004 | E | 9 | 300 | A | 7 | 2.1 | A | 7 | 16100 | A | 7 | 870 | A | 7 | 2 | E | 8 | 0.126 | F | 8 | 0.13 | F | 8 | 0 | 1 | A | 7
2002-05-19 | 6:00 | 166 | 1335 | 10 | 2 | 8 | 0 | 2 | 15 | 10 | 2 | 8 | 1200 | 2 | 8 | 0 | 2 | 15 | 1200 | 2 | 8 | 410 | 2 | 19 | 10 | E | 9 | 10 | E | 9 | 9 | A | 7 | 7 | A | 7 | 87 | A | 7 | 1004 | E | 9 | 290 | A | 7 | 1.5 | A | 7 | 16100 | A | 7 | 600 | A | 7 | 2.1 | E | 8 | 0.126 | F | 8 | 0.13 | F | 8 | -9900 | -9900 | ? | 0
2002-05-19 | 7:00 | 398 | 1335 | 38 | 2 | 8 | 0 | 2 | 15 | 38 | 2 | 8 | 4600 | 2 | 8 | 0 | 2 | 15 | 4600 | 2 | 8 | 1670 | 2 | 19 | 10 | E | 9 | 10 | E | 9 | 9 | A | 7 | 7 | A | 7 | 87 | A | 7 | 1004 | E | 9 | 0 | A | 7 | 0 | A | 7 | 16100 | A | 7 | 2400 | A | 7 | 2.2 | E | 8 | 0.126 | F | 8 | 0.13 | F | 8 | 0 | 3 | A | 7
2002-05-19 | 8:00 | 625 | 1335 | 142 | 2 | 8 | 6 | 2 | 15 | 139 | 2 | 8 | 16500 | 2 | 8 | 400 | 2 | 15 | 16300 | 2 | 8 | 5890 | 2 | 19 | 10 | E | 9 | 10 | E | 9 | 11 | A | 7 | 7 | A | 7 | 76 | A | 7 | 1004 | E | 9 | 50 | A | 7 | 1.5 | A | 7 | 16100 | A | 7 | 600 | A | 7 | 2.2 | E | 8 | 0.126 | F | 8 | 0.13 | F | 8 | -9900 | -9900 | ? | 0
2002-05-19 | 9:00 | 831 | 1335 | 216 | 2 | 8 | 6 | 2 | 15 | 213 | 2 | 8 | 25300 | 2 | 8 | 500 | 2 | 15 | 24900 | 2 | 8 | 9410 | 2 | 19 | 10 | E | 9 | 10 | E | 9 | 11 | A | 7 | 7 | A | 7 | 76 | A | 7 | 1004 | E | 9 | 0 | A | 7 | 0 | A | 7 | 16100 | A | 7 | 540 | A | 7 | 2.2 | E | 8 | 0.126 | F | 8 | 0.13 | F | 8 | -9900 | -9900 | ? | 0
2002-05-19 | 10:00 | 1003 | 1335 | 282 | 2 | 8 | 12 | 2 | 15 | 273 | 2 | 8 | 33100 | 2 | 8 | 1000 | 2 | 15 | 32300 | 2 | 8 | 12410 | 2 | 19 | 10 | E | 9 | 9 | E | 9 | 12 | A | 7 | 8 | A | 7 | 76 | A | 7 | 1004 | E | 9 | 40 | A | 7 | 2.1 | A | 7 | 16100 | A | 7 | 2400 | A | 7 | 2.2 | E | 8 | 0.126 | F | 8 | 0.13 | F | 8 | 0 | 6 | A | 7
2002-05-19 | 11:00 | 1128 | 1335 | 258 | 2 | 8 | 0 | 2 | 15 | 258 | 2 | 8 | 31000 | 2 | 8 | 0 | 2 | 15 | 31000 | 2 | 8 | 12350 | 2 | 19 | 10 | E | 9 | 9 | E | 9 | 13 | A | 7 | 8 | A | 7 | 72 | A | 7 | 1004 | E | 9 | 0 | A | 7 | 0 | A | 7 | 16100 | A | 7 | 2400 | A | 7 | 2.1 | E | 8 | 0.126 | F | 8 | 0.13 | F | 8 | -9900 | -9900 | ? | 0
2002-05-19 | 12:00 | 1197 | 1335 | 267 | 2 | 8 | 6 | 2 | 15 | 261 | 2 | 8 | 32300 | 2 | 8 | 500 | 2 | 15 | 31800 | 2 | 8 | 12620 | 2 | 19 | 10 | E | 9 | 9 | E | 9 | 14 | A | 7 | 8 | A | 7 | 67 | A | 7 | 1004 | E | 9 | 60 | A | 7 | 2.1 | A | 7 | 16100 | A | 7 | 450 | A | 7 | 2.1 | E | 8 | 0.126 | F | 8 | 0.13 | F | 8 | -9900 | -9900 | ? | 0
2002-05-19 | 13:00 | 1207 | 1335 | 287 | 2 | 8 | 6 | 2 | 15 | 282 | 2 | 8 | 34700 | 2 | 8 | 500 | 2 | 15 | 34200 | 2 | 8 | 13440 | 2 | 19 | 10 | E | 9 | 7 | E | 9 | 14 | A | 7 | 9 | A | 7 | 72 | A | 7 | 1004 | E | 9 | 70 | A | 7 | 1.5 | A | 7 | 16100 | A | 7 | 77777 | A | 7 | 2 | E | 8 | 0.126 | F | 8 | 0.13 | F | 8 | -9900 | -9900 | ? | 0
2002-05-19 | 14:00 | 1157 | 1335 | 454 | 2 | 8 | 48 | 2 | 15 | 412 | 2 | 8 | 50100 | 2 | 8 | 4900 | 2 | 15 | 45800 | 2 | 8 | 18270 | 2 | 19 | 10 | E | 9 | 9 | E | 9 | 15 | A | 7 | 9 | A | 7 | 67 | A | 7 | 1004 | E | 9 | 60 | A | 7 | 2.1 | A | 7 | 16100 | A | 7 | 2100 | A | 7 | 1.8 | E | 8 | 0.126 | F | 8 | 0.13 | F | 8 | -9900 | -9900 | ? | 0
2002-05-19 | 15:00 | 1049 | 1335 | 478 | 2 | 8 | 128 | 2 | 15 | 378 | 2 | 8 | 52400 | 2 | 8 | 13600 | 2 | 15 | 41700 | 2 | 8 | 13180 | 2 | 19 | 10 | E | 9 | 9 | E | 9 | 15 | A | 7 | 9 | A | 7 | 67 | A | 7 | 1004 | E | 9 | 110 | A | 7 | 1.5 | A | 7 | 16100 | A | 7 | 1800 | A | 7 | 1.7 | E | 8 | 0.126 | F | 8 | 0.13 | F | 8 | -9900 | -9900 | ? | 0
2002-05-19 | 16:00 | 891 | 1335 | 124 | 2 | 8 | 0 | 2 | 15 | 124 | 2 | 8 | 15200 | 2 | 8 | 0 | 2 | 15 | 15200 | 2 | 8 | 6220 | 2 | 19 | 10 | E | 9 | 10 | E | 9 | 16 | A | 7 | 9 | A | 7 | 63 | A | 7 | 1004 | E | 9 | 0 | A | 7 | 0 | A | 7 | 16100 | A | 7 | 1800 | A | 7 | 1.5 | E | 8 | 0.126 | F | 8 | 0.13 | F | 8 | -9900 | -9900 | ? | 0
2002-05-19 | 17:00 | 695 | 1335 | 98 | 2 | 8 | 0 | 2 | 15 | 98 | 2 | 8 | 11800 | 2 | 8 | 0 | 2 | 15 | 11800 | 2 | 8 | 4620 | 2 | 19 | 10 | E | 9 | 10 | E | 9 | 15 | A | 7 | 8 | A | 7 | 63 | A | 7 | 1004 | E | 9 | 330 | A | 7 | 4.6 | A | 7 | 16100 | A | 7 | 1380 | A | 7 | 1.6 | E | 8 | 0.126 | F | 8 | 0.13 | F | 8 | -9900 | -9900 | ? | 0
2002-05-19 | 18:00 | 473 | 1335 | 72 | 2 | 8 | 0 | 2 | 15 | 72 | 2 | 8 | 8500 | 2 | 8 | 0 | 2 | 15 | 8500 | 2 | 8 | 3080 | 2 | 19 | 10 | E | 9 | 10 | E | 9 | 12 | A | 7 | 8 | A | 7 | 76 | A | 7 | 1004 | E | 9 | 290 | A | 7 | 3.1 | A | 7 | 8000 | A | 7 | 1050 | A | 7 | 1.7 | E | 8 | 0.126 | F | 8 | 0.13 | F | 8 | 1 | 1 | A | 7
2002-05-19 | 19:00 | 241 | 1335 | 34 | 2 | 8 | 0 | 2 | 15 | 34 | 2 | 8 | 4000 | 2 | 8 | 0 | 2 | 15 | 4000 | 2 | 8 | 1330 | 2 | 19 | 10 | E | 9 | 10 | E | 9 | 12 | A | 7 | 7 | A | 7 | 71 | A | 7 | 1004 | E | 9 | 270 | A | 7 | 3.1 | A | 7 | 16100 | A | 7 | 1170 | A | 7 | 1.8 | E | 8 | 0.126 | F | 8 | 0.13 | F | 8 | 2 | 1 | A | 7
2002-05-19 | 20:00 | 37 | 812 | 1 | 2 | 8 | 0 | 2 | 15 | 1 | 2 | 8 | 100 | 2 | 8 | 0 | 2 | 15 | 100 | 2 | 8 | 40 | 2 | 19 | 10 | E | 9 | 10 | E | 9 | 11 | A | 7 | 7 | A | 7 | 76 | A | 7 | 1004 | E | 9 | 250 | A | 7 | 2.1 | A | 7 | 16100 | A | 7 | 1200 | A | 7 | 1.8 | E | 8 | 0.126 | F | 8 | 0.13 | F | 8 | 0 | 1 | A | 7
2002-05-19 | 21:00 | 0 | 0 | 0 | 2 | 0 | 0 | 2 | 0 | 0 | 2 | 0 | 0 | 2 | 0 | 0 | 2 | 0 | 0 | 2 | 0 | 0 | 2 | 0 | 10 | E | 9 | 9 | E | 9 | 11 | A | 7 | 8 | A | 7 | 82 | A | 7 | 1004 | E | 9 | 140 | A | 7 | 1.5 | A | 7 | 16100 | A | 7 | 1260 | A | 7 | 1.8 | E | 8 | 0.126 | F | 8 | 0.13 | F | 8 | 0 | 1 | A | 7
2002-05-19 | 22:00 | 0 | 0 | 0 | 2 | 0 | 0 | 2 | 0 | 0 | 2 | 0 | 0 | 2 | 0 | 0 | 2 | 0 | 0 | 2 | 0 | 0 | 2 | 0 | 10 | E | 9 | 10 | E | 9 | 11 | A | 7 | 8 | A | 7 | 82 | A | 7 | 1004 | E | 9 | 90 | A | 7 | 2.6 | A | 7 | 12900 | A | 7 | 1290 | A | 7 | 1.8 | E | 8 | 0.126 | F | 8 | 0.13 | F | 8 | 0 | 1 | A | 7
2002-05-19 | 23:00 | 0 | 0 | 0 | 2 | 0 | 0 | 2 | 0 | 0 | 2 | 0 | 0 | 2 | 0 | 0 | 2 | 0 | 0 | 2 | 0 | 0 | 2 | 0 | 8 | E | 9 | 8 | E | 9 | 11 | A | 7 | 8 | A | 7 | 82 | A | 7 | 1004 | E | 9 | 40 | A | 7 | 2.6 | A | 7 | 16100 | A | 7 | 77777 | A | 7 | 1.8 | E | 8 | 0.126 | F | 8 | 0.13 | F | 8 | -9900 | -9900 | ? | 0
2002-05-19 | 24:00 | 0 | 0 | 0 | 2 | 0 | 0 | 2 | 0 | 0 | 2 | 0 | 0 | 2 | 0 | 0 | 2 | 0 | 0 | 2 | 0 | 0 | 2 | 0 | 8 | E | 9 | 7 | E | 9 | 10 | A | 7 | 8 | A | 7 | 87 | A | 7 | 1004 | E | 9 | 0 | A | 7 | 0 | A | 7 | 16100 | A | 7 | 77777 | A | 7 | 1.8 | E | 8 | 0.126 | F | 8 | 0.13 | F | 8 | -9900 | -9900 | ? | 0
2002-05-20 | 1:00 | 0 | 0 | 0 | 2 | 0 | 0 | 2 | 0 | 0 | 2 | 0 | 0 | 2 | 0 | 0 | 2 | 0 | 0 | 2 | 0 | 0 | 2 | 0 | 6 | E | 9 | 5 | E | 9 | 10 | A | 7 | 8 | A | 7 | 87 | A | 7 | 1004 | E | 9 | 350 | A | 7 | 1.5 | A | 7 | 16100 | A | 7 | 77777 | A | 7 | 1.8 | E | 8 | 0.126 | F | 8 | 0.13 | F | 8 | -9900 | -9900 | ? | 0
2002-05-20 | 2:00 | 0 | 0 | 0 | 2 | 0 | 0 | 2 | 0 | 0 | 2 | 0 | 0 | 2 | 0 | 0 | 2 | 0 | 0 | 2 | 0 | 0 | 2 | 0 | 6 | E | 9 | 6 | E | 9 | 9 | A | 7 | 7 | A | 7 | 87 | A | 7 | 1004 | E | 9 | 0 | A | 7 | 0 | A | 7 | 16100 | A | 7 | 77777 | A | 7 | 1.7 | E | 8 | 0.126 | F | 8 | 0.13 | F | 8 | -9900 | -9900 | ? | 0
2002-05-20 | 3:00 | 0 | 0 | 0 | 2 | 0 | 0 | 2 | 0 | 0 | 2 | 0 | 0 | 2 | 0 | 0 | 2 | 0 | 0 | 2 | 0 | 0 | 2 | 0 | 7 | B | 8 | 7 | B | 8 | 9 | A | 7 | 7 | A | 7 | 87 | A | 7 | 1004 | E | 9 | 240 | A | 7 | 2.1 | A | 7 | -9900 | ? | 0 | 77777 | A | 7 | 1.7 | E | 8 | 0.126 | F | 8 | 0.13 | F | 8 | 0 | 1 | A | 7
2002-05-20 | 4:00 | 0 | 0 | 0 | 2 | 0 | 0 | 2 | 0 | 0 | 2 | 0 | 0 | 2 | 0 | 0 | 2 | 0 | 0 | 2 | 0 | 0 | 2 | 0 | 7 | B | 8 | 7 | B | 8 | 9 | B | 8 | 7 | B | 8 | 87 | A | 7 | 1004 | E | 9 | 300 | B | 8 | 1.1 | B | 8 | -9900 | ? | 0 | 77777 | B | 8 | 1.6 | E | 8 | 0.126 | F | 8 | 0.13 | F | 8 | 2 | 1 | A | 7
2002-05-20 | 5:00 | 8 | 389 | 0 | 2 | 8 | 0 | 2 | 15 | 0 | 2 | 8 | 0 | 2 | 8 | 0 | 2 | 15 | 0 | 2 | 8 | 0 | 2 | 19 | 8 | B | 8 | 8 | B | 8 | 9 | A | 7 | 7 | A | 7 | 87 | A | 7 | 1004 | E | 9 | 0 | A | 7 | 0 | A | 7 | -9900 | ? | 0 | 77777 | A | 7 | 1.6 | E | 8 | 0.126 | F | 8 | 0.13 | F | 8 | 0 | 1 | A | 7
2002-05-20 | 6:00 | 170 | 1334 | 11 | 2 | 8 | 0 | 2 | 15 | 11 | 2 | 8 | 1400 | 2 | 8 | 0 | 2 | 15 | 1400 | 2 | 8 | 450 | 2 | 19 | 9 | E | 9 | 9 | E | 9 | 10 | A | 7 | 8 | A | 7 | 87 | A | 7 | 1004 | E | 9 | 330 | A | 7 | 1.5 | A | 7 | 16100 | A | 7 | 210 | A | 7 | 1.6 | E | 8 | 0.126 | F | 8 | 0.13 | F | 8 | -9900 | -9900 | ? | 0
2002-05-20 | 7:00 | 400 | 1334 | 190 | 2 | 8 | 185 | 2 | 15 | 134 | 2 | 8 | 20500 | 2 | 8 | 16800 | 2 | 15 | 15400 | 2 | 8 | 3000 | 2 | 19 | 8 | E | 9 | 8 | E | 9 | 11 | A | 7 | 8 | A | 7 | 82 | A | 7 | 1004 | E | 9 | 270 | A | 7 | 1.5 | A | 7 | 16100 | A | 7 | 150 | A | 7 | 1.5 | E | 8 | 0.126 | F | 8 | 0.13 | F | 8 | 0 | 1 | A | 7
2002-05-20 | 8:00 | 627 | 1334 | 250 | 2 | 8 | 86 | 2 | 15 | 209 | 2 | 8 | 27400 | 2 | 8 | 8500 | 2 | 15 | 23400 | 2 | 8 | 6050 | 2 | 19 | 10 | E | 9 | 10 | E | 9 | 12 | A | 7 | 8 | A | 7 | 76 | A | 7 | 1004 | E | 9 | 310 | A | 7 | 1.5 | A | 7 | 14500 | A | 7 | 300 | A | 7 | 1.5 | E | 8 | 0.126 | F | 8 | 0.13 | F | 8 | -9900 | -9900 | ? | 0
2002-05-20 | 9:00 | 833 | 1334 | 327 | 2 | 8 | 76 | 2 | 15 | 279 | 2 | 8 | 35900 | 2 | 8 | 7700 | 2 | 15 | 31100 | 2 | 8 | 9170 | 2 | 19 | 3 | E | 9 | 3 | E | 9 | 13 | A | 7 | 8 | A | 7 | 72 | A | 7 | 1004 | E | 9 | 0 | A | 7 | 0 | A | 7 | 16100 | A | 7 | 77777 | A | 7 | 1.5 | E | 8 | 0.126 | F | 8 | 0.13 | F | 8 | -9900 | -9900 | ? | 0
2002-05-20 | 10:00 | 1005 | 1334 | 581 | 2 | 8 | 343 | 2 | 15 | 322 | 2 | 8 | 63100 | 2 | 8 | 37100 | 2 | 15 | 35200 | 2 | 8 | 10190 | 2 | 19 | 10 | E | 9 | 10 | E | 9 | 14 | A | 7 | 8 | A | 7 | 67 | A | 7 | 1004 | E | 9 | 0 | A | 7 | 0 | A | 7 | 16100 | A | 7 | 600 | A | 7 | 1.4 | E | 8 | 0.126 | F | 8 | 0.13 | F | 8 | 1 | 6 | A | 7
2002-05-20 | 11:00 | 1129 | 1334 | 764 | 2 | 8 | 512 | 2 | 15 | 329 | 2 | 8 | 81300 | 2 | 8 | 53400 | 2 | 15 | 36000 | 2 | 8 | 14060 | 2 | 19 | 8 | E | 9 | 8 | E | 9 | 15 | A | 7 | 8 | A | 7 | 63 | A | 7 | 1004 | E | 9 | 0 | A | 7 | 0 | A | 7 | 16100 | A | 7 | 960 | A | 7 | 1.5 | E | 8 | 0.126 | F | 8 | 0.13 | F | 8 | -9900 | -9900 | ? | 0
2002-05-20 | 12:00 | 1199 | 1334 | 486 | 2 | 8 | 102 | 2 | 15 | 394 | 2 | 8 | 53700 | 2 | 8 | 10900 | 2 | 15 | 43900 | 2 | 8 | 18700 | 2 | 19 | 4 | E | 9 | 4 | E | 9 | 17 | A | 7 | 8 | A | 7 | 55 | A | 7 | 1004 | E | 9 | 0 | A | 7 | 0 | A | 7 | 16100 | A | 7 | 77777 | A | 7 | 1.5 | E | 8 | 0.126 | F | 8 | 0.13 | F | 8 | -9900 | -9900 | ? | 0
2002-05-20 | 13:00 | 1209 | 1334 | 794 | 2 | 8 | 427 | 2 | 15 | 406 | 2 | 8 | 83700 | 2 | 8 | 44500 | 2 | 15 | 43300 | 2 | 8 | 22990 | 2 | 19 | 2 | E | 9 | 2 | E | 9 | 18 | A | 7 | 7 | A | 7 | 49 | A | 7 | 1004 | E | 9 | 0 | A | 7 | 0 | A | 7 | 16100 | A | 7 | 77777 | A | 7 | 1.5 | E | 8 | 0.126 | F | 8 | 0.13 | F | 8 | -9900 | -9900 | ? | 0
2002-05-20 | 14:00 | 1158 | 1334 | 208 | 2 | 8 | 6 | 2 | 15 | 203 | 2 | 8 | 25600 | 2 | 8 | 500 | 2 | 15 | 25200 | 2 | 8 | 10210 | 2 | 19 | 8 | E | 9 | 8 | E | 9 | 16 | A | 7 | 8 | A | 7 | 59 | A | 7 | 1004 | E | 9 | 260 | A | 7 | 6.7 | A | 7 | 16100 | A | 7 | 1800 | A | 7 | 1.6 | E | 8 | 0.126 | F | 8 | 0.13 | F | 8 | -9900 | -9900 | ? | 0
2002-05-20 | 15:00 | 1051 | 1334 | 124 | 2 | 8 | 0 | 2 | 15 | 124 | 2 | 8 | 15600 | 2 | 8 | 0 | 2 | 15 | 15600 | 2 | 8 | 6530 | 2 | 19 | 10 | E | 9 | 9 | E | 9 | 12 | A | 7 | 8 | A | 7 | 76 | A | 7 | 1004 | E | 9 | 300 | A | 7 | 5.1 | A | 7 | 16100 | A | 7 | 1440 | A | 7 | 1.7 | E | 8 | 0.126 | F | 8 | 0.13 | F | 8 | -9900 | -9900 | ? | 0
2002-05-20 | 16:00 | 893 | 1334 | 138 | 2 | 8 | 0 | 2 | 15 | 138 | 2 | 8 | 16800 | 2 | 8 | 0 | 2 | 15 | 16800 | 2 | 8 | 6840 | 2 | 19 | 10 | E | 9 | 9 | E | 9 | 11 | A | 7 | 8 | A | 7 | 82 | A | 7 | 1004 | E | 9 | 300 | A | 7 | 4.1 | A | 7 | 16100 | A | 7 | 1440 | A | 7 | 1.8 | E | 8 | 0.126 | F | 8 | 0.13 | F | 8 | 0 | 1 | A | 7
2002-05-20 | 17:00 | 697 | 1334 | 240 | 2 | 8 | 25 | 2 | 15 | 226 | 2 | 8 | 27100 | 2 | 8 | 2200 | 2 | 15 | 25900 | 2 | 8 | 8840 | 2 | 19 | 10 | E | 9 | 9 | E | 9 | 12 | A | 7 | 8 | A | 7 | 76 | A | 7 | 1004 | E | 9 | 0 | A | 7 | 0 | A | 7 | 16100 | A | 7 | 1380 | A | 7 | 1.8 | E | 8 | 0.126 | F | 8 | 0.13 | F | 8 | 0 | 1 | A | 7
2002-05-20 | 18:00 | 476 | 1334 | 151 | 2 | 8 | 7 | 2 | 15 | 149 | 2 | 8 | 16900 | 2 | 8 | 500 | 2 | 15 | 16700 | 2 | 8 | 5330 | 2 | 19 | 9 | E | 9 | 8 | E | 9 | 13 | A | 7 | 8 | A | 7 | 72 | A | 7 | 1004 | E | 9 | 30 | A | 7 | 1.5 | A | 7 | 16100 | A | 7 | 77777 | A | 7 | 1.7 | E | 8 | 0.126 | F | 8 | 0.13 | F | 8 | -9900 | -9900 | ? | 0
2002-05-20 | 19:00 | 245 | 1334 | 66 | 2 | 8 | 0 | 2 | 15 | 66 | 2 | 8 | 7300 | 2 | 8 | 0 | 2 | 15 | 7300 | 2 | 8 | 2220 | 2 | 19 | 9 | E | 9 | 9 | E | 9 | 12 | A | 7 | 8 | A | 7 | 76 | A | 7 | 1004 | E | 9 | 100 | A | 7 | 3.1 | A | 7 | 16100 | A | 7 | 1800 | A | 7 | 1.6 | E | 8 | 0.126 | F | 8 | 0.13 | F | 8 | 0 | 3 | A | 7
2002-05-20 | 20:00 | 40 | 834 | 2 | 2 | 8 | 0 | 2 | 15 | 2 | 2 | 8 | 300 | 2 | 8 | 0 | 2 | 15 | 300 | 2 | 8 | 80 | 2 | 19 | 6 | E | 9 | 6 | E | 9 | 11 | A | 7 | 8 | A | 7 | 82 | A | 7 | 1004 | E | 9 | 0 | A | 7 | 0 | A | 7 | 16100 | A | 7 | 77777 | A | 7 | 1.6 | E | 8 | 0.126 | F | 8 | 0.13 | F | 8 | -9900 | -9900 | ? | 0
2002-05-20 | 21:00 | 0 | 0 | 0 | 2 | 0 | 0 | 2 | 0 | 0 | 2 | 0 | 0 | 2 | 0 | 0 | 2 | 0 | 0 | 2 | 0 | 0 | 2 | 0 | 2 | E | 9 | 2 | E | 9 | 10 | A | 7 | 8 | A | 7 | 87 | A | 7 | 1004 | E | 9 | 0 | A | 7 | 0 | A | 7 | 16100 | A | 7 | 77777 | A | 7 | 1.6 | E | 8 | 0.126 | F | 8 | 0.13 | F | 8 | -9900 | -9900 | ? | 0
2002-05-20 | 22:00 | 0 | 0 | 0 | 2 | 0 | 0 | 2 | 0 | 0 | 2 | 0 | 0 | 2 | 0 | 0 | 2 | 0 | 0 | 2 | 0 | 0 | 2 | 0 | 1 | E | 9 | 1 | E | 9 | 8 | A | 7 | 7 | A | 7 | 93 | A | 7 | 1004 | E | 9 | 0 | A | 7 | 0 | A | 7 | 16100 | A | 7 | 77777 | A | 7 | 1.6 | E | 8 | 0.126 | F | 8 | 0.13 | F | 8 | 0 | 6 | A | 7
2002-05-20 | 23:00 | 0 | 0 | 0 | 2 | 0 | 0 | 2 | 0 | 0 | 2 | 0 | 0 | 2 | 0 | 0 | 2 | 0 | 0 | 2 | 0 | 0 | 2 | 0 | 1 | E | 9 | 1 | E | 9 | 8 | A | 7 | 7 | A | 7 | 93 | A | 7 | 1004 | E | 9 | 0 | A | 7 | 0 | A | 7 | 9700 | A | 7 | 77777 | A | 7 | 1.6 | E | 8 | 0.126 | F | 8 | 0.13 | F | 8 | -9900 | -9900 | ? | 0
2002-05-20 | 24:00 | 0 | 0 | 0 | 2 | 0 | 0 | 2 | 0 | 0 | 2 | 0 | 0 | 2 | 0 | 0 | 2 | 0 | 0 | 2 | 0 | 0 | 2 | 0 | 7 | E | 9 | 7 | E | 9 | 7 | A | 7 | 4 | A | 7 | 81 | A | 7 | 1004 | E | 9 | 260 | A | 7 | 1.5 | A | 7 | 4800 | A | 7 | 77777 | A | 7 | 1.6 | E | 8 | 0.126 | F | 8 | 0.13 | F | 8 | -9900 | -9900 | ? | 0
2002-05-21 | 1:00 | 0 | 0 | 0 | 2 | 0 | 0 | 2 | 0 | 0 | 2 | 0 | 0 | 2 | 0 | 0 | 2 | 0 | 0 | 2 | 0 | 0 | 2 | 0 | 10 | E | 9 | 10 | E | 9 | 6 | A | 7 | 5 | A | 7 | 93 | A | 7 | 1004 | E | 9 | 0 | A | 7 | 0 | A | 7 | 800 | A | 7 | 30 | A | 7 | 1.5 | E | 8 | 0.126 | F | 8 | 0.13 | F | 8 | -9900 | -9900 | ? | 0
2002-05-21 | 2:00 | 0 | 0 | 0 | 2 | 0 | 0 | 2 | 0 | 0 | 2 | 0 | 0 | 2 | 0 | 0 | 2 | 0 | 0 | 2 | 0 | 0 | 2 | 0 | 10 | E | 9 | 10 | E | 9 | 7 | A | 7 | 6 | A | 7 | 93 | A | 7 | 1004 | E | 9 | 0 | A | 7 | 0 | A | 7 | 800 | A | 7 | 30 | A | 7 | 1.5 | E | 8 | 0.126 | F | 8 | 0.13 | F | 8 | -9900 | -9900 | ? | 0
2002-05-21 | 3:00 | 0 | 0 | 0 | 2 | 0 | 0 | 2 | 0 | 0 | 2 | 0 | 0 | 2 | 0 | 0 | 2 | 0 | 0 | 2 | 0 | 0 | 2 | 0 | 10 | E | 9 | 10 | E | 9 | 7 | A | 7 | 6 | A | 7 | 93 | A | 7 | 1004 | E | 9 | 0 | A | 7 | 0 | A | 7 | 8000 | A | 7 | 1380 | A | 7 | 1.5 | E | 8 | 0.126 | F | 8 | 0.13 | F | 8 | -9900 | -9900 | ? | 0
2002-05-21 | 4:00 | 0 | 0 | 0 | 2 | 0 | 0 | 2 | 0 | 0 | 2 | 0 | 0 | 2 | 0 | 0 | 2 | 0 | 0 | 2 | 0 | 0 | 2 | 0 | 10 | E | 9 | 10 | E | 9 | 8 | A | 7 | 6 | A | 7 | 87 | A | 7 | 1004 | E | 9 | 0 | A | 7 | 0 | A | 7 | 4800 | A | 7 | 30 | A | 7 | 1.5 | E | 8 | 0.126 | F | 8 | 0.13 | F | 8 | 1 | 24 | A | 7
2002-05-21 | 5:00 | 9 | 411 | 0 | 2 | 8 | 0 | 2 | 15 | 0 | 2 | 8 | 0 | 2 | 8 | 0 | 2 | 15 | 0 | 2 | 8 | 0 | 2 | 19 | 10 | E | 9 | 10 | E | 9 | 8 | A | 7 | 6 | A | 7 | 87 | A | 7 | 1004 | E | 9 | 0 | A | 7 | 0 | A | 7 | 2000 | A | 7 | 60 | A | 7 | 1.5 | E | 8 | 0.126 | F | 8 | 0.13 | F | 8 | -9900 | -9900 | ? | 0
2002-05-21 | 6:00 | 173 | 1334 | 67 | 2 | 8 | 187 | 2 | 15 | 43 | 2 | 8 | 7000 | 2 | 8 | 11100 | 2 | 15 | 5500 | 2 | 8 | 780 | 2 | 19 | 10 | E | 9 | 10 | E | 9 | 8 | A | 7 | 7 | A | 7 | 93 | A | 7 | 1004 | E | 9 | 240 | A | 7 | 1.5 | A | 7 | 400 | A | 7 | 30 | A | 7 | 1.5 | E | 8 | 0.126 | F | 8 | 0.13 | F | 8 | -9900 | -9900 | ? | 0
2002-05-21 | 7:00 | 403 | 1334 | 76 | 2 | 8 | 0 | 2 | 15 | 76 | 2 | 8 | 8800 | 2 | 8 | 0 | 2 | 15 | 8800 | 2 | 8 | 3040 | 2 | 19 | 10 | E | 9 | 10 | E | 9 | 9 | A | 7 | 7 | A | 7 | 87 | A | 7 | 1004 | E | 9 | 190 | A | 7 | 1.5 | A | 7 | 4000 | A | 7 | 30 | A | 7 | 1.5 | E | 8 | 0.126 | F | 8 | 0.13 | F | 8 | -9900 | -9900 | ? | 0
2002-05-21 | 8:00 | 629 | 1334 | 196 | 2 | 8 | 23 | 2 | 15 | 185 | 2 | 8 | 22200 | 2 | 8 | 1900 | 2 | 15 | 21400 | 2 | 8 | 7270 | 2 | 19 | 10 | E | 9 | 10 | E | 9 | 11 | A | 7 | 9 | A | 7 | 87 | A | 7 | 1004 | E | 9 | 190 | A | 7 | 2.1 | A | 7 | 16100 | A | 7 | 1800 | A | 7 | 1.5 | E | 8 | 0.126 | F | 8 | 0.13 | F | 8 | -9900 | -9900 | ? | 0
2002-05-21 | 9:00 | 835 | 1334 | 311 | 2 | 8 | 35 | 2 | 15 | 289 | 2 | 8 | 34200 | 2 | 8 | 3600 | 2 | 15 | 32000 | 2 | 8 | 9450 | 2 | 19 | 8 | E | 9 | 8 | E | 9 | 13 | A | 7 | 8 | A | 7 | 72 | A | 7 | 1004 | E | 9 | 0 | A | 7 | 0 | A | 7 | 16100 | A | 7 | 1050 | A | 7 | 1.5 | E | 8 | 0.126 | F | 8 | 0.13 | F | 8 | -9900 | -9900 | ? | 0
2002-05-21 | 10:00 | 1006 | 1334 | 349 | 2 | 8 | 30 | 2 | 15 | 327 | 2 | 8 | 38600 | 2 | 8 | 3100 | 2 | 15 | 36200 | 2 | 8 | 12390 | 2 | 19 | 8 | E | 9 | 8 | E | 9 | 14 | A | 7 | 8 | A | 7 | 67 | A | 7 | 1004 | E | 9 | 200 | A | 7 | 1.5 | A | 7 | 16100 | A | 7 | 1500 | A | 7 | 1.4 | E | 8 | 0.126 | F | 8 | 0.13 | F | 8 | -9900 | -9900 | ? | 0
2002-05-21 | 11:00 | 1131 | 1334 | 402 | 2 | 8 | 30 | 2 | 15 | 377 | 2 | 8 | 44400 | 2 | 8 | 3100 | 2 | 15 | 41800 | 2 | 8 | 16310 | 2 | 19 | 10 | E | 9 | 10 | E | 9 | 13 | A | 7 | 8 | A | 7 | 72 | A | 7 | 1004 | E | 9 | 250 | A | 7 | 6.2 | A | 7 | 16100 | A | 7 | 990 | A | 7 | 1.5 | E | 8 | 0.126 | F | 8 | 0.13 | F | 8 | -9900 | -9900 | ? | 0
2002-05-21 | 12:00 | 1200 | 1334 | 539 | 2 | 8 | 132 | 2 | 15 | 420 | 2 | 8 | 59400 | 2 | 8 | 14100 | 2 | 15 | 46700 | 2 | 8 | 20040 | 2 | 19 | 8 | E | 9 | 8 | E | 9 | 16 | A | 7 | 8 | A | 7 | 59 | A | 7 | 1004 | E | 9 | 260 | A | 7 | 4.6 | A | 7 | 16100 | A | 7 | 1800 | A | 7 | 1.5 | E | 8 | 0.126 | F | 8 | 0.13 | F | 8 | -9900 | -9900 | ? | 0
2002-05-21 | 13:00 | 1210 | 1334 | 684 | 2 | 8 | 283 | 2 | 15 | 427 | 2 | 8 | 74700 | 2 | 8 | 30700 | 2 | 15 | 46800 | 2 | 8 | 22140 | 2 | 19 | 4 | E | 9 | 4 | E | 9 | 16 | A | 7 | 8 | A | 7 | 59 | A | 7 | 1004 | E | 9 | 230 | A | 7 | 4.6 | A | 7 | 16100 | A | 7 | 77777 | A | 7 | 1.5 | E | 8 | 0.126 | F | 8 | 0.13 | F | 8 | -9900 | -9900 | ? | 0
2002-05-21 | 14:00 | 1160 | 1334 | 656 | 2 | 8 | 266 | 2 | 15 | 424 | 2 | 8 | 71200 | 2 | 8 | 28900 | 2 | 15 | 46100 | 2 | 8 | 18840 | 2 | 19 | 8 | E | 9 | 8 | E | 9 | 17 | A | 7 | 9 | A | 7 | 59 | A | 7 | 1004 | E | 9 | 240 | A | 7 | 6.7 | A | 7 | 16100 | A | 7 | 1500 | A | 7 | 1.5 | E | 8 | 0.126 | F | 8 | 0.13 | F | 8 | 0 | 1 | A | 7
2002-05-21 | 15:00 | 1053 | 1334 | 268 | 2 | 8 | 24 | 2 | 15 | 249 | 2 | 8 | 29700 | 2 | 8 | 2400 | 2 | 15 | 27700 | 2 | 8 | 10320 | 2 | 19 | 8 | E | 9 | 8 | E | 9 | 16 | A | 7 | 7 | A | 7 | 55 | A | 7 | 1004 | E | 9 | 260 | A | 7 | 6.2 | A | 7 | 16100 | A | 7 | 1500 | A | 7 | 1.5 | E | 8 | 0.126 | F | 8 | 0.13 | F | 8 | -9900 | -9900 | ? | 0
2002-05-21 | 16:00 | 896 | 1334 | 600 | 2 | 8 | 524 | 2 | 15 | 247 | 2 | 8 | 63500 | 2 | 8 | 54100 | 2 | 15 | 27100 | 2 | 8 | 6580 | 2 | 19 | 10 | E | 9 | 10 | E | 9 | 15 | A | 7 | 7 | A | 7 | 59 | A | 7 | 1004 | E | 9 | 250 | A | 7 | 6.7 | A | 7 | 16100 | A | 7 | 1440 | A | 7 | 1.5 | E | 8 | 0.126 | F | 8 | 0.13 | F | 8 | 0 | 6 | A | 7
2002-05-21 | 17:00 | 700 | 1334 | 471 | 2 | 8 | 632 | 2 | 15 | 139 | 2 | 8 | 49000 | 2 | 8 | 62300 | 2 | 15 | 16300 | 2 | 8 | 2960 | 2 | 19 | 8 | E | 9 | 8 | E | 9 | 17 | A | 7 | 6 | A | 7 | 48 | A | 7 | 1004 | E | 9 | 270 | A | 7 | 5.1 | A | 7 | 16100 | A | 7 | 1230 | A | 7 | 1.5 | E | 8 | 0.126 | F | 8 | 0.13 | F | 8 | -9900 | -9900 | ? | 0
2002-05-21 | 18:00 | 479 | 1334 | 293 | 2 | 8 | 471 | 2 | 15 | 123 | 2 | 8 | 30500 | 2 | 8 | 43900 | 2 | 15 | 14800 | 2 | 8 | 2370 | 2 | 19 | 10 | E | 9 | 10 | E | 9 | 15 | A | 7 | 6 | A | 7 | 55 | A | 7 | 1004 | E | 9 | 230 | A | 7 | 3.1 | A | 7 | 16100 | A | 7 | 1290 | A | 7 | 1.5 | E | 8 | 0.126 | F | 8 | 0.13 | F | 8 | -9900 | -9900 | ? | 0
2002-05-21 | 19:00 | 248 | 1334 | 162 | 2 | 8 | 245 | 2 | 15 | 117 | 2 | 8 | 16400 | 2 | 8 | 17400 | 2 | 15 | 13200 | 2 | 8 | 2570 | 2 | 19 | 10 | E | 9 | 10 | E | 9 | 13 | A | 7 | 6 | A | 7 | 62 | A | 7 | 1004 | E | 9 | 230 | A | 7 | 2.6 | A | 7 | 16100 | A | 7 | 1500 | A | 7 | 1.5 | E | 8 | 0.126 | F | 8 | 0.13 | F | 8 | -9900 | -9900 | ? | 0
2002-05-21 | 20:00 | 42 | 856 | 5 | 2 | 8 | 64 | 2 | 15 | 3 | 2 | 8 | 800 | 2 | 8 | 3400 | 2 | 15 | 600 | 2 | 8 | 80 | 2 | 19 | 8 | E | 9 | 8 | E | 9 | 12 | A | 7 | 5 | A | 7 | 62 | A | 7 | 1004 | E | 9 | 230 | A | 7 | 3.1 | A | 7 | 16100 | A | 7 | 1500 | A | 7 | 1.5 | E | 8 | 0.126 | F | 8 | 0.13 | F | 8 | -9900 | -9900 | ? | 0
2002-05-21 | 21:00 | 0 | 0 | 0 | 2 | 0 | 0 | 2 | 0 | 0 | 2 | 0 | 0 | 2 | 0 | 0 | 2 | 0 | 0 | 2 | 0 | 0 | 2 | 0 | 8 | E | 9 | 8 | E | 9 | 11 | A | 7 | 5 | A | 7 | 66 | A | 7 | 1004 | E | 9 | 240 | A | 7 | 3.6 | A | 7 | 16100 | A | 7 | 1500 | A | 7 | 1.4 | E | 8 | 0.126 | F | 8 | 0.13 | F | 8 | -9900 | -9900 | ? | 0
2002-05-21 | 22:00 | 0 | 0 | 0 | 2 | 0 | 0 | 2 | 0 | 0 | 2 | 0 | 0 | 2 | 0 | 0 | 2 | 0 | 0 | 2 | 0 | 0 | 2 | 0 | 8 | E | 9 | 8 | E | 9 | 9 | A | 7 | 6 | A | 7 | 81 | A | 7 | 1004 | E | 9 | 200 | A | 7 | 3.1 | A | 7 | 16100 | A | 7 | 1800 | A | 7 | 1.4 | E | 8 | 0.126 | F | 8 | 0.13 | F | 8 | -9900 | -9900 | ? | 0
2002-05-21 | 23:00 | 0 | 0 | 0 | 2 | 0 | 0 | 2 | 0 | 0 | 2 | 0 | 0 | 2 | 0 | 0 | 2 | 0 | 0 | 2 | 0 | 0 | 2 | 0 | 10 | E | 9 | 10 | E | 9 | 9 | A | 7 | 6 | A | 7 | 81 | A | 7 | 1004 | E | 9 | 180 | A | 7 | 3.6 | A | 7 | 16100 | A | 7 | 1800 | A | 7 | 1.4 | E | 8 | 0.126 | F | 8 | 0.13 | F | 8 | -9900 | -9900 | ? | 0
2002-05-21 | 24:00 | 0 | 0 | 0 | 2 | 0 | 0 | 2 | 0 | 0 | 2 | 0 | 0 | 2 | 0 | 0 | 2 | 0 | 0 | 2 | 0 | 0 | 2 | 0 | 8 | E | 9 | 8 | E | 9 | 8 | A | 7 | 6 | A | 7 | 87 | A | 7 | 1004 | E | 9 | 0 | A | 7 | 0 | A | 7 | 16100 | A | 7 | 2100 | A | 7 | 1.4 | E | 8 | 0.126 | F | 8 | 0.13 | F | 8 | -9900 | -9900 | ? | 0
2002-05-22 | 1:00 | 0 | 0 | 0 | 2 | 0 | 0 | 2 | 0 | 0 | 2 | 0 | 0 | 2 | 0 | 0 | 2 | 0 | 0 | 2 | 0 | 0 | 2 | 0 | 8 | E | 9 | 8 | E | 9 | 8 | A | 7 | 6 | A | 7 | 87 | A | 7 | 1004 | E | 9 | 200 | A | 7 | 2.6 | A | 7 | 16100 | A | 7 | 2400 | A | 7 | 1.4 | E | 8 | 0.126 | F | 8 | 0.13 | F | 8 | -9900 | -9900 | ? | 0
2002-05-22 | 2:00 | 0 | 0 | 0 | 2 | 0 | 0 | 2 | 0 | 0 | 2 | 0 | 0 | 2 | 0 | 0 | 2 | 0 | 0 | 2 | 0 | 0 | 2 | 0 | 8 | E | 9 | 8 | E | 9 | 8 | A | 7 | 6 | A | 7 | 87 | A | 7 | 1004 | E | 9 | 220 | A | 7 | 2.6 | A | 7 | 16100 | A | 7 | 1500 | A | 7 | 1.3 | E | 8 | 0.126 | F | 8 | 0.13 | F | 8 | -9900 | -9900 | ? | 0
2002-05-22 | 3:00 | 0 | 0 | 0 | 2 | 0 | 0 | 2 | 0 | 0 | 2 | 0 | 0 | 2 | 0 | 0 | 2 | 0 | 0 | 2 | 0 | 0 | 2 | 0 | 10 | E | 9 | 10 | E | 9 | 9 | A | 7 | 6 | A | 7 | 81 | A | 7 | 1004 | E | 9 | 190 | A | 7 | 2.1 | A | 7 | 16100 | A | 7 | 1380 | A | 7 | 1.3 | E | 8 | 0.126 | F | 8 | 0.13 | F | 8 | -9900 | -9900 | ? | 0
2002-05-22 | 4:00 | 0 | 0 | 0 | 2 | 0 | 0 | 2 | 0 | 0 | 2 | 0 | 0 | 2 | 0 | 0 | 2 | 0 | 0 | 2 | 0 | 0 | 2 | 0 | 10 | E | 9 | 10 | E | 9 | 9 | A | 7 | 6 | A | 7 | 81 | A | 7 | 1004 | E | 9 | 180 | A | 7 | 4.1 | A | 7 | 16100 | A | 7 | 1290 | A | 7 | 1.2 | E | 8 | 0.126 | F | 8 | 0.13 | F | 8 | 0 | 1 | A | 7
2002-05-22 | 5:00 | 10 | 433 | 0 | 2 | 8 | 0 | 2 | 15 | 0 | 2 | 8 | 0 | 2 | 8 | 0 | 2 | 15 | 0 | 2 | 8 | 0 | 2 | 19 | 10 | E | 9 | 10 | A | 7 | 9 | A | 7 | 6 | A | 7 | 81 | A | 7 | 1004 | E | 9 | 180 | A | 7 | 2.1 | A | 7 | 16100 | A | 7 | 1110 | A | 7 | 1.3 | E | 8 | 0.126 | F | 8 | 0.13 | F | 8 | -9900 | -9900 | ? | 0
2002-05-22 | 6:00 | 175 | 1333 | 35 | 2 | 8 | 9 | 2 | 15 | 34 | 2 | 8 | 4000 | 2 | 8 | 0 | 2 | 15 | 4000 | 2 | 8 | 1220 | 2 | 19 | 10 | E | 9 | 10 | E | 9 | 9 | A | 7 | 6 | A | 7 | 81 | A | 7 | 1004 | E | 9 | 160 | A | 7 | 1.5 | A | 7 | 16100 | A | 7 | 990 | A | 7 | 1.3 | E | 8 | 0.126 | F | 8 | 0.13 | F | 8 | -9900 | -9900 | ? | 0
2002-05-22 | 7:00 | 405 | 1333 | 55 | 2 | 8 | 0 | 2 | 15 | 55 | 2 | 8 | 6500 | 2 | 8 | 0 | 2 | 15 | 6500 | 2 | 8 | 2330 | 2 | 19 | 10 | E | 9 | 10 | E | 9 | 10 | A | 7 | 7 | A | 7 | 82 | A | 7 | 1004 | E | 9 | 190 | A | 7 | 3.1 | A | 7 | 16100 | A | 7 | 1080 | A | 7 | 1.3 | E | 8 | 0.126 | F | 8 | 0.13 | F | 8 | -9900 | -9900 | ? | 0
2002-05-22 | 8:00 | 631 | 1333 | 142 | 2 | 8 | 0 | 2 | 15 | 142 | 2 | 8 | 16500 | 2 | 8 | 0 | 2 | 15 | 16500 | 2 | 8 | 6020 | 2 | 19 | 10 | E | 9 | 10 | E | 9 | 11 | A | 7 | 7 | A | 7 | 76 | A | 7 | 1004 | E | 9 | 190 | A | 7 | 3.6 | A | 7 | 16100 | A | 7 | 1080 | A | 7 | 1.3 | E | 8 | 0.126 | F | 8 | 0.13 | F | 8 | -9900 | -9900 | ? | 0
2002-05-22 | 9:00 | 837 | 1333 | 227 | 2 | 8 | 12 | 2 | 15 | 220 | 2 | 8 | 26500 | 2 | 8 | 1000 | 2 | 15 | 25800 | 2 | 8 | 9680 | 2 | 19 | 10 | E | 9 | 10 | E | 9 | 12 | A | 7 | 7 | A | 7 | 71 | A | 7 | 1004 | E | 9 | 190 | A | 7 | 3.1 | A | 7 | 16100 | A | 7 | 1350 | A | 7 | 1.3 | E | 8 | 0.126 | F | 8 | 0.13 | F | 8 | -9900 | -9900 | ? | 0
2002-05-22 | 10:00 | 1008 | 1333 | 510 | 2 | 8 | 237 | 2 | 15 | 330 | 2 | 8 | 55300 | 2 | 8 | 25600 | 2 | 15 | 35900 | 2 | 8 | 10540 | 2 | 19 | 8 | E | 9 | 8 | E | 9 | 13 | A | 7 | 8 | A | 7 | 72 | A | 7 | 1004 | E | 9 | 160 | A | 7 | 4.1 | A | 7 | 16100 | A | 7 | 1380 | A | 7 | 1.3 | E | 8 | 0.126 | F | 8 | 0.13 | F | 8 | -9900 | -9900 | ? | 0
2002-05-22 | 11:00 | 1132 | 1333 | 201 | 2 | 8 | 6 | 2 | 15 | 196 | 2 | 8 | 24700 | 2 | 8 | 500 | 2 | 15 | 24300 | 2 | 8 | 9870 | 2 | 19 | 10 | E | 9 | 10 | E | 9 | 10 | A | 7 | 6 | A | 7 | 76 | A | 7 | 1004 | E | 9 | 320 | A | 7 | 1.5 | A | 7 | 4800 | A | 7 | 630 | A | 7 | 1.4 | E | 8 | 0.126 | F | 8 | 0.13 | F | 8 | 3 | 1 | A | 7
2002-05-22 | 12:00 | 1202 | 1333 | 219 | 2 | 8 | 0 | 2 | 15 | 219 | 2 | 8 | 26900 | 2 | 8 | 0 | 2 | 15 | 26900 | 2 | 8 | 10940 | 2 | 19 | 4 | E | 9 | 4 | E | 9 | 14 | A | 7 | 9 | A | 7 | 72 | A | 7 | 1004 | E | 9 | 0 | A | 7 | 0 | A | 7 | 16100 | A | 7 | 77777 | A | 7 | 1.4 | E | 8 | 0.126 | F | 8 | 0.13 | F | 8 | 1 | 1 | A | 7
2002-05-22 | 13:00 | 1212 | 1333 | 354 | 2 | 8 | 30 | 2 | 15 | 327 | 2 | 8 | 39200 | 2 | 8 | 3100 | 2 | 15 | 36500 | 2 | 8 | 16600 | 2 | 19 | 8 | E | 9 | 8 | E | 9 | 14 | A | 7 | 8 | A | 7 | 67 | A | 7 | 1004 | E | 9 | 190 | A | 7 | 3.1 | A | 7 | 16100 | A | 7 | 1500 | A | 7 | 1.5 | E | 8 | 0.126 | F | 8 | 0.13 | F | 8 | 5 | 3 | A | 7
2002-05-22 | 14:00 | 1161 | 1333 | 687 | 2 | 8 | 315 | 2 | 15 | 412 | 2 | 8 | 74800 | 2 | 8 | 34200 | 2 | 15 | 44900 | 2 | 8 | 18340 | 2 | 19 | 8 | E | 9 | 8 | E | 9 | 15 | A | 7 | 8 | A | 7 | 63 | A | 7 | 1004 | E | 9 | 240 | A | 7 | 2.6 | A | 7 | 16100 | A | 7 | 1260 | A | 7 | 1.5 | E | 8 | 0.126 | F | 8 | 0.13 | F | 8 | -9900 | -9900 | ? | 0
2002-05-22 | 15:00 | 1054 | 1333 | 674 | 2 | 8 | 427 | 2 | 15 | 336 | 2 | 8 | 70900 | 2 | 8 | 44400 | 2 | 15 | 35800 | 2 | 8 | 11980 | 2 | 19 | 8 | E | 9 | 8 | E | 9 | 16 | A | 7 | 6 | A | 7 | 51 | A | 7 | 1004 | E | 9 | 320 | A | 7 | 2.6 | A | 7 | 16100 | A | 7 | 1500 | A | 7 | 1.5 | E | 8 | 0.126 | F | 8 | 0.13 | F | 8 | -9900 | -9900 | ? | 0
2002-05-22 | 16:00 | 898 | 1333 | 317 | 2 | 8 | 56 | 2 | 15 | 279 | 2 | 8 | 34900 | 2 | 8 | 5700 | 2 | 15 | 31100 | 2 | 8 | 9750 | 2 | 19 | 8 | E | 9 | 8 | E | 9 | 17 | A | 7 | 6 | A | 7 | 48 | A | 7 | 1004 | E | 9 | 270 | A | 7 | 2.6 | A | 7 | 16100 | A | 7 | 1500 | A | 7 | 1.5 | E | 8 | 0.126 | F | 8 | 0.13 | F | 8 | 5 | 6 | A | 7
2002-05-22 | 17:00 | 702 | 1333 | 194 | 2 | 8 | 6 | 2 | 15 | 191 | 2 | 8 | 22300 | 2 | 8 | 500 | 2 | 15 | 22100 | 2 | 8 | 7930 | 2 | 19 | 8 | E | 9 | 8 | E | 9 | 17 | A | 7 | 6 | A | 7 | 48 | A | 7 | 1004 | E | 9 | 300 | A | 7 | 5.1 | A | 7 | 16100 | A | 7 | 1800 | A | 7 | 1.5 | E | 8 | 0.126 | F | 8 | 0.13 | F | 8 | -9900 | -9900 | ? | 0
2002-05-22 | 18:00 | 482 | 1333 | 186 | 2 | 8 | 81 | 2 | 15 | 156 | 2 | 8 | 20300 | 2 | 8 | 7700 | 2 | 15 | 17500 | 2 | 8 | 4190 | 2 | 19 | 10 | E | 9 | 10 | E | 9 | 16 | A | 7 | 6 | A | 7 | 51 | A | 7 | 1004 | E | 9 | 320 | A | 7 | 3.6 | A | 7 | 16100 | A | 7 | 1800 | A | 7 | 1.5 | E | 8 | 0.126 | F | 8 | 0.13 | F | 8 | -9900 | -9900 | ? | 0
2002-05-22 | 19:00 | 251 | 1333 | 143 | 2 | 8 | 174 | 2 | 15 | 110 | 2 | 8 | 15100 | 2 | 8 | 13000 | 2 | 15 | 12600 | 2 | 8 | 2360 | 2 | 19 | 4 | E | 9 | 4 | E | 9 | 16 | A | 7 | 6 | A | 7 | 51 | A | 7 | 1004 | E | 9 | 310 | A | 7 | 3.6 | A | 7 | 16100 | A | 7 | 77777 | A | 7 | 1.6 | E | 8 | 0.126 | F | 8 | 0.13 | F | 8 | -9900 | -9900 | ? | 0
2002-05-22 | 20:00 | 44 | 878 | 5 | 2 | 8 | 48 | 2 | 15 | 4 | 2 | 8 | 700 | 2 | 8 | 2200 | 2 | 15 | 600 | 2 | 8 | 80 | 2 | 19 | 8 | E | 9 | 8 | E | 9 | 12 | A | 7 | 5 | A | 7 | 62 | A | 7 | 1004 | E | 9 | 300 | A | 7 | 3.6 | A | 7 | 16100 | A | 7 | 1500 | A | 7 | 1.5 | E | 8 | 0.126 | F | 8 | 0.13 | F | 8 | -9900 | -9900 | ? | 0
2002-05-22 | 21:00 | 0 | 0 | 0 | 2 | 0 | 0 | 2 | 0 | 0 | 2 | 0 | 0 | 2 | 0 | 0 | 2 | 0 | 0 | 2 | 0 | 0 | 2 | 0 | 0 | E | 9 | 0 | E | 9 | 10 | A | 7 | 5 | A | 7 | 71 | A | 7 | 1004 | E | 9 | 300 | A | 7 | 3.1 | A | 7 | 16100 | A | 7 | 77777 | A | 7 | 1.4 | E | 8 | 0.126 | F | 8 | 0.13 | F | 8 | -9900 | -9900 | ? | 0
2002-05-22 | 22:00 | 0 | 0 | 0 | 2 | 0 | 0 | 2 | 0 | 0 | 2 | 0 | 0 | 2 | 0 | 0 | 2 | 0 | 0 | 2 | 0 | 0 | 2 | 0 | 8 | E | 9 | 8 | E | 9 | 9 | A | 7 | 5 | A | 7 | 76 | A | 7 | 1004 | E | 9 | 310 | A | 7 | 2.1 | A | 7 | 16100 | A | 7 | 1020 | A | 7 | 1.4 | E | 8 | 0.126 | F | 8 | 0.13 | F | 8 | -9900 | -9900 | ? | 0
2002-05-22 | 23:00 | 0 | 0 | 0 | 2 | 0 | 0 | 2 | 0 | 0 | 2 | 0 | 0 | 2 | 0 | 0 | 2 | 0 | 0 | 2 | 0 | 0 | 2 | 0 | 0 | E | 9 | 0 | E | 9 | 8 | A | 7 | 5 | A | 7 | 81 | A | 7 | 1004 | E | 9 | 290 | A | 7 | 3.1 | A | 7 | 16100 | A | 7 | 77777 | A | 7 | 1.3 | E | 8 | 0.126 | F | 8 | 0.13 | F | 8 | -9900 | -9900 | ? | 0
2002-05-22 | 24:00 | 0 | 0 | 0 | 2 | 0 | 0 | 2 | 0 | 0 | 2 | 0 | 0 | 2 | 0 | 0 | 2 | 0 | 0 | 2 | 0 | 0 | 2 | 0 | 3 | E | 9 | 3 | E | 9 | 7 | A | 7 | 4 | A | 7 | 81 | A | 7 | 1004 | E | 9 | 300 | A | 7 | 1.5 | A | 7 | 16100 | A | 7 | 77777 | A | 7 | 1.3 | E | 8 | 0.126 | F | 8 | 0.13 | F | 8 | -9900 | -9900 | ? | 0
2002-05-23 | 1:00 | 0 | 0 | 0 | 2 | 0 | 0 | 2 | 0 | 0 | 2 | 0 | 0 | 2 | 0 | 0 | 2 | 0 | 0 | 2 | 0 | 0 | 2 | 0 | 0 | E | 9 | 0 | E | 9 | 7 | A | 7 | 4 | A | 7 | 81 | A | 7 | 1004 | E | 9 | 0 | A | 7 | 0 | A | 7 | 16100 | A | 7 | 77777 | A | 7 | 1.3 | E | 8 | 0.126 | F | 8 | 0.13 | F | 8 | -9900 | -9900 | ? | 0
2002-05-23 | 2:00 | 0 | 0 | 0 | 2 | 0 | 0 | 2 | 0 | 0 | 2 | 0 | 0 | 2 | 0 | 0 | 2 | 0 | 0 | 2 | 0 | 0 | 2 | 0 | 0 | E | 9 | 0 | E | 9 | 4 | A | 7 | 2 | A | 7 | 87 | A | 7 | 1004 | E | 9 | 300 | A | 7 | 1.5 | A | 7 | 16100 | A | 7 | 77777 | A | 7 | 1.2 | E | 8 | 0.126 | F | 8 | 0.13 | F | 8 | -9900 | -9900 | ? | 0
2002-05-23 | 3:00 | 0 | 0 | 0 | 2 | 0 | 0 | 2 | 0 | 0 | 2 | 0 | 0 | 2 | 0 | 0 | 2 | 0 | 0 | 2 | 0 | 0 | 2 | 0 | 0 | E | 9 | 0 | E | 9 | 3 | A | 7 | 2 | A | 7 | 93 | A | 7 | 1004 | E | 9 | 280 | A | 7 | 2.1 | A | 7 | 16100 | A | 7 | 77777 | A | 7 | 1.2 | E | 8 | 0.126 | F | 8 | 0.13 | F | 8 | -9900 | -9900 | ? | 0
2002-05-23 | 4:00 | 0 | 0 | 0 | 2 | 0 | 0 | 2 | 0 | 0 | 2 | 0 | 0 | 2 | 0 | 0 | 2 | 0 | 0 | 2 | 0 | 0 | 2 | 0 | 0 | E | 9 | 0 | E | 9 | 3 | A | 7 | 2 | A | 7 | 93 | A | 7 | 1004 | E | 9 | 280 | A | 7 | 2.1 | A | 7 | 16100 | A | 7 | 77777 | A | 7 | 1.1 | E | 8 | 0.126 | F | 8 | 0.13 | F | 8 | 5 | 24 | A | 7
2002-05-23 | 5:00 | 11 | 455 | 0 | 2 | 8 | 0 | 2 | 15 | 0 | 2 | 8 | 0 | 2 | 8 | 0 | 2 | 15 | 0 | 2 | 8 | 0 | 2 | 19 | 0 | E | 9 | 0 | E | 9 | 3 | A | 7 | 2 | A | 7 | 93 | A | 7 | 1004 | E | 9 | 0 | A | 7 | 0 | A | 7 | 16100 | A | 7 | 77777 | A | 7 | 1.2 | E | 8 | 0.126 | F | 8 | 0.13 | F | 8 | -9900 | -9900 | ? | 0
2002-05-23 | 6:00 | 178 | 1332 | 74 | 2 | 8 | 347 | 2 | 15 | 28 | 2 | 8 | 7700 | 2 | 8 | 22600 | 2 | 15 | 4700 | 2 | 8 | 520 | 2 | 19 | 0 | E | 9 | 0 | E | 9 | 5 | A | 7 | 3 | A | 7 | 87 | A | 7 | 1004 | E | 9 | 0 | A | 7 | 0 | A | 7 | 16100 | A | 7 | 77777 | A | 7 | 1.2 | E | 8 | 0.126 | F | 8 | 0.13 | F | 8 | -9900 | -9900 | ? | 0
2002-05-23 | 7:00 | 408 | 1332 | 242 | 2 | 8 | 572 | 2 | 15 | 67 | 2 | 8 | 25200 | 2 | 8 | 51000 | 2 | 15 | 9600 | 2 | 8 | 1280 | 2 | 19 | 0 | E | 9 | 0 | E | 9 | 7 | A | 7 | 4 | A | 7 | 81 | A | 7 | 1004 | E | 9 | 0 | A | 7 | 0 | A | 7 | 16100 | A | 7 | 77777 | A | 7 | 1.2 | E | 8 | 0.126 | F | 8 | 0.13 | F | 8 | -9900 | -9900 | ? | 0
2002-05-23 | 8:00 | 633 | 1332 | 422 | 2 | 8 | 688 | 2 | 15 | 95 | 2 | 8 | 44700 | 2 | 8 | 67800 | 2 | 15 | 12500 | 2 | 8 | 2020 | 2 | 19 | 0 | E | 9 | 0 | E | 9 | 11 | A | 7 | 6 | A | 7 | 71 | A | 7 | 1004 | E | 9 | 0 | A | 7 | 0 | A | 7 | 16100 | A | 7 | 77777 | A | 7 | 1.2 | E | 8 | 0.126 | F | 8 | 0.13 | F | 8 | -9900 | -9900 | ? | 0
2002-05-23 | 9:00 | 839 | 1332 | 576 | 2 | 8 | 656 | 2 | 15 | 163 | 2 | 8 | 60500 | 2 | 8 | 65900 | 2 | 15 | 18900 | 2 | 8 | 3980 | 2 | 19 | 0 | E | 9 | 0 | E | 9 | 13 | A | 7 | 7 | A | 7 | 67 | A | 7 | 1004 | E | 9 | 10 | A | 7 | 3.1 | A | 7 | 16100 | A | 7 | 77777 | A | 7 | 1.3 | E | 8 | 0.126 | F | 8 | 0.13 | F | 8 | -9900 | -9900 | ? | 0
2002-05-23 | 10:00 | 1009 | 1332 | 731 | 2 | 8 | 757 | 2 | 15 | 157 | 2 | 8 | 76000 | 2 | 8 | 75700 | 2 | 15 | 18500 | 2 | 8 | 4500 | 2 | 19 | 3 | E | 9 | 3 | E | 9 | 16 | A | 7 | 8 | A | 7 | 59 | A | 7 | 1004 | E | 9 | 60 | A | 7 | 2.6 | A | 7 | 14500 | A | 7 | 77777 | A | 7 | 1.3 | E | 8 | 0.126 | F | 8 | 0.13 | F | 8 | -9900 | -9900 | ? | 0
2002-05-23 | 11:00 | 1134 | 1332 | 850 | 2 | 8 | 733 | 2 | 15 | 226 | 2 | 8 | 90200 | 2 | 8 | 74600 | 2 | 15 | 26600 | 2 | 8 | 9590 | 2 | 19 | 0 | E | 9 | 0 | E | 9 | 17 | A | 7 | 7 | A | 7 | 52 | A | 7 | 1004 | E | 9 | 70 | A | 7 | 2.1 | A | 7 | 14500 | A | 7 | 77777 | A | 7 | 1.4 | E | 8 | 0.126 | F | 8 | 0.13 | F | 8 | -9900 | -9900 | ? | 0
2002-05-23 | 12:00 | 1203 | 1332 | 652 | 2 | 8 | 317 | 2 | 15 | 365 | 2 | 8 | 72000 | 2 | 8 | 34500 | 2 | 15 | 40800 | 2 | 8 | 18230 | 2 | 19 | 8 | E | 9 | 8 | E | 9 | 17 | A | 7 | 6 | A | 7 | 48 | A | 7 | 1004 | E | 9 | 50 | A | 7 | 2.6 | A | 7 | 12900 | A | 7 | 1170 | A | 7 | 1.4 | E | 8 | 0.126 | F | 8 | 0.13 | F | 8 | -9900 | -9900 | ? | 0
2002-05-23 | 13:00 | 1213 | 1332 | 946 | 2 | 8 | 794 | 2 | 15 | 222 | 2 | 8 | 101300 | 2 | 8 | 81200 | 2 | 15 | 27100 | 2 | 8 | 12530 | 2 | 19 | 0 | E | 9 | 0 | E | 9 | 18 | A | 7 | 6 | A | 7 | 45 | A | 7 | 1004 | E | 9 | 10 | A | 7 | 1.5 | A | 7 | 16100 | A | 7 | 77777 | A | 7 | 1.4 | E | 8 | 0.126 | F | 8 | 0.13 | F | 8 | -9900 | -9900 | ? | 0
2002-05-23 | 14:00 | 1163 | 1332 | 889 | 2 | 8 | 810 | 2 | 15 | 180 | 2 | 8 | 92800 | 2 | 8 | 81300 | 2 | 15 | 21700 | 2 | 8 | 7690 | 2 | 19 | 0 | E | 9 | 0 | E | 9 | 19 | A | 7 | 7 | A | 7 | 46 | A | 7 | 1004 | E | 9 | 50 | A | 7 | 2.6 | A | 7 | 11300 | A | 7 | 77777 | A | 7 | 1.4 | E | 8 | 0.126 | F | 8 | 0.13 | F | 8 | -9900 | -9900 | ? | 0
2002-05-23 | 15:00 | 1056 | 1332 | 785 | 2 | 8 | 810 | 2 | 15 | 142 | 2 | 8 | 83000 | 2 | 8 | 81700 | 2 | 15 | 18100 | 2 | 8 | 4690 | 2 | 19 | 0 | E | 9 | 0 | E | 9 | 20 | A | 7 | 7 | A | 7 | 43 | A | 7 | 1004 | E | 9 | 70 | A | 7 | 4.6 | A | 7 | 14500 | A | 7 | 77777 | A | 7 | 1.3 | E | 8 | 0.126 | F | 8 | 0.13 | F | 8 | -9900 | -9900 | ? | 0
2002-05-23 | 16:00 | 900 | 1332 | 668 | 2 | 8 | 802 | 2 | 15 | 125 | 2 | 8 | 69900 | 2 | 8 | 80300 | 2 | 15 | 15600 | 2 | 8 | 3140 | 2 | 19 | 0 | E | 9 | 0 | E | 9 | 21 | A | 7 | 6 | A | 7 | 38 | A | 7 | 1004 | E | 9 | 60 | A | 7 | 4.6 | A | 7 | 16100 | A | 7 | 77777 | A | 7 | 1.3 | E | 8 | 0.126 | F | 8 | 0.13 | F | 8 | -9900 | -9900 | ? | 0
2002-05-23 | 17:00 | 705 | 1332 | 500 | 2 | 8 | 726 | 2 | 15 | 115 | 2 | 8 | 52700 | 2 | 8 | 72300 | 2 | 15 | 14400 | 2 | 8 | 2540 | 2 | 19 | 0 | E | 9 | 0 | E | 9 | 21 | A | 7 | 6 | A | 7 | 38 | A | 7 | 1004 | E | 9 | 60 | A | 7 | 4.1 | A | 7 | 14500 | A | 7 | 77777 | A | 7 | 1.3 | E | 8 | 0.126 | F | 8 | 0.13 | F | 8 | -9900 | -9900 | ? | 0
2002-05-23 | 18:00 | 485 | 1332 | 326 | 2 | 8 | 624 | 2 | 15 | 99 | 2 | 8 | 33600 | 2 | 8 | 57500 | 2 | 15 | 12600 | 2 | 8 | 1860 | 2 | 19 | 0 | B | 8 | 0 | B | 8 | 19.7 | B | 8 | 6.6 | B | 8 | 42 | A | 7 | 1004 | E | 9 | 50 | B | 8 | 3.4 | B | 8 | -9900 | ? | 0 | 77777 | B | 8 | 1.4 | E | 8 | 0.126 | F | 8 | 0.13 | F | 8 | -9900 | -9900 | ? | 0
2002-05-23 | 19:00 | 254 | 1332 | 155 | 2 | 8 | 292 | 2 | 15 | 100 | 2 | 8 | 16000 | 2 | 8 | 21200 | 2 | 15 | 11900 | 2 | 8 | 2080 | 2 | 19 | 0 | E | 9 | 0 | E | 9 | 18 | A | 7 | 7 | A | 7 | 49 | A | 7 | 1004 | E | 9 | 40 | A | 7 | 2.6 | A | 7 | 16100 | A | 7 | 77777 | A | 7 | 1.4 | E | 8 | 0.126 | F | 8 | 0.13 | F | 8 | -9900 | -9900 | ? | 0
2002-05-23 | 20:00 | 46 | 899 | 6 | 2 | 8 | 83 | 2 | 15 | 4 | 2 | 8 | 1000 | 2 | 8 | 4500 | 2 | 15 | 700 | 2 | 8 | 110 | 2 | 19 | 0 | E | 9 | 0 | E | 9 | 15 | A | 7 | 7 | A | 7 | 59 | A | 7 | 1004 | E | 9 | 340 | A | 7 | 2.1 | A | 7 | 16100 | A | 7 | 77777 | A | 7 | 1.5 | E | 8 | 0.126 | F | 8 | 0.13 | F | 8 | -9900 | -9900 | ? | 0
2002-05-23 | 21:00 | 0 | 0 | 0 | 2 | 0 | 0 | 2 | 0 | 0 | 2 | 0 | 0 | 2 | 0 | 0 | 2 | 0 | 0 | 2 | 0 | 0 | 2 | 0 | 0 | E | 9 | 0 | E | 9 | 12 | A | 7 | 7 | A | 7 | 71 | A | 7 | 1004 | E | 9 | 310 | A | 7 | 2.1 | A | 7 | 16100 | A | 7 | 77777 | A | 7 | 1.5 | E | 8 | 0.126 | F | 8 | 0.13 | F | 8 | -9900 | -9900 | ? | 0
2002-05-23 | 22:00 | 0 | 0 | 0 | 2 | 0 | 0 | 2 | 0 | 0 | 2 | 0 | 0 | 2 | 0 | 0 | 2 | 0 | 0 | 2 | 0 | 0 | 2 | 0 | 0 | E | 9 | 0 | E | 9 | 11 | A | 7 | 7 | A | 7 | 76 | A | 7 | 1004 | E | 9 | 300 | A | 7 | 3.1 | A | 7 | 16100 | A | 7 | 77777 | A | 7 | 1.5 | E | 8 | 0.126 | F | 8 | 0.13 | F | 8 | -9900 | -9900 | ? | 0
2002-05-23 | 23:00 | 0 | 0 | 0 | 2 | 0 | 0 | 2 | 0 | 0 | 2 | 0 | 0 | 2 | 0 | 0 | 2 | 0 | 0 | 2 | 0 | 0 | 2 | 0 | 0 | E | 9 | 0 | E | 9 | 10 | A | 7 | 6 | A | 7 | 76 | A | 7 | 1004 | E | 9 | 300 | A | 7 | 3.1 | A | 7 | 16100 | A | 7 | 77777 | A | 7 | 1.6 | E | 8 | 0.126 | F | 8 | 0.13 | F | 8 | -9900 | -9900 | ? | 0
2002-05-23 | 24:00 | 0 | 0 | 0 | 2 | 0 | 0 | 2 | 0 | 0 | 2 | 0 | 0 | 2 | 0 | 0 | 2 | 0 | 0 | 2 | 0 | 0 | 2 | 0 | 8 | E | 9 | 7 | E | 9 | 9 | A | 7 | 6 | A | 7 | 81 | A | 7 | 1004 | E | 9 | 300 | A | 7 | 3.1 | A | 7 | 16100 | A | 7 | 77777 | A | 7 | 1.6 | E | 8 | 0.126 | F | 8 | 0.13 | F | 8 | -9900 | -9900 | ? | 0
2002-05-24 | 1:00 | 0 | 0 | 0 | 2 | 0 | 0 | 2 | 0 | 0 | 2 | 0 | 0 | 2 | 0 | 0 | 2 | 0 | 0 | 2 | 0 | 0 | 2 | 0 | 10 | E | 9 | 9 | E | 9 | 8 | A | 7 | 6 | A | 7 | 87 | A | 7 | 1004 | E | 9 | 300 | A | 7 | 3.1 | A | 7 | 16100 | A | 7 | 77777 | A | 7 | 1.6 | E | 8 | 0.126 | F | 8 | 0.13 | F | 8 | -9900 | -9900 | ? | 0
2002-05-24 | 2:00 | 0 | 0 | 0 | 2 | 0 | 0 | 2 | 0 | 0 | 2 | 0 | 0 | 2 | 0 | 0 | 2 | 0 | 0 | 2 | 0 | 0 | 2 | 0 | 8 | E | 9 | 8 | E | 9 | 8 | A | 7 | 5 | A | 7 | 81 | A | 7 | 1004 | E | 9 | 300 | A | 7 | 2.6 | A | 7 | 16100 | A | 7 | 77777 | A | 7 | 1.6 | E | 8 | 0.126 | F | 8 | 0.13 | F | 8 | -9900 | -9900 | ? | 0
2002-05-24 | 3:00 | 0 | 0 | 0 | 2 | 0 | 0 | 2 | 0 | 0 | 2 | 0 | 0 | 2 | 0 | 0 | 2 | 0 | 0 | 2 | 0 | 0 | 2 | 0 | 6 | E | 9 | 6 | E | 9 | 8 | A | 7 | 5 | A | 7 | 81 | A | 7 | 1004 | E | 9 | 310 | A | 7 | 1.5 | A | 7 | 16100 | A | 7 | 77777 | A | 7 | 1.6 | E | 8 | 0.126 | F | 8 | 0.13 | F | 8 | -9900 | -9900 | ? | 0
2002-05-24 | 4:00 | 0 | 0 | 0 | 2 | 0 | 0 | 2 | 0 | 0 | 2 | 0 | 0 | 2 | 0 | 0 | 2 | 0 | 0 | 2 | 0 | 0 | 2 | 0 | 5 | E | 9 | 5 | E | 9 | 7 | A | 7 | 4 | A | 7 | 81 | A | 7 | 1004 | E | 9 | 0 | A | 7 | 0 | A | 7 | 16100 | A | 7 | 77777 | A | 7 | 1.5 | E | 8 | 0.126 | F | 8 | 0.13 | F | 8 | -9900 | -9900 | ? | 0
2002-05-24 | 5:00 | 12 | 477 | 0 | 2 | 8 | 0 | 2 | 15 | 0 | 2 | 8 | 0 | 2 | 8 | 0 | 2 | 15 | 0 | 2 | 8 | 0 | 2 | 19 | 10 | E | 9 | 9 | E | 9 | 7 | A | 7 | 4 | A | 7 | 81 | A | 7 | 1004 | E | 9 | 0 | A | 7 | 0 | A | 7 | 16100 | A | 7 | 77777 | A | 7 | 1.6 | E | 8 | 0.126 | F | 8 | 0.13 | F | 8 | -9900 | -9900 | ? | 0
2002-05-24 | 6:00 | 181 | 1332 | 72 | 2 | 8 | 299 | 2 | 15 | 32 | 2 | 8 | 7400 | 2 | 8 | 19400 | 2 | 15 | 4800 | 2 | 8 | 580 | 2 | 19 | 10 | E | 9 | 9 | E | 9 | 7 | A | 7 | 5 | A | 7 | 87 | A | 7 | 1004 | E | 9 | 0 | A | 7 | 0 | A | 7 | 16100 | A | 7 | 77777 | A | 7 | 1.6 | E | 8 | 0.126 | F | 8 | 0.13 | F | 8 | -9900 | -9900 | ? | 0
2002-05-24 | 7:00 | 410 | 1332 | 213 | 2 | 8 | 382 | 2 | 15 | 96 | 2 | 8 | 22500 | 2 | 8 | 34100 | 2 | 15 | 12000 | 2 | 8 | 1790 | 2 | 19 | 8 | E | 9 | 8 | E | 9 | 11 | A | 7 | 7 | A | 7 | 76 | A | 7 | 1004 | E | 9 | 0 | A | 7 | 0 | A | 7 | 16100 | A | 7 | 77777 | A | 7 | 1.6 | E | 8 | 0.126 | F | 8 | 0.13 | F | 8 | -9900 | -9900 | ? | 0
2002-05-24 | 8:00 | 635 | 1332 | 359 | 2 | 8 | 373 | 2 | 15 | 181 | 2 | 8 | 38600 | 2 | 8 | 38400 | 2 | 15 | 20300 | 2 | 8 | 3960 | 2 | 19 | 9 | E | 9 | 9 | E | 9 | 13 | A | 7 | 8 | A | 7 | 72 | A | 7 | 1004 | E | 9 | 40 | A | 7 | 1.5 | A | 7 | 16100 | A | 7 | 77777 | A | 7 | 1.7 | E | 8 | 0.126 | F | 8 | 0.13 | F | 8 | -9900 | -9900 | ? | 0
2002-05-24 | 9:00 | 840 | 1332 | 433 | 2 | 8 | 217 | 2 | 15 | 297 | 2 | 8 | 47300 | 2 | 8 | 22800 | 2 | 15 | 32900 | 2 | 8 | 8280 | 2 | 19 | 10 | E | 9 | 9 | E | 9 | 15 | A | 7 | 7 | A | 7 | 59 | A | 7 | 1004 | E | 9 | 30 | A | 7 | 2.1 | A | 7 | 16100 | A | 7 | 77777 | A | 7 | 1.7 | E | 8 | 0.126 | F | 8 | 0.13 | F | 8 | -9900 | -9900 | ? | 0
2002-05-24 | 10:00 | 1011 | 1332 | 576 | 2 | 8 | 314 | 2 | 15 | 338 | 2 | 8 | 62500 | 2 | 8 | 33900 | 2 | 15 | 36700 | 2 | 8 | 10890 | 2 | 19 | 10 | E | 9 | 8 | E | 9 | 16 | A | 7 | 7 | A | 7 | 55 | A | 7 | 1004 | E | 9 | 30 | A | 7 | 2.1 | A | 7 | 16100 | A | 7 | 77777 | A | 7 | 1.8 | E | 8 | 0.126 | F | 8 | 0.13 | F | 8 | -9900 | -9900 | ? | 0
2002-05-24 | 11:00 | 1135 | 1332 | 845 | 2 | 8 | 715 | 2 | 15 | 234 | 2 | 8 | 89300 | 2 | 8 | 72600 | 2 | 15 | 27300 | 2 | 8 | 9950 | 2 | 19 | 10 | E | 9 | 9 | E | 9 | 18 | A | 7 | 8 | A | 7 | 52 | A | 7 | 1004 | E | 9 | 40 | A | 7 | 2.6 | A | 7 | 16100 | A | 7 | 77777 | A | 7 | 1.8 | E | 8 | 0.126 | F | 8 | 0.13 | F | 8 | -9900 | -9900 | ? | 0
2002-05-24 | 12:00 | 1204 | 1332 | 930 | 2 | 8 | 838 | 2 | 15 | 171 | 2 | 8 | 98300 | 2 | 8 | 84600 | 2 | 15 | 21600 | 2 | 8 | 8710 | 2 | 19 | 3 | E | 9 | 3 | E | 9 | 20 | A | 7 | 8 | A | 7 | 46 | A | 7 | 1004 | E | 9 | 80 | A | 7 | 2.6 | A | 7 | 14500 | A | 7 | 77777 | A | 7 | 1.9 | E | 8 | 0.126 | F | 8 | 0.13 | F | 8 | -9900 | -9900 | ? | 0
2002-05-24 | 13:00 | 1214 | 1332 | 928 | 2 | 8 | 836 | 2 | 15 | 164 | 2 | 8 | 98600 | 2 | 8 | 84600 | 2 | 15 | 21300 | 2 | 8 | 8800 | 2 | 19 | 0 | E | 9 | 0 | E | 9 | 21 | A | 7 | 8 | A | 7 | 43 | A | 7 | 1004 | E | 9 | 0 | A | 7 | 0 | A | 7 | 16100 | A | 7 | 77777 | A | 7 | 1.9 | E | 8 | 0.126 | F | 8 | 0.13 | F | 8 | -9900 | -9900 | ? | 0
2002-05-24 | 14:00 | 1164 | 1332 | 895 | 2 | 8 | 853 | 2 | 15 | 148 | 2 | 8 | 95600 | 2 | 8 | 86500 | 2 | 15 | 19800 | 2 | 8 | 6640 | 2 | 19 | 0 | E | 9 | 0 | E | 9 | 23 | A | 7 | 9 | A | 7 | 41 | A | 7 | 1004 | E | 9 | 50 | A | 7 | 2.6 | A | 7 | 12900 | A | 7 | 77777 | A | 7 | 1.9 | E | 8 | 0.126 | F | 8 | 0.13 | F | 8 | -9900 | -9900 | ? | 0
2002-05-24 | 15:00 | 1058 | 1332 | 798 | 2 | 8 | 829 | 2 | 15 | 139 | 2 | 8 | 84600 | 2 | 8 | 83700 | 2 | 15 | 18000 | 2 | 8 | 4640 | 2 | 19 | 0 | E | 9 | 0 | E | 9 | 24 | A | 7 | 8 | A | 7 | 36 | A | 7 | 1004 | E | 9 | 70 | A | 7 | 2.1 | A | 7 | 12900 | A | 7 | 77777 | A | 7 | 1.8 | E | 8 | 0.126 | F | 8 | 0.13 | F | 8 | -9900 | -9900 | ? | 0
2002-05-24 | 16:00 | 902 | 1332 | 660 | 2 | 8 | 771 | 2 | 15 | 137 | 2 | 8 | 68500 | 2 | 8 | 76900 | 2 | 15 | 16300 | 2 | 8 | 3340 | 2 | 19 | 0 | E | 9 | 0 | E | 9 | 24 | A | 7 | 8 | A | 7 | 36 | A | 7 | 1004 | E | 9 | 70 | A | 7 | 1.5 | A | 7 | 14500 | A | 7 | 77777 | A | 7 | 1.7 | E | 8 | 0.126 | F | 8 | 0.13 | F | 8 | -9900 | -9900 | ? | 0
2002-05-24 | 17:00 | 707 | 1332 | 499 | 2 | 8 | 720 | 2 | 15 | 116 | 2 | 8 | 52700 | 2 | 8 | 71700 | 2 | 15 | 14500 | 2 | 8 | 2570 | 2 | 19 | 0 | B | 8 | 0 | B | 8 | 24 | B | 8 | 8.3 | B | 8 | 37 | A | 7 | 1004 | E | 9 | 50 | B | 8 | 1.5 | B | 8 | -9900 | ? | 0 | 77777 | B | 8 | 1.7 | E | 8 | 0.126 | F | 8 | 0.13 | F | 8 | -9900 | -9900 | ? | 0
2002-05-24 | 18:00 | 487 | 1332 | 325 | 2 | 8 | 603 | 2 | 15 | 104 | 2 | 8 | 33300 | 2 | 8 | 55500 | 2 | 15 | 13000 | 2 | 8 | 1940 | 2 | 19 | 0 | B | 8 | 0 | B | 8 | 23.7 | B | 8 | 8.7 | B | 8 | 38 | A | 7 | 1004 | E | 9 | 40 | B | 8 | 1.5 | B | 8 | -9900 | ? | 0 | 77777 | A | 7 | 1.8 | E | 8 | 0.126 | F | 8 | 0.13 | F | 8 | -9900 | -9900 | ? | 0
2002-05-24 | 19:00 | 258 | 1332 | 153 | 2 | 8 | 290 | 2 | 15 | 96 | 2 | 8 | 15700 | 2 | 8 | 21200 | 2 | 15 | 11600 | 2 | 8 | 1970 | 2 | 19 | 0 | E | 9 | 0 | E | 9 | 23 | A | 7 | 9 | A | 7 | 41 | A | 7 | 1004 | E | 9 | 20 | A | 7 | 1.5 | A | 7 | 16100 | A | 7 | 77777 | A | 7 | 1.8 | E | 8 | 0.126 | F | 8 | 0.13 | F | 8 | -9900 | -9900 | ? | 0
2002-05-24 | 20:00 | 48 | 921 | 7 | 2 | 8 | 86 | 2 | 15 | 4 | 2 | 8 | 1000 | 2 | 8 | 4700 | 2 | 15 | 800 | 2 | 8 | 110 | 2 | 19 | 2 | B | 8 | 2 | B | 8 | 19.5 | B | 8 | 8.4 | B | 8 | 49 | A | 7 | 1004 | E | 9 | 350 | B | 8 | 2.6 | B | 8 | -9900 | ? | 0 | 77777 | A | 7 | 1.9 | E | 8 | 0.126 | F | 8 | 0.13 | F | 8 | -9900 | -9900 | ? | 0
2002-05-24 | 21:00 | 0 | 0 | 0 | 2 | 0 | 0 | 2 | 0 | 0 | 2 | 0 | 0 | 2 | 0 | 0 | 2 | 0 | 0 | 2 | 0 | 0 | 2 | 0 | 4 | E | 9 | 4 | E | 9 | 17 | A | 7 | 8 | A | 7 | 55 | A | 7 | 1004 | E | 9 | 310 | A | 7 | 3.6 | A | 7 | 16100 | A | 7 | 77777 | A | 7 | 1.9 | E | 8 | 0.126 | F | 8 | 0.13 | F | 8 | -9900 | -9900 | ? | 0
2002-05-24 | 22:00 | 0 | 0 | 0 | 2 | 0 | 0 | 2 | 0 | 0 | 2 | 0 | 0 | 2 | 0 | 0 | 2 | 0 | 0 | 2 | 0 | 0 | 2 | 0 | 4 | E | 9 | 4 | E | 9 | 17 | A | 7 | 7 | A | 7 | 52 | A | 7 | 1004 | E | 9 | 310 | A | 7 | 3.1 | A | 7 | 16100 | A | 7 | 77777 | A | 7 | 1.9 | E | 8 | 0.126 | F | 8 | 0.13 | F | 8 | -9900 | -9900 | ? | 0
2002-05-24 | 23:00 | 0 | 0 | 0 | 2 | 0 | 0 | 2 | 0 | 0 | 2 | 0 | 0 | 2 | 0 | 0 | 2 | 0 | 0 | 2 | 0 | 0 | 2 | 0 | 10 | E | 9 | 9 | E | 9 | 17 | A | 7 | 6 | A | 7 | 48 | A | 7 | 1004 | E | 9 | 310 | A | 7 | 3.6 | A | 7 | 16100 | A | 7 | 77777 | A | 7 | 2 | E | 8 | 0.126 | F | 8 | 0.13 | F | 8 | -9900 | -9900 | ? | 0
2002-05-24 | 24:00 | 0 | 0 | 0 | 2 | 0 | 0 | 2 | 0 | 0 | 2 | 0 | 0 | 2 | 0 | 0 | 2 | 0 | 0 | 2 | 0 | 0 | 2 | 0 | 9 | E | 9 | 9 | E | 9 | 16 | A | 7 | 7 | A | 7 | 55 | A | 7 | 1004 | E | 9 | 300 | A | 7 | 2.1 | A | 7 | 16100 | A | 7 | 77777 | A | 7 | 2 | E | 8 | 0.126 | F | 8 | 0.13 | F | 8 | -9900 | -9900 | ? | 0
2002-05-25 | 1:00 | 0 | 0 | 0 | 2 | 0 | 0 | 2 | 0 | 0 | 2 | 0 | 0 | 2 | 0 | 0 | 2 | 0 | 0 | 2 | 0 | 0 | 2 | 0 | 9 | B | 8 | 8 | B | 8 | 14.5 | B | 8 | 7 | B | 8 | 61 | A | 7 | 1004 | E | 9 | 320 | B | 8 | 1.4 | B | 8 | -9900 | ? | 0 | 77777 | A | 7 | 2.1 | E | 8 | 0.126 | F | 8 | 0.13 | F | 8 | -9900 | -9900 | ? | 0
2002-05-25 | 2:00 | 0 | 0 | 0 | 2 | 0 | 0 | 2 | 0 | 0 | 2 | 0 | 0 | 2 | 0 | 0 | 2 | 0 | 0 | 2 | 0 | 0 | 2 | 0 | 8 | B | 8 | 8 | B | 8 | 13.3 | B | 8 | 7 | B | 8 | 66 | A | 7 | 1004 | E | 9 | 340 | B | 8 | 0.7 | B | 8 | -9900 | ? | 0 | 77777 | A | 7 | 2.1 | E | 8 | 0.126 | F | 8 | 0.13 | F | 8 | -9900 | -9900 | ? | 0
2002-05-25 | 3:00 | 0 | 0 | 0 | 2 | 0 | 0 | 2 | 0 | 0 | 2 | 0 | 0 | 2 | 0 | 0 | 2 | 0 | 0 | 2 | 0 | 0 | 2 | 0 | 8 | E | 9 | 8 | E | 9 | 12 | A | 7 | 7 | A | 7 | 71 | A | 7 | 1004 | E | 9 | 0 | A | 7 | 0 | A | 7 | 16100 | A | 7 | 77777 | A | 7 | 2.2 | E | 8 | 0.126 | F | 8 | 0.13 | F | 8 | -9900 | -9900 | ? | 0
2002-05-25 | 4:00 | 0 | 0 | 0 | 2 | 0 | 0 | 2 | 0 | 0 | 2 | 0 | 0 | 2 | 0 | 0 | 2 | 0 | 0 | 2 | 0 | 0 | 2 | 0 | 10 | E | 9 | 9 | E | 9 | 13 | A | 7 | 7 | A | 7 | 67 | A | 7 | 1004 | E | 9 | 310 | A | 7 | 2.1 | A | 7 | 16100 | A | 7 | 77777 | A | 7 | 2.2 | E | 8 | 0.126 | F | 8 | 0.13 | F | 8 | -9900 | -9900 | ? | 0
2002-05-25 | 5:00 | 13 | 499 | 0 | 2 | 8 | 0 | 2 | 15 | 0 | 2 | 8 | 0 | 2 | 8 | 0 | 2 | 15 | 0 | 2 | 8 | 0 | 2 | 19 | 10 | E | 9 | 9 | E | 9 | 12 | A | 7 | 8 | A | 7 | 76 | A | 7 | 1004 | E | 9 | 170 | A | 7 | 2.6 | A | 7 | 16100 | A | 7 | 77777 | A | 7 | 2.3 | E | 8 | 0.126 | F | 8 | 0.13 | F | 8 | -9900 | -9900 | ? | 0
2002-05-25 | 6:00 | 183 | 1331 | 56 | 2 | 8 | 82 | 2 | 15 | 45 | 2 | 8 | 6200 | 2 | 8 | 5400 | 2 | 15 | 5400 | 2 | 8 | 950 | 2 | 19 | 10 | E | 9 | 9 | E | 9 | 13 | A | 7 | 9 | A | 7 | 77 | A | 7 | 1004 | E | 9 | 0 | A | 7 | 0 | A | 7 | 14500 | A | 7 | 77777 | A | 7 | 2.4 | E | 8 | 0.126 | F | 8 | 0.13 | F | 8 | -9900 | -9900 | ? | 0
2002-05-25 | 7:00 | 412 | 1331 | 167 | 2 | 8 | 104 | 2 | 15 | 134 | 2 | 8 | 18000 | 2 | 8 | 9500 | 2 | 15 | 15000 | 2 | 8 | 3010 | 2 | 19 | 9 | E | 9 | 9 | E | 9 | 14 | A | 7 | 9 | A | 7 | 72 | A | 7 | 1004 | E | 9 | 0 | A | 7 | 0 | A | 7 | 16100 | A | 7 | 77777 | A | 7 | 2.5 | E | 8 | 0.126 | F | 8 | 0.13 | F | 8 | -9900 | -9900 | ? | 0
2002-05-25 | 8:00 | 637 | 1331 | 251 | 2 | 8 | 63 | 2 | 15 | 221 | 2 | 8 | 27600 | 2 | 8 | 6300 | 2 | 15 | 24600 | 2 | 8 | 6380 | 2 | 19 | 10 | E | 9 | 9 | E | 9 | 16 | A | 7 | 9 | A | 7 | 63 | A | 7 | 1004 | E | 9 | 0 | A | 7 | 0 | A | 7 | 16100 | A | 7 | 77777 | A | 7 | 2.6 | E | 8 | 0.126 | F | 8 | 0.13 | F | 8 | -9900 | -9900 | ? | 0
2002-05-25 | 9:00 | 842 | 1331 | 375 | 2 | 8 | 129 | 2 | 15 | 294 | 2 | 8 | 41000 | 2 | 8 | 13500 | 2 | 15 | 32400 | 2 | 8 | 8210 | 2 | 19 | 10 | E | 9 | 9 | E | 9 | 18 | A | 7 | 9 | A | 7 | 56 | A | 7 | 1004 | E | 9 | 20 | A | 7 | 2.6 | A | 7 | 16100 | A | 7 | 77777 | A | 7 | 2.6 | E | 8 | 0.126 | F | 8 | 0.13 | F | 8 | -9900 | -9900 | ? | 0
2002-05-25 | 10:00 | 1012 | 1331 | 665 | 2 | 8 | 539 | 2 | 15 | 255 | 2 | 8 | 71600 | 2 | 8 | 56200 | 2 | 15 | 28800 | 2 | 8 | 8190 | 2 | 19 | 9 | B | 8 | 8 | B | 8 | 19.7 | B | 8 | 9.3 | B | 8 | 51 | A | 7 | 1004 | E | 9 | 40 | B | 8 | 2.2 | B | 8 | -9900 | ? | 0 | 77777 | B | 8 | 2.7 | E | 8 | 0.126 | F | 8 | 0.13 | F | 8 | -9900 | -9900 | ? | 0
2002-05-25 | 11:00 | 1136 | 1331 | 781 | 2 | 8 | 566 | 2 | 15 | 298 | 2 | 8 | 84300 | 2 | 8 | 59200 | 2 | 15 | 33700 | 2 | 8 | 13000 | 2 | 19 | 7 | B | 8 | 7 | B | 8 | 21.3 | B | 8 | 9.7 | B | 8 | 47 | A | 7 | 1004 | E | 9 | 60 | B | 8 | 1.9 | B | 8 | -9900 | ? | 0 | 77777 | A | 7 | 2.7 | E | 8 | 0.126 | F | 8 | 0.13 | F | 8 | -9900 | -9900 | ? | 0
2002-05-25 | 12:00 | 1206 | 1331 | 883 | 2 | 8 | 659 | 2 | 15 | 285 | 2 | 8 | 92700 | 2 | 8 | 66500 | 2 | 15 | 32400 | 2 | 8 | 15360 | 2 | 19 | 6 | E | 9 | 6 | E | 9 | 23 | A | 7 | 10 | A | 7 | 44 | A | 7 | 1004 | E | 9 | 80 | A | 7 | 1.5 | A | 7 | 8000 | A | 7 | 77777 | A | 7 | 2.8 | E | 8 | 0.126 | F | 8 | 0.13 | F | 8 | -9900 | -9900 | ? | 0
2002-05-25 | 13:00 | 1216 | 1331 | 702 | 2 | 8 | 295 | 2 | 15 | 432 | 2 | 8 | 76700 | 2 | 8 | 32000 | 2 | 15 | 47300 | 2 | 8 | 23010 | 2 | 19 | 9 | E | 9 | 9 | E | 9 | 21.1 | E | 9 | 9.3 | E | 9 | 47 | A | 7 | 1004 | E | 9 | 20 | E | 9 | 0.5 | E | 9 | -9900 | ? | 0 | 77777 | A | 7 | 2.8 | E | 8 | 0.126 | F | 8 | 0.13 | F | 8 | -9900 | -9900 | ? | 0
2002-05-25 | 14:00 | 1166 | 1331 | 819 | 2 | 8 | 581 | 2 | 15 | 309 | 2 | 8 | 88300 | 2 | 8 | 60800 | 2 | 15 | 35000 | 2 | 8 | 14850 | 2 | 19 | 10 | E | 9 | 10 | E | 9 | 19 | E | 9 | 8.7 | E | 9 | 51 | A | 7 | 1004 | E | 9 | 20 | E | 9 | 0.4 | E | 9 | -9900 | ? | 0 | 77777 | A | 7 | 2.7 | E | 8 | 0.126 | F | 8 | 0.13 | F | 8 | -9900 | -9900 | ? | 0
2002-05-25 | 15:00 | 1060 | 1331 | 739 | 2 | 8 | 652 | 2 | 15 | 219 | 2 | 8 | 77900 | 2 | 8 | 66100 | 2 | 15 | 25200 | 2 | 8 | 7650 | 2 | 19 | 10 | E | 9 | 10 | E | 9 | 18.7 | E | 9 | 8.1 | E | 9 | 50 | A | 7 | 1004 | E | 9 | 20 | E | 9 | 3.8 | E | 9 | -9900 | ? | 0 | 77777 | A | 7 | 2.6 | E | 8 | 0.126 | F | 8 | 0.13 | F | 8 | -9900 | -9900 | ? | 0
2002-05-25 | 16:00 | 904 | 1331 | 639 | 2 | 8 | 610 | 2 | 15 | 224 | 2 | 8 | 68500 | 2 | 8 | 63200 | 2 | 15 | 25500 | 2 | 8 | 6000 | 2 | 19 | 10 | E | 9 | 10 | E | 9 | 18.6 | E | 9 | 7.6 | E | 9 | 49 | A | 7 | 1004 | E | 9 | 350 | E | 9 | 2.8 | E | 9 | -9900 | ? | 0 | 77777 | B | 8 | 2.5 | E | 8 | 0.126 | F | 8 | 0.13 | F | 8 | -9900 | -9900 | ? | 0
2002-05-25 | 17:00 | 710 | 1331 | 372 | 2 | 8 | 233 | 2 | 15 | 247 | 2 | 8 | 40300 | 2 | 8 | 24000 | 2 | 15 | 27500 | 2 | 8 | 6300 | 2 | 19 | 10 | E | 9 | 9 | E | 9 | 17.6 | E | 9 | 7 | E | 9 | 50 | A | 7 | 1004 | E | 9 | 10 | E | 9 | 3.5 | E | 9 | -9900 | ? | 0 | 77777 | A | 7 | 2.5 | E | 8 | 0.126 | F | 8 | 0.13 | F | 8 | -9900 | -9900 | ? | 0
2002-05-25 | 18:00 | 490 | 1331 | 323 | 2 | 8 | 422 | 2 | 15 | 168 | 2 | 8 | 34000 | 2 | 8 | 40700 | 2 | 15 | 19000 | 2 | 8 | 3590 | 2 | 19 | 9 | E | 9 | 9 | E | 9 | 16.1 | E | 9 | 6.2 | E | 9 | 52 | A | 7 | 1004 | E | 9 | 350 | E | 9 | 2.6 | E | 9 | -9900 | ? | 0 | 77777 | A | 7 | 2.6 | E | 8 | 0.126 | F | 8 | 0.13 | F | 8 | -9900 | -9900 | ? | 0
2002-05-25 | 19:00 | 261 | 1331 | 120 | 2 | 8 | 102 | 2 | 15 | 100 | 2 | 8 | 12800 | 2 | 8 | 7800 | 2 | 15 | 11300 | 2 | 8 | 2150 | 2 | 19 | 8 | E | 9 | 8 | E | 9 | 14.7 | E | 9 | 5.4 | E | 9 | 54 | A | 7 | 1004 | E | 9 | 10 | E | 9 | 2.1 | E | 9 | -9900 | ? | 0 | 77777 | A | 7 | 2.6 | E | 8 | 0.126 | F | 8 | 0.13 | F | 8 | -9900 | -9900 | ? | 0
2002-05-25 | 20:00 | 51 | 943 | 6 | 2 | 8 | 31 | 2 | 15 | 5 | 2 | 8 | 800 | 2 | 8 | 1200 | 2 | 15 | 700 | 2 | 8 | 80 | 2 | 19 | 6 | E | 9 | 6 | E | 9 | 12.2 | E | 9 | 3.6 | E | 9 | 56 | A | 7 | 1004 | E | 9 | 10 | E | 9 | 1.7 | E | 9 | -9900 | ? | 0 | 77777 | A | 7 | 2.6 | E | 8 | 0.126 | F | 8 | 0.13 | F | 8 | -9900 | -9900 | ? | 0
2002-05-25 | 21:00 | 0 | 0 | 0 | 2 | 0 | 0 | 2 | 0 | 0 | 2 | 0 | 0 | 2 | 0 | 0 | 2 | 0 | 0 | 2 | 0 | 0 | 2 | 0 | 4 | E | 9 | 3 | E | 9 | 7.7 | E | 9 | 3.8 | E | 9 | 76 | A | 7 | 1004 | E | 9 | 360 | E | 9 | 1.2 | E | 9 | -9900 | ? | 0 | 77777 | A | 7 | 2.7 | E | 8 | 0.126 | F | 8 | 0.13 | F | 8 | -9900 | -9900 | ? | 0
2002-05-25 | 22:00 | 0 | 0 | 0 | 2 | 0 | 0 | 2 | 0 | 0 | 2 | 0 | 0 | 2 | 0 | 0 | 2 | 0 | 0 | 2 | 0 | 0 | 2 | 0 | 2 | E | 9 | 1 | E | 9 | 6.3 | E | 9 | 3 | E | 9 | 79 | A | 7 | 1004 | E | 9 | 70 | E | 9 | 0.8 | E | 9 | -9900 | ? | 0 | 77777 | B | 8 | 2.7 | E | 8 | 0.126 | F | 8 | 0.13 | F | 8 | -9900 | -9900 | ? | 0
2002-05-25 | 23:00 | 0 | 0 | 0 | 2 | 0 | 0 | 2 | 0 | 0 | 2 | 0 | 0 | 2 | 0 | 0 | 2 | 0 | 0 | 2 | 0 | 0 | 2 | 0 | 2 | E | 9 | 1 | E | 9 | 5.8 | E | 9 | 2.3 | E | 9 | 78 | A | 7 | 1004 | E | 9 | 0 | E | 9 | 0 | E | 9 | -9900 | ? | 0 | 77777 | A | 7 | 2.7 | E | 8 | 0.126 | F | 8 | 0.13 | F | 8 | -9900 | -9900 | ? | 0
2002-05-25 | 24:00 | 0 | 0 | 0 | 2 | 0 | 0 | 2 | 0 | 0 | 2 | 0 | 0 | 2 | 0 | 0 | 2 | 0 | 0 | 2 | 0 | 0 | 2 | 0 | 1 | E | 9 | 1 | E | 9 | 3.3 | E | 9 | 1.4 | E | 9 | 87 | A | 7 | 1004 | E | 9 | 310 | E | 9 | 0.3 | E | 9 | -9900 | ? | 0 | 77777 | A | 7 | 2.7 | E | 8 | 0.126 | F | 8 | 0.13 | F | 8 | -9900 | -9900 | ? | 0
2002-05-26 | 1:00 | 0 | 0 | 0 | 2 | 0 | 0 | 2 | 0 | 0 | 2 | 0 | 0 | 2 | 0 | 0 | 2 | 0 | 0 | 2 | 0 | 0 | 2 | 0 | 2 | E | 9 | 1 | E | 9 | 5.7 | E | 9 | 0.2 | E | 9 | 68 | A | 7 | 1004 | E | 9 | 170 | E | 9 | 0.4 | E | 9 | -9900 | ? | 0 | 77777 | A | 7 | 2.7 | E | 8 | 0.126 | F | 8 | 0.13 | F | 8 | -9900 | -9900 | ? | 0
2002-05-26 | 2:00 | 0 | 0 | 0 | 2 | 0 | 0 | 2 | 0 | 0 | 2 | 0 | 0 | 2 | 0 | 0 | 2 | 0 | 0 | 2 | 0 | 0 | 2 | 0 | 2 | E | 9 | 1 | E | 9 | 6 | E | 9 | 1 | E | 9 | 70 | A | 7 | 1004 | E | 9 | 0 | E | 9 | 0 | E | 9 | -9900 | ? | 0 | 77777 | A | 7 | 2.7 | E | 8 | 0.126 | F | 8 | 0.13 | F | 8 | -9900 | -9900 | ? | 0
2002-05-26 | 3:00 | 0 | 0 | 0 | 2 | 0 | 0 | 2 | 0 | 0 | 2 | 0 | 0 | 2 | 0 | 0 | 2 | 0 | 0 | 2 | 0 | 0 | 2 | 0 | 2 | E | 9 | 1 | E | 9 | 5 | E | 9 | 0.4 | E | 9 | 72 | A | 7 | 1004 | E | 9 | 220 | E | 9 | 1.7 | E | 9 | -9900 | ? | 0 | 77777 | A | 7 | 2.7 | E | 8 | 0.126 | F | 8 | 0.13 | F | 8 | -9900 | -9900 | ? | 0
2002-05-26 | 4:00 | 0 | 0 | 0 | 2 | 0 | 0 | 2 | 0 | 0 | 2 | 0 | 0 | 2 | 0 | 0 | 2 | 0 | 0 | 2 | 0 | 0 | 2 | 0 | 2 | E | 9 | 1 | E | 9 | 4.5 | E | 9 | 0.3 | E | 9 | 74 | A | 7 | 1004 | E | 9 | 200 | E | 9 | 2.4 | E | 9 | -9900 | ? | 0 | 77777 | B | 8 | 2.6 | E | 8 | 0.126 | F | 8 | 0.13 | F | 8 | -9900 | -9900 | ? | 0
2002-05-26 | 5:00 | 14 | 499 | 0 | 2 | 8 | 0 | 2 | 15 | 0 | 2 | 8 | 0 | 2 | 8 | 0 | 2 | 15 | 0 | 2 | 8 | 0 | 2 | 19 | 3 | E | 9 | 1 | E | 9 | 3 | E | 9 | 0.2 | E | 9 | 82 | A | 7 | 1004 | E | 9 | 0 | E | 9 | 0 | E | 9 | -9900 | ? | 0 | 77777 | A | 7 | 2.6 | E | 8 | 0.126 | F | 8 | 0.13 | F | 8 | -9900 | -9900 | ? | 0
2002-05-26 | 6:00 | 185 | 1331 | 17 | 2 | 8 | 0 | 2 | 15 | 17 | 2 | 8 | 2100 | 2 | 8 | 0 | 2 | 15 | 2100 | 2 | 8 | 680 | 2 | 19 | 3 | E | 9 | 1 | E | 9 | 4.3 | E | 9 | 0.6 | E | 9 | 77 | A | 7 | 1004 | E | 9 | 180 | E | 9 | 4.1 | E | 9 | -9900 | ? | 0 | 77777 | A | 7 | 2.6 | E | 8 | 0.126 | F | 8 | 0.13 | F | 8 | -9900 | -9900 | ? | 0
2002-05-26 | 7:00 | 414 | 1331 | 51 | 2 | 8 | 0 | 2 | 15 | 51 | 2 | 8 | 6100 | 2 | 8 | 0 | 2 | 15 | 6100 | 2 | 8 | 2200 | 2 | 19 | 3 | E | 9 | 1 | E | 9 | 6.6 | E | 9 | 1.6 | E | 9 | 70 | A | 7 | 1004 | E | 9 | 170 | E | 9 | 5.3 | E | 9 | -9900 | ? | 0 | 77777 | A | 7 | 2.6 | E | 8 | 0.126 | F | 8 | 0.13 | F | 8 | -9900 | -9900 | ? | 0
2002-05-26 | 8:00 | 639 | 1331 | 241 | 2 | 8 | 75 | 2 | 15 | 205 | 2 | 8 | 26500 | 2 | 8 | 7400 | 2 | 15 | 22900 | 2 | 8 | 6030 | 2 | 19 | 3 | E | 9 | 1 | E | 9 | 8.5 | E | 9 | 2.1 | E | 9 | 64 | A | 7 | 1004 | E | 9 | 160 | E | 9 | 6.4 | E | 9 | -9900 | ? | 0 | 77777 | A | 7 | 2.5 | E | 8 | 0.126 | F | 8 | 0.13 | F | 8 | -9900 | -9900 | ? | 0
2002-05-26 | 9:00 | 843 | 1331 | 465 | 2 | 8 | 269 | 2 | 15 | 295 | 2 | 8 | 49800 | 2 | 8 | 28700 | 2 | 15 | 31600 | 2 | 8 | 7810 | 2 | 19 | 3 | E | 9 | 2 | E | 9 | 9.6 | E | 9 | 2.5 | E | 9 | 61 | A | 7 | 1004 | E | 9 | 160 | E | 9 | 7 | E | 9 | -9900 | ? | 0 | 77777 | A | 7 | 2.5 | E | 8 | 0.126 | F | 8 | 0.13 | F | 8 | -9900 | -9900 | ? | 0
2002-05-26 | 10:00 | 1013 | 1331 | 726 | 2 | 8 | 675 | 2 | 15 | 212 | 2 | 8 | 76400 | 2 | 8 | 68300 | 2 | 15 | 24300 | 2 | 8 | 6710 | 2 | 19 | 4 | E | 9 | 2 | E | 9 | 12 | E | 9 | 3 | E | 9 | 54 | A | 7 | 1004 | E | 9 | 180 | E | 9 | 4.5 | E | 9 | -9900 | ? | 0 | 77777 | B | 8 | 2.5 | E | 8 | 0.126 | F | 8 | 0.13 | F | 8 | -9900 | -9900 | ? | 0
2002-05-26 | 11:00 | 1137 | 1331 | 822 | 2 | 8 | 703 | 2 | 15 | 220 | 2 | 8 | 87300 | 2 | 8 | 71700 | 2 | 15 | 26000 | 2 | 8 | 9490 | 2 | 19 | 5 | E | 9 | 2 | E | 9 | 13 | E | 9 | 3 | E | 9 | 51 | A | 7 | 1004 | E | 9 | 180 | E | 9 | 3.6 | E | 9 | -9900 | ? | 0 | 77777 | A | 7 | 2.5 | E | 8 | 0.126 | F | 8 | 0.13 | F | 8 | -9900 | -9900 | ? | 0
2002-05-26 | 12:00 | 1207 | 1331 | 895 | 2 | 8 | 737 | 2 | 15 | 226 | 2 | 8 | 95700 | 2 | 8 | 75300 | 2 | 15 | 27200 | 2 | 8 | 12460 | 2 | 19 | 5 | E | 9 | 2 | E | 9 | 16 | E | 9 | 4 | E | 9 | 45 | A | 7 | 1004 | E | 9 | 140 | E | 9 | 2.6 | E | 9 | -9900 | ? | 0 | 77777 | A | 7 | 2.6 | E | 8 | 0.126 | F | 8 | 0.13 | F | 8 | -9900 | -9900 | ? | 0
2002-05-26 | 13:00 | 1217 | 1331 | 867 | 2 | 8 | 553 | 2 | 15 | 360 | 2 | 8 | 92600 | 2 | 8 | 57800 | 2 | 15 | 39700 | 2 | 8 | 21200 | 2 | 19 | 5 | E | 9 | 2 | E | 9 | 17 | E | 9 | 4 | E | 9 | 42 | A | 7 | 1004 | E | 9 | 150 | E | 9 | 1.7 | E | 9 | -9900 | ? | 0 | 77777 | A | 7 | 2.6 | E | 8 | 0.126 | F | 8 | 0.13 | F | 8 | -9900 | -9900 | ? | 0
2002-05-26 | 14:00 | 1167 | 1331 | 491 | 2 | 8 | 103 | 2 | 15 | 401 | 2 | 8 | 54300 | 2 | 8 | 10600 | 2 | 15 | 45000 | 2 | 8 | 18280 | 2 | 19 | 5 | E | 9 | 3 | E | 9 | 18.2 | E | 9 | 3.9 | E | 9 | 39 | A | 7 | 1004 | E | 9 | 130 | E | 9 | 3.3 | E | 9 | -9900 | ? | 0 | 77777 | A | 7 | 2.5 | E | 8 | 0.126 | F | 8 | 0.13 | F | 8 | -9900 | -9900 | ? | 0
2002-05-26 | 15:00 | 1061 | 1331 | 425 | 2 | 8 | 73 | 2 | 15 | 366 | 2 | 8 | 46800 | 2 | 8 | 7500 | 2 | 15 | 40800 | 2 | 8 | 14520 | 2 | 19 | 6 | E | 9 | 3 | E | 9 | 19.3 | E | 9 | 6.6 | E | 9 | 44 | A | 7 | 1004 | E | 9 | 130 | E | 9 | 3.8 | E | 9 | -9900 | ? | 0 | 77777 | A | 7 | 2.5 | E | 8 | 0.126 | F | 8 | 0.13 | F | 8 | -9900 | -9900 | ? | 0
2002-05-26 | 16:00 | 906 | 1331 | 556 | 2 | 8 | 376 | 2 | 15 | 300 | 2 | 8 | 60000 | 2 | 8 | 40400 | 2 | 15 | 32500 | 2 | 8 | 8390 | 2 | 19 | 6 | E | 9 | 3 | E | 9 | 16.6 | E | 9 | 4.8 | E | 9 | 46 | A | 7 | 1004 | E | 9 | 100 | E | 9 | 4.9 | E | 9 | -9900 | ? | 0 | 77777 | B | 8 | 2.5 | E | 8 | 0.126 | F | 8 | 0.13 | F | 8 | -9900 | -9900 | ? | 0
2002-05-26 | 17:00 | 712 | 1331 | 141 | 2 | 8 | 0 | 2 | 15 | 141 | 2 | 8 | 16600 | 2 | 8 | 0 | 2 | 15 | 16600 | 2 | 8 | 6340 | 2 | 19 | 6 | E | 9 | 3 | E | 9 | 15.5 | E | 9 | 5.2 | E | 9 | 50 | A | 7 | 1004 | E | 9 | 110 | E | 9 | 4.4 | E | 9 | -9900 | ? | 0 | 77777 | B | 8 | 2.5 | E | 8 | 0.126 | F | 8 | 0.13 | F | 8 | -9900 | -9900 | ? | 0
2002-05-26 | 18:00 | 493 | 1331 | 166 | 2 | 8 | 33 | 2 | 15 | 153 | 2 | 8 | 18100 | 2 | 8 | 3100 | 2 | 15 | 16900 | 2 | 8 | 4180 | 2 | 19 | 6 | E | 9 | 3 | E | 9 | 12.8 | E | 9 | 5.2 | E | 9 | 60 | A | 7 | 1004 | E | 9 | 90 | E | 9 | 5 | E | 9 | -9900 | ? | 0 | 77777 | A | 7 | 2.5 | E | 8 | 0.126 | F | 8 | 0.13 | F | 8 | -9900 | -9900 | ? | 0
2002-05-26 | 19:00 | 264 | 1331 | 132 | 2 | 8 | 118 | 2 | 15 | 109 | 2 | 8 | 14000 | 2 | 8 | 9000 | 2 | 15 | 12300 | 2 | 8 | 2350 | 2 | 19 | 6 | E | 9 | 3 | E | 9 | 10.6 | E | 9 | 4 | E | 9 | 64 | A | 7 | 1004 | E | 9 | 80 | E | 9 | 4.1 | E | 9 | -9900 | ? | 0 | 77777 | A | 7 | 2.5 | E | 8 | 0.126 | F | 8 | 0.13 | F | 8 | -9900 | -9900 | ? | 0
2002-05-26 | 20:00 | 53 | 965 | 7 | 2 | 8 | 38 | 2 | 15 | 6 | 2 | 8 | 1000 | 2 | 8 | 1400 | 2 | 15 | 900 | 2 | 8 | 100 | 2 | 19 | 6 | E | 9 | 3 | E | 9 | 9.6 | E | 9 | 3.4 | E | 9 | 65 | A | 7 | 1004 | E | 9 | 70 | E | 9 | 1.5 | E | 9 | -9900 | ? | 0 | 77777 | A | 7 | 2.5 | E | 8 | 0.126 | F | 8 | 0.13 | F | 8 | -9900 | -9900 | ? | 0
2002-05-26 | 21:00 | 0 | 0 | 0 | 2 | 0 | 0 | 2 | 0 | 0 | 2 | 0 | 0 | 2 | 0 | 0 | 2 | 0 | 0 | 2 | 0 | 0 | 2 | 0 | 6 | E | 9 | 3 | E | 9 | 7.9 | E | 9 | 2.7 | E | 9 | 70 | A | 7 | 1004 | E | 9 | 80 | E | 9 | 2.2 | E | 9 | -9900 | ? | 0 | 77777 | A | 7 | 2.5 | E | 8 | 0.126 | F | 8 | 0.13 | F | 8 | -9900 | -9900 | ? | 0
2002-05-26 | 22:00 | 0 | 0 | 0 | 2 | 0 | 0 | 2 | 0 | 0 | 2 | 0 | 0 | 2 | 0 | 0 | 2 | 0 | 0 | 2 | 0 | 0 | 2 | 0 | 6 | E | 9 | 3 | E | 9 | 8 | E | 9 | 2.1 | E | 9 | 66 | A | 7 | 1004 | E | 9 | 0 | E | 9 | 0 | E | 9 | -9900 | ? | 0 | 77777 | B | 8 | 2.5 | E | 8 | 0.126 | F | 8 | 0.13 | F | 8 | -9900 | -9900 | ? | 0
2002-05-26 | 23:00 | 0 | 0 | 0 | 2 | 0 | 0 | 2 | 0 | 0 | 2 | 0 | 0 | 2 | 0 | 0 | 2 | 0 | 0 | 2 | 0 | 0 | 2 | 0 | 7 | E | 9 | 3 | E | 9 | 8 | E | 9 | 2 | E | 9 | 66 | A | 7 | 1004 | E | 9 | 20 | E | 9 | 0.3 | E | 9 | -9900 | ? | 0 | 77777 | A | 7 | 2.5 | E | 8 | 0.126 | F | 8 | 0.13 | F | 8 | -9900 | -9900 | ? | 0
2002-05-26 | 24:00 | 0 | 0 | 0 | 2 | 0 | 0 | 2 | 0 | 0 | 2 | 0 | 0 | 2 | 0 | 0 | 2 | 0 | 0 | 2 | 0 | 0 | 2 | 0 | 7 | E | 9 | 4 | E | 9 | 7 | E | 9 | 1.3 | E | 9 | 67 | A | 7 | 1004 | E | 9 | 0 | E | 9 | 0 | E | 9 | -9900 | ? | 0 | 77777 | A | 7 | 2.5 | E | 8 | 0.126 | F | 8 | 0.13 | F | 8 | -9900 | -9900 | ? | 0
2002-05-27 | 1:00 | 0 | 0 | 0 | 2 | 0 | 0 | 2 | 0 | 0 | 2 | 0 | 0 | 2 | 0 | 0 | 2 | 0 | 0 | 2 | 0 | 0 | 2 | 0 | 7 | E | 9 | 3 | E | 9 | 5.8 | E | 9 | 0.5 | E | 9 | 69 | A | 7 | 1004 | E | 9 | 40 | E | 9 | 0.4 | E | 9 | -9900 | ? | 0 | 77777 | A | 7 | 2.5 | E | 8 | 0.126 | F | 8 | 0.13 | F | 8 | -9900 | -9900 | ? | 0
2002-05-27 | 2:00 | 0 | 0 | 0 | 2 | 0 | 0 | 2 | 0 | 0 | 2 | 0 | 0 | 2 | 0 | 0 | 2 | 0 | 0 | 2 | 0 | 0 | 2 | 0 | 7 | E | 9 | 3 | E | 9 | 4.9 | E | 9 | -0.2 | E | 9 | 69 | A | 7 | 1004 | E | 9 | 70 | E | 9 | 0.9 | E | 9 | -9900 | ? | 0 | 77777 | A | 7 | 2.5 | E | 8 | 0.126 | F | 8 | 0.13 | F | 8 | -9900 | -9900 | ? | 0
2002-05-27 | 3:00 | 0 | 0 | 0 | 2 | 0 | 0 | 2 | 0 | 0 | 2 | 0 | 0 | 2 | 0 | 0 | 2 | 0 | 0 | 2 | 0 | 0 | 2 | 0 | 7 | E | 9 | 3 | E | 9 | 4 | E | 9 | -1 | E | 9 | 69 | A | 7 | 1004 | E | 9 | 90 | E | 9 | 1.4 | E | 9 | -9900 | ? | 0 | 77777 | A | 7 | 2.4 | E | 8 | 0.126 | F | 8 | 0.13 | F | 8 | -9900 | -9900 | ? | 0
2002-05-27 | 4:00 | 0 | 0 | 0 | 2 | 0 | 0 | 2 | 0 | 0 | 2 | 0 | 0 | 2 | 0 | 0 | 2 | 0 | 0 | 2 | 0 | 0 | 2 | 0 | 7 | E | 9 | 3 | E | 9 | 5.3 | E | 9 | 0.1 | E | 9 | 69 | A | 7 | 1004 | E | 9 | 0 | E | 9 | 0 | E | 9 | -9900 | ? | 0 | 77777 | B | 8 | 2.4 | E | 8 | 0.126 | F | 8 | 0.13 | F | 8 | -9900 | -9900 | ? | 0
2002-05-27 | 5:00 | 15 | 521 | 0 | 2 | 8 | 0 | 2 | 15 | 0 | 2 | 8 | 0 | 2 | 8 | 0 | 2 | 15 | 0 | 2 | 8 | 0 | 2 | 19 | 7 | E | 9 | 3 | E | 9 | 7.1 | E | 9 | 0.5 | E | 9 | 63 | A | 7 | 1004 | E | 9 | 130 | E | 9 | 1 | E | 9 | -9900 | ? | 0 | 77777 | A | 7 | 2.5 | E | 8 | 0.126 | F | 8 | 0.13 | F | 8 | -9900 | -9900 | ? | 0
2002-05-27 | 6:00 | 188 | 1331 | 20 | 2 | 8 | 0 | 2 | 15 | 20 | 2 | 8 | 2400 | 2 | 8 | 0 | 2 | 15 | 2400 | 2 | 8 | 790 | 2 | 19 | 7 | E | 9 | 3 | E | 9 | 8.9 | E | 9 | 1.1 | E | 9 | 58 | A | 7 | 1004 | E | 9 | 120 | E | 9 | 1 | E | 9 | -9900 | ? | 0 | 77777 | A | 7 | 2.5 | E | 8 | 0.126 | F | 8 | 0.13 | F | 8 | -9900 | -9900 | ? | 0
2002-05-27 | 7:00 | 416 | 1331 | 47 | 2 | 8 | 0 | 2 | 15 | 47 | 2 | 8 | 5700 | 2 | 8 | 0 | 2 | 15 | 5700 | 2 | 8 | 2050 | 2 | 19 | 8 | E | 9 | 3 | E | 9 | 11.4 | E | 9 | 0 | E | 9 | 45 | A | 7 | 1004 | E | 9 | 120 | E | 9 | 2.1 | E | 9 | -9900 | ? | 0 | 77777 | A | 7 | 2.6 | E | 8 | 0.126 | F | 8 | 0.13 | F | 8 | -9900 | -9900 | ? | 0
2002-05-27 | 8:00 | 640 | 1331 | 202 | 2 | 8 | 34 | 2 | 15 | 185 | 2 | 8 | 22100 | 2 | 8 | 3400 | 2 | 15 | 20500 | 2 | 8 | 5570 | 2 | 19 | 8 | E | 9 | 3 | E | 9 | 12.6 | E | 9 | -0.6 | E | 9 | 40 | A | 7 | 1004 | E | 9 | 130 | E | 9 | 2.6 | E | 9 | -9900 | ? | 0 | 77777 | A | 7 | 2.7 | E | 8 | 0.126 | F | 8 | 0.13 | F | 8 | -9900 | -9900 | ? | 0
2002-05-27 | 9:00 | 845 | 1331 | 444 | 2 | 8 | 263 | 2 | 15 | 277 | 2 | 8 | 47800 | 2 | 8 | 28100 | 2 | 15 | 29900 | 2 | 8 | 7260 | 2 | 19 | 8 | E | 9 | 3 | E | 9 | 13.9 | E | 9 | 1.1 | E | 9 | 42 | A | 7 | 1004 | E | 9 | 160 | E | 9 | 0.1 | E | 9 | -9900 | ? | 0 | 77777 | A | 7 | 2.7 | E | 8 | 0.126 | F | 8 | 0.13 | F | 8 | -9900 | -9900 | ? | 0
2002-05-27 | 10:00 | 1014 | 1331 | 394 | 2 | 8 | 71 | 2 | 15 | 339 | 2 | 8 | 43400 | 2 | 8 | 7300 | 2 | 15 | 37800 | 2 | 8 | 12910 | 2 | 19 | 8 | E | 9 | 4 | E | 9 | 15.7 | E | 9 | 1 | E | 9 | 37 | A | 7 | 1004 | E | 9 | 170 | E | 9 | 2.1 | E | 9 | -9900 | ? | 0 | 77777 | B | 8 | 2.8 | E | 8 | 0.126 | F | 8 | 0.13 | F | 8 | -9900 | -9900 | ? | 0
2002-05-27 | 11:00 | 1138 | 1331 | 454 | 2 | 8 | 77 | 2 | 15 | 388 | 2 | 8 | 50100 | 2 | 8 | 7900 | 2 | 15 | 43300 | 2 | 8 | 16960 | 2 | 19 | 8 | E | 9 | 4 | E | 9 | 17 | E | 9 | 1 | E | 9 | 34 | A | 7 | 1004 | E | 9 | 200 | E | 9 | 1.7 | E | 9 | -9900 | ? | 0 | 77777 | A | 7 | 2.9 | E | 8 | 0.126 | F | 8 | 0.13 | F | 8 | -9900 | -9900 | ? | 0
2002-05-27 | 12:00 | 1208 | 1331 | 367 | 2 | 8 | 30 | 2 | 15 | 340 | 2 | 8 | 40700 | 2 | 8 | 3100 | 2 | 15 | 37900 | 2 | 8 | 17110 | 2 | 19 | 8 | E | 9 | 4 | E | 9 | 18.7 | E | 9 | 1.5 | E | 9 | 32 | A | 7 | 1004 | E | 9 | 220 | E | 9 | 3.3 | E | 9 | -9900 | ? | 0 | 77777 | A | 7 | 2.9 | E | 8 | 0.126 | F | 8 | 0.13 | F | 8 | -9900 | -9900 | ? | 0
2002-05-27 | 13:00 | 1218 | 1331 | 275 | 2 | 8 | 6 | 2 | 15 | 269 | 2 | 8 | 33300 | 2 | 8 | 500 | 2 | 15 | 32800 | 2 | 8 | 12980 | 2 | 19 | 8 | E | 9 | 4 | E | 9 | 19.8 | E | 9 | 1.7 | E | 9 | 30 | A | 7 | 1004 | E | 9 | 240 | E | 9 | 2.2 | E | 9 | -9900 | ? | 0 | 77777 | A | 7 | 3 | E | 8 | 0.126 | F | 8 | 0.13 | F | 8 | -9900 | -9900 | ? | 0
2002-05-27 | 14:00 | 1169 | 1331 | 220 | 2 | 8 | 0 | 2 | 15 | 220 | 2 | 8 | 26900 | 2 | 8 | 0 | 2 | 15 | 26900 | 2 | 8 | 10940 | 2 | 19 | 8 | E | 9 | 5 | E | 9 | 20.7 | E | 9 | 1.9 | E | 9 | 29 | A | 7 | 1004 | E | 9 | 230 | E | 9 | 2.8 | E | 9 | -9900 | ? | 0 | 77777 | A | 7 | 3 | E | 8 | 0.126 | F | 8 | 0.13 | F | 8 | -9900 | -9900 | ? | 0
2002-05-27 | 15:00 | 1063 | 1331 | 203 | 2 | 8 | 6 | 2 | 15 | 198 | 2 | 8 | 24600 | 2 | 8 | 500 | 2 | 15 | 24300 | 2 | 8 | 9850 | 2 | 19 | 8 | E | 9 | 4 | E | 9 | 21 | E | 9 | 2 | E | 9 | 28 | A | 7 | 1004 | E | 9 | 240 | E | 9 | 3.8 | E | 9 | -9900 | ? | 0 | 77777 | A | 7 | 3.1 | E | 8 | 0.126 | F | 8 | 0.13 | F | 8 | 0 | 1 | A | 7
2002-05-27 | 16:00 | 908 | 1331 | 213 | 2 | 8 | 0 | 2 | 15 | 213 | 2 | 8 | 25100 | 2 | 8 | 0 | 2 | 15 | 25100 | 2 | 8 | 9840 | 2 | 19 | 9 | E | 9 | 6 | E | 9 | 20.5 | E | 9 | 2.6 | E | 9 | 31 | A | 7 | 1004 | E | 9 | 240 | E | 9 | 4.9 | E | 9 | -9900 | ? | 0 | 77777 | B | 8 | 3.1 | E | 8 | 0.126 | F | 8 | 0.13 | F | 8 | 0 | 1 | A | 7
2002-05-27 | 17:00 | 714 | 1331 | 96 | 2 | 8 | 0 | 2 | 15 | 96 | 2 | 8 | 11700 | 2 | 8 | 0 | 2 | 15 | 11700 | 2 | 8 | 4590 | 2 | 19 | 5 | E | 9 | 0 | E | 9 | 19.2 | E | 9 | 2.9 | E | 9 | 34 | A | 7 | 1004 | E | 9 | 250 | E | 9 | 2.4 | E | 9 | -9900 | ? | 0 | 77777 | A | 7 | 3 | E | 8 | 0.126 | F | 8 | 0.13 | F | 8 | 0 | 1 | A | 7
2002-05-27 | 18:00 | 495 | 1331 | 87 | 2 | 8 | 0 | 2 | 15 | 87 | 2 | 8 | 10200 | 2 | 8 | 0 | 2 | 15 | 10200 | 2 | 8 | 3680 | 2 | 19 | 7 | E | 9 | 2 | E | 9 | 17.5 | E | 9 | 3.3 | E | 9 | 39 | A | 7 | 1004 | E | 9 | 230 | E | 9 | 1.9 | E | 9 | -9900 | ? | 0 | 77777 | A | 7 | 2.8 | E | 8 | 0.126 | F | 8 | 0.13 | F | 8 | 0 | 1 | A | 7
2002-05-27 | 19:00 | 267 | 1331 | 174 | 2 | 8 | 200 | 2 | 15 | 134 | 2 | 8 | 18200 | 2 | 8 | 15300 | 2 | 15 | 15200 | 2 | 8 | 2890 | 2 | 19 | 9 | E | 9 | 5 | E | 9 | 15.4 | E | 9 | 3.6 | E | 9 | 45 | A | 7 | 1004 | E | 9 | 220 | E | 9 | 1.4 | E | 9 | -9900 | ? | 0 | 77777 | A | 7 | 2.7 | E | 8 | 0.126 | F | 8 | 0.13 | F | 8 | 1 | 3 | A | 7
2002-05-27 | 20:00 | 55 | 987 | 10 | 2 | 8 | 66 | 2 | 15 | 8 | 2 | 8 | 1400 | 2 | 8 | 2500 | 2 | 15 | 1200 | 2 | 8 | 130 | 2 | 19 | 9 | E | 9 | 7 | E | 9 | 13 | E | 9 | 4 | E | 9 | 54 | A | 7 | 1004 | E | 9 | 280 | E | 9 | 0.5 | E | 9 | -9900 | ? | 0 | 77777 | A | 7 | 2.7 | E | 8 | 0.126 | F | 8 | 0.13 | F | 8 | -9900 | -9900 | ? | 0
2002-05-27 | 21:00 | 0 | 0 | 0 | 2 | 0 | 0 | 2 | 0 | 0 | 2 | 0 | 0 | 2 | 0 | 0 | 2 | 0 | 0 | 2 | 0 | 0 | 2 | 0 | 9 | E | 9 | 6 | E | 9 | 13.2 | E | 9 | 4.6 | E | 9 | 56 | A | 7 | 1004 | E | 9 | 250 | E | 9 | 1.4 | E | 9 | -9900 | ? | 0 | 77777 | A | 7 | 2.7 | E | 8 | 0.126 | F | 8 | 0.13 | F | 8 | -9900 | -9900 | ? | 0
2002-05-27 | 22:00 | 0 | 0 | 0 | 2 | 0 | 0 | 2 | 0 | 0 | 2 | 0 | 0 | 2 | 0 | 0 | 2 | 0 | 0 | 2 | 0 | 0 | 2 | 0 | 9 | E | 9 | 7 | E | 9 | 12.2 | E | 9 | 4.7 | E | 9 | 60 | A | 7 | 1004 | E | 9 | 250 | E | 9 | 1.1 | E | 9 | -9900 | ? | 0 | 77777 | B | 8 | 2.7 | E | 8 | 0.126 | F | 8 | 0.13 | F | 8 | 1 | 6 | A | 7
2002-05-27 | 23:00 | 0 | 0 | 0 | 2 | 0 | 0 | 2 | 0 | 0 | 2 | 0 | 0 | 2 | 0 | 0 | 2 | 0 | 0 | 2 | 0 | 0 | 2 | 0 | 9 | E | 9 | 7 | E | 9 | 11.4 | E | 9 | 4.9 | E | 9 | 64 | A | 7 | 1004 | E | 9 | 250 | E | 9 | 0.7 | E | 9 | -9900 | ? | 0 | 77777 | A | 7 | 2.6 | E | 8 | 0.126 | F | 8 | 0.13 | F | 8 | -9900 | -9900 | ? | 0
2002-05-27 | 24:00 | 0 | 0 | 0 | 2 | 0 | 0 | 2 | 0 | 0 | 2 | 0 | 0 | 2 | 0 | 0 | 2 | 0 | 0 | 2 | 0 | 0 | 2 | 0 | 9 | E | 9 | 6 | E | 9 | 10.7 | E | 9 | 5.1 | E | 9 | 68 | A | 7 | 1004 | E | 9 | 240 | E | 9 | 0.4 | E | 9 | -9900 | ? | 0 | 77777 | A | 7 | 2.5 | E | 8 | 0.126 | F | 8 | 0.13 | F | 8 | -9900 | -9900 | ? | 0
2002-05-28 | 1:00 | 0 | 0 | 0 | 2 | 0 | 0 | 2 | 0 | 0 | 2 | 0 | 0 | 2 | 0 | 0 | 2 | 0 | 0 | 2 | 0 | 0 | 2 | 0 | 9 | E | 9 | 7 | E | 9 | 9.8 | E | 9 | 5.2 | E | 9 | 73 | A | 7 | 1004 | E | 9 | 0 | E | 9 | 0 | E | 9 | -9900 | ? | 0 | 77777 | A | 7 | 2.4 | E | 8 | 0.126 | F | 8 | 0.13 | F | 8 | -9900 | -9900 | ? | 0
2002-05-28 | 2:00 | 0 | 0 | 0 | 2 | 0 | 0 | 2 | 0 | 0 | 2 | 0 | 0 | 2 | 0 | 0 | 2 | 0 | 0 | 2 | 0 | 0 | 2 | 0 | 9 | E | 9 | 7 | E | 9 | 9.2 | E | 9 | 5.4 | E | 9 | 77 | A | 7 | 1004 | E | 9 | 0 | E | 9 | 0 | E | 9 | -9900 | ? | 0 | 77777 | A | 7 | 2.3 | E | 8 | 0.126 | F | 8 | 0.13 | F | 8 | -9900 | -9900 | ? | 0
2002-05-28 | 3:00 | 0 | 0 | 0 | 2 | 0 | 0 | 2 | 0 | 0 | 2 | 0 | 0 | 2 | 0 | 0 | 2 | 0 | 0 | 2 | 0 | 0 | 2 | 0 | 10 | E | 9 | 8 | E | 9 | 8.3 | E | 9 | 5.5 | E | 9 | 83 | A | 7 | 1004 | E | 9 | 0 | E | 9 | 0 | E | 9 | -9900 | ? | 0 | 77777 | A | 7 | 2.1 | E | 8 | 0.126 | F | 8 | 0.13 | F | 8 | -9900 | -9900 | ? | 0
2002-05-28 | 4:00 | 0 | 0 | 0 | 2 | 0 | 0 | 2 | 0 | 0 | 2 | 0 | 0 | 2 | 0 | 0 | 2 | 0 | 0 | 2 | 0 | 0 | 2 | 0 | 10 | E | 9 | 8 | E | 9 | 8.6 | E | 9 | 6.1 | E | 9 | 84 | A | 7 | 1004 | E | 9 | 0 | E | 9 | 0 | E | 9 | -9900 | ? | 0 | 77777 | B | 8 | 2 | E | 8 | 0.126 | F | 8 | 0.13 | F | 8 | 1 | 24 | A | 7
2002-05-28 | 5:00 | 16 | 543 | 0 | 2 | 8 | 0 | 2 | 15 | 0 | 2 | 8 | 0 | 2 | 8 | 0 | 2 | 15 | 0 | 2 | 8 | 0 | 2 | 19 | 9 | E | 9 | 8 | E | 9 | 7.7 | E | 9 | 6.1 | E | 9 | 90 | A | 7 | 1004 | E | 9 | 0 | E | 9 | 0 | E | 9 | -9900 | ? | 0 | 77777 | A | 7 | 2.2 | E | 8 | 0.126 | F | 8 | 0.13 | F | 8 | -9900 | -9900 | ? | 0
2002-05-28 | 6:00 | 190 | 1330 | 40 | 2 | 8 | 5 | 2 | 15 | 40 | 2 | 8 | 4600 | 2 | 8 | 0 | 2 | 15 | 4600 | 2 | 8 | 1410 | 2 | 19 | 10 | E | 9 | 9 | E | 9 | 9.5 | E | 9 | 7.9 | E | 9 | 90 | A | 7 | 1004 | E | 9 | 50 | E | 9 | 0.8 | E | 9 | -9900 | ? | 0 | 77777 | A | 7 | 2.4 | E | 8 | 0.126 | F | 8 | 0.13 | F | 8 | -9900 | -9900 | ? | 0
2002-05-28 | 7:00 | 418 | 1330 | 99 | 2 | 8 | 5 | 2 | 15 | 97 | 2 | 8 | 11200 | 2 | 8 | 300 | 2 | 15 | 11100 | 2 | 8 | 3720 | 2 | 19 | 10 | E | 9 | 9 | E | 9 | 13.2 | E | 9 | 9.7 | E | 9 | 79 | A | 7 | 1004 | E | 9 | 350 | E | 9 | 1.1 | E | 9 | -9900 | ? | 0 | 77777 | A | 7 | 2.6 | E | 8 | 0.126 | F | 8 | 0.13 | F | 8 | -9900 | -9900 | ? | 0
2002-05-28 | 8:00 | 642 | 1330 | 227 | 2 | 8 | 57 | 2 | 15 | 199 | 2 | 8 | 24900 | 2 | 8 | 5600 | 2 | 15 | 22200 | 2 | 8 | 5910 | 2 | 19 | 9 | E | 9 | 8 | E | 9 | 15.6 | E | 9 | 11.3 | E | 9 | 76 | A | 7 | 1004 | E | 9 | 270 | E | 9 | 0.3 | E | 9 | -9900 | ? | 0 | 77777 | A | 7 | 2.8 | E | 8 | 0.126 | F | 8 | 0.13 | F | 8 | -9900 | -9900 | ? | 0
2002-05-28 | 9:00 | 846 | 1330 | 95 | 2 | 8 | 0 | 2 | 15 | 95 | 2 | 8 | 11800 | 2 | 8 | 0 | 2 | 15 | 11800 | 2 | 8 | 4830 | 2 | 19 | 10 | E | 9 | 9 | E | 9 | 18 | A | 7 | 13 | A | 7 | 73 | A | 7 | 1004 | E | 9 | 0 | A | 7 | 0 | A | 7 | 16100 | A | 7 | 77777 | A | 7 | 3 | E | 8 | 0.126 | F | 8 | 0.13 | F | 8 | -9900 | -9900 | ? | 0
2002-05-28 | 10:00 | 1015 | 1330 | 283 | 2 | 8 | 18 | 2 | 15 | 269 | 2 | 8 | 33300 | 2 | 8 | 1600 | 2 | 15 | 32100 | 2 | 8 | 12360 | 2 | 19 | 10 | E | 9 | 9 | A | 7 | 19 | A | 7 | 14 | A | 7 | 73 | A | 7 | 1004 | E | 9 | 160 | A | 7 | 2.6 | A | 7 | 16100 | A | 7 | 1440 | A | 7 | 3.2 | E | 8 | 0.126 | F | 8 | 0.13 | F | 8 | -9900 | -9900 | ? | 0
2002-05-28 | 11:00 | 1139 | 1330 | 322 | 2 | 8 | 12 | 2 | 15 | 312 | 2 | 8 | 38200 | 2 | 8 | 1100 | 2 | 15 | 37300 | 2 | 8 | 14330 | 2 | 19 | 10 | E | 9 | 7 | E | 9 | 19 | A | 7 | 14 | A | 7 | 73 | A | 7 | 1004 | E | 9 | 160 | A | 7 | 2.6 | A | 7 | 16100 | A | 7 | 77777 | A | 7 | 3.3 | E | 8 | 0.126 | F | 8 | 0.13 | F | 8 | -9900 | -9900 | ? | 0
2002-05-28 | 12:00 | 1209 | 1330 | 201 | 2 | 8 | 6 | 2 | 15 | 196 | 2 | 8 | 25000 | 2 | 8 | 500 | 2 | 15 | 24600 | 2 | 8 | 9970 | 2 | 19 | 10 | E | 9 | 9 | E | 9 | 19 | A | 7 | 14 | A | 7 | 73 | A | 7 | 1004 | E | 9 | 200 | A | 7 | 2.6 | A | 7 | 16100 | A | 7 | 1350 | A | 7 | 3.4 | E | 8 | 0.126 | F | 8 | 0.13 | F | 8 | 0 | 1 | A | 7
2002-05-28 | 13:00 | 1219 | 1330 | 153 | 2 | 8 | 0 | 2 | 15 | 153 | 2 | 8 | 19300 | 2 | 8 | 0 | 2 | 15 | 19300 | 2 | 8 | 8030 | 2 | 19 | 10 | E | 9 | 9 | E | 9 | 19 | A | 7 | 14 | A | 7 | 73 | A | 7 | 1004 | E | 9 | 180 | A | 7 | 3.1 | A | 7 | 14500 | A | 7 | 1440 | A | 7 | 3.5 | E | 8 | 0.126 | F | 8 | 0.13 | F | 8 | 0 | 1 | A | 7
2002-05-28 | 14:00 | 1170 | 1330 | 183 | 2 | 8 | 0 | 2 | 15 | 183 | 2 | 8 | 22700 | 2 | 8 | 0 | 2 | 15 | 22700 | 2 | 8 | 9360 | 2 | 19 | 10 | E | 9 | 10 | E | 9 | 19 | A | 7 | 16 | A | 7 | 83 | A | 7 | 1004 | E | 9 | 170 | A | 7 | 3.1 | A | 7 | 8000 | A | 7 | 1380 | A | 7 | 3.6 | E | 8 | 0.126 | F | 8 | 0.13 | F | 8 | 0 | 1 | A | 7
2002-05-28 | 15:00 | 1064 | 1330 | 131 | 2 | 8 | 0 | 2 | 15 | 131 | 2 | 8 | 16400 | 2 | 8 | 0 | 2 | 15 | 16400 | 2 | 8 | 6880 | 2 | 19 | 10 | E | 9 | 10 | E | 9 | 19 | A | 7 | 16 | A | 7 | 83 | A | 7 | 1004 | E | 9 | 140 | A | 7 | 2.6 | A | 7 | 6400 | A | 7 | 690 | A | 7 | 3.6 | E | 8 | 0.126 | F | 8 | 0.13 | F | 8 | 0 | 1 | A | 7
2002-05-28 | 16:00 | 910 | 1330 | 151 | 2 | 8 | 0 | 2 | 15 | 151 | 2 | 8 | 18300 | 2 | 8 | 0 | 2 | 15 | 18300 | 2 | 8 | 7440 | 2 | 19 | 10 | E | 9 | 10 | E | 9 | 19 | A | 7 | 16 | A | 7 | 83 | A | 7 | 1004 | E | 9 | 170 | A | 7 | 2.6 | A | 7 | 16100 | A | 7 | 1410 | A | 7 | 3.6 | E | 8 | 0.126 | F | 8 | 0.13 | F | 8 | 1 | 1 | A | 7
2002-05-28 | 17:00 | 716 | 1330 | 141 | 2 | 8 | 0 | 2 | 15 | 141 | 2 | 8 | 16600 | 2 | 8 | 0 | 2 | 15 | 16600 | 2 | 8 | 6360 | 2 | 19 | 10 | E | 9 | 10 | E | 9 | 20 | A | 7 | 17 | A | 7 | 83 | A | 7 | 1004 | E | 9 | 180 | A | 7 | 3.1 | A | 7 | 16100 | A | 7 | 1260 | A | 7 | 3.7 | E | 8 | 0.126 | F | 8 | 0.13 | F | 8 | 0 | 1 | A | 7
2002-05-28 | 18:00 | 498 | 1330 | 130 | 2 | 8 | 0 | 2 | 15 | 130 | 2 | 8 | 14800 | 2 | 8 | 0 | 2 | 15 | 14800 | 2 | 8 | 5010 | 2 | 19 | 10 | E | 9 | 10 | E | 9 | 20 | A | 7 | 17 | A | 7 | 83 | A | 7 | 1004 | E | 9 | 190 | A | 7 | 3.6 | A | 7 | 14500 | A | 7 | 1170 | A | 7 | 3.7 | E | 8 | 0.126 | F | 8 | 0.13 | F | 8 | 0 | 1 | A | 7
2002-05-28 | 19:00 | 269 | 1330 | 128 | 2 | 8 | 124 | 2 | 15 | 103 | 2 | 8 | 13700 | 2 | 8 | 9600 | 2 | 15 | 11700 | 2 | 8 | 2220 | 2 | 19 | 10 | E | 9 | 10 | E | 9 | 19 | A | 7 | 16 | A | 7 | 83 | A | 7 | 1004 | E | 9 | 220 | A | 7 | 3.6 | A | 7 | 16100 | A | 7 | 1170 | A | 7 | 3.8 | E | 8 | 0.126 | F | 8 | 0.13 | F | 8 | 0 | 3 | A | 7
2002-05-28 | 20:00 | 57 | 1009 | 8 | 2 | 8 | 42 | 2 | 15 | 6 | 2 | 8 | 1000 | 2 | 8 | 1600 | 2 | 15 | 900 | 2 | 8 | 100 | 2 | 19 | 10 | E | 9 | 10 | E | 9 | 18 | A | 7 | 16 | A | 7 | 88 | A | 7 | 1004 | E | 9 | 220 | A | 7 | 3.1 | A | 7 | 16100 | A | 7 | 1410 | A | 7 | 3.8 | E | 8 | 0.126 | F | 8 | 0.13 | F | 8 | 0 | 1 | A | 7
2002-05-28 | 21:00 | 0 | 0 | 0 | 2 | 0 | 0 | 2 | 0 | 0 | 2 | 0 | 0 | 2 | 0 | 0 | 2 | 0 | 0 | 2 | 0 | 0 | 2 | 0 | 10 | E | 9 | 10 | E | 9 | 18 | A | 7 | 15 | A | 7 | 83 | A | 7 | 1004 | E | 9 | 210 | A | 7 | 3.1 | A | 7 | 12900 | A | 7 | 1320 | A | 7 | 3.7 | E | 8 | 0.126 | F | 8 | 0.13 | F | 8 | -9900 | -9900 | ? | 0
2002-05-28 | 22:00 | 0 | 0 | 0 | 2 | 0 | 0 | 2 | 0 | 0 | 2 | 0 | 0 | 2 | 0 | 0 | 2 | 0 | 0 | 2 | 0 | 0 | 2 | 0 | 10 | E | 9 | 10 | E | 9 | 18 | A | 7 | 15 | A | 7 | 83 | A | 7 | 1004 | E | 9 | 190 | A | 7 | 4.1 | A | 7 | 16100 | A | 7 | 930 | A | 7 | 3.7 | E | 8 | 0.126 | F | 8 | 0.13 | F | 8 | 0 | 6 | A | 7
2002-05-28 | 23:00 | 0 | 0 | 0 | 2 | 0 | 0 | 2 | 0 | 0 | 2 | 0 | 0 | 2 | 0 | 0 | 2 | 0 | 0 | 2 | 0 | 0 | 2 | 0 | 10 | E | 9 | 10 | E | 9 | 18 | A | 7 | 14 | A | 7 | 77 | A | 7 | 1004 | E | 9 | 170 | A | 7 | 2.6 | A | 7 | 16100 | A | 7 | 960 | A | 7 | 3.7 | E | 8 | 0.126 | F | 8 | 0.13 | F | 8 | -9900 | -9900 | ? | 0
2002-05-28 | 24:00 | 0 | 0 | 0 | 2 | 0 | 0 | 2 | 0 | 0 | 2 | 0 | 0 | 2 | 0 | 0 | 2 | 0 | 0 | 2 | 0 | 0 | 2 | 0 | 9 | E | 9 | 9 | E | 9 | 17 | A | 7 | 13 | A | 7 | 77 | A | 7 | 1004 | E | 9 | 210 | A | 7 | 2.1 | A | 7 | 16100 | A | 7 | 1800 | A | 7 | 3.6 | E | 8 | 0.126 | F | 8 | 0.13 | F | 8 | -9900 | -9900 | ? | 0
2002-05-29 | 1:00 | 0 | 0 | 0 | 2 | 0 | 0 | 2 | 0 | 0 | 2 | 0 | 0 | 2 | 0 | 0 | 2 | 0 | 0 | 2 | 0 | 0 | 2 | 0 | 9 | E | 9 | 9 | E | 9 | 16 | A | 7 | 13 | A | 7 | 82 | A | 7 | 1004 | E | 9 | 0 | A | 7 | 0 | A | 7 | 16100 | A | 7 | 1470 | A | 7 | 3.5 | E | 8 | 0.126 | F | 8 | 0.13 | F | 8 | -9900 | -9900 | ? | 0
2002-05-29 | 2:00 | 0 | 0 | 0 | 2 | 0 | 0 | 2 | 0 | 0 | 2 | 0 | 0 | 2 | 0 | 0 | 2 | 0 | 0 | 2 | 0 | 0 | 2 | 0 | 5 | E | 9 | 5 | E | 9 | 15 | A | 7 | 12 | A | 7 | 82 | A | 7 | 1004 | E | 9 | 260 | A | 7 | 2.1 | A | 7 | 16100 | A | 7 | 77777 | A | 7 | 3.2 | E | 8 | 0.126 | F | 8 | 0.13 | F | 8 | -9900 | -9900 | ? | 0
2002-05-29 | 3:00 | 0 | 0 | 0 | 2 | 0 | 0 | 2 | 0 | 0 | 2 | 0 | 0 | 2 | 0 | 0 | 2 | 0 | 0 | 2 | 0 | 0 | 2 | 0 | 6 | E | 9 | 5 | E | 9 | 15 | A | 7 | 12 | A | 7 | 82 | A | 7 | 1004 | E | 9 | 0 | A | 7 | 0 | A | 7 | 16100 | A | 7 | 77777 | A | 7 | 2.8 | E | 8 | 0.126 | F | 8 | 0.13 | F | 8 | -9900 | -9900 | ? | 0
2002-05-29 | 4:00 | 0 | 0 | 0 | 2 | 0 | 0 | 2 | 0 | 0 | 2 | 0 | 0 | 2 | 0 | 0 | 2 | 0 | 0 | 2 | 0 | 0 | 2 | 0 | 10 | E | 9 | 9 | E | 9 | 16 | A | 7 | 12 | A | 7 | 77 | A | 7 | 1004 | E | 9 | 0 | A | 7 | 0 | A | 7 | 16100 | A | 7 | 77777 | A | 7 | 2.5 | E | 8 | 0.126 | F | 8 | 0.13 | F | 8 | 4 | 24 | A | 7
2002-05-29 | 5:00 | 16 | 543 | 0 | 2 | 8 | 0 | 2 | 15 | 0 | 2 | 8 | 0 | 2 | 8 | 0 | 2 | 15 | 0 | 2 | 8 | 0 | 2 | 19 | 10 | E | 9 | 10 | E | 9 | 16 | A | 7 | 12 | A | 7 | 77 | A | 7 | 1004 | E | 9 | 270 | A | 7 | 2.1 | A | 7 | 16100 | A | 7 | 1260 | A | 7 | 2.6 | E | 8 | 0.126 | F | 8 | 0.13 | F | 8 | -9900 | -9900 | ? | 0
2002-05-29 | 6:00 | 192 | 1330 | 81 | 2 | 8 | 231 | 2 | 15 | 48 | 2 | 8 | 8400 | 2 | 8 | 14600 | 2 | 15 | 6300 | 2 | 8 | 870 | 2 | 19 | 10 | B | 8 | 10 | B | 8 | 16.6 | B | 8 | 12.9 | B | 8 | 79 | A | 7 | 1004 | E | 9 | 230 | B | 8 | 1.8 | B | 8 | -9900 | ? | 0 | 1110 | B | 8 | 2.8 | E | 8 | 0.126 | F | 8 | 0.13 | F | 8 | -9900 | -9900 | ? | 0
2002-05-29 | 7:00 | 420 | 1330 | 103 | 2 | 8 | 11 | 2 | 15 | 100 | 2 | 8 | 11800 | 2 | 8 | 600 | 2 | 15 | 11600 | 2 | 8 | 3810 | 2 | 19 | 10 | E | 9 | 10 | E | 9 | 18 | A | 7 | 14 | A | 7 | 77 | A | 7 | 1004 | E | 9 | 180 | A | 7 | 1.5 | A | 7 | 16100 | A | 7 | 960 | A | 7 | 3 | E | 8 | 0.126 | F | 8 | 0.13 | F | 8 | -9900 | -9900 | ? | 0
2002-05-29 | 8:00 | 643 | 1330 | 178 | 2 | 8 | 6 | 2 | 15 | 175 | 2 | 8 | 20400 | 2 | 8 | 500 | 2 | 15 | 20100 | 2 | 8 | 7100 | 2 | 19 | 10 | E | 9 | 10 | E | 9 | 19 | A | 7 | 14 | A | 7 | 73 | A | 7 | 1004 | E | 9 | 180 | A | 7 | 1.5 | A | 7 | 16100 | A | 7 | 810 | A | 7 | 3.1 | E | 8 | 0.126 | F | 8 | 0.13 | F | 8 | -9900 | -9900 | ? | 0
2002-05-29 | 9:00 | 847 | 1330 | 334 | 2 | 8 | 76 | 2 | 15 | 285 | 2 | 8 | 36700 | 2 | 8 | 7700 | 2 | 15 | 31800 | 2 | 8 | 9470 | 2 | 19 | 10 | E | 9 | 10 | E | 9 | 19 | A | 7 | 13 | A | 7 | 68 | A | 7 | 1004 | E | 9 | 260 | A | 7 | 2.1 | A | 7 | 16100 | A | 7 | 750 | A | 7 | 3.2 | E | 8 | 0.126 | F | 8 | 0.13 | F | 8 | -9900 | -9900 | ? | 0
2002-05-29 | 10:00 | 1016 | 1330 | 532 | 2 | 8 | 266 | 2 | 15 | 328 | 2 | 8 | 57800 | 2 | 8 | 28800 | 2 | 15 | 35800 | 2 | 8 | 10640 | 2 | 19 | 10 | E | 9 | 10 | E | 9 | 21 | A | 7 | 14 | A | 7 | 64 | A | 7 | 1004 | E | 9 | 0 | A | 7 | 0 | A | 7 | 16100 | A | 7 | 690 | A | 7 | 3.4 | E | 8 | 0.126 | F | 8 | 0.13 | F | 8 | -9900 | -9900 | ? | 0
2002-05-29 | 11:00 | 1140 | 1330 | 351 | 2 | 8 | 36 | 2 | 15 | 320 | 2 | 8 | 38800 | 2 | 8 | 3700 | 2 | 15 | 35700 | 2 | 8 | 14440 | 2 | 19 | 9 | E | 9 | 9 | E | 9 | 21 | A | 7 | 14 | A | 7 | 64 | A | 7 | 1004 | E | 9 | 0 | A | 7 | 0 | A | 7 | 16100 | A | 7 | 990 | A | 7 | 3.5 | E | 8 | 0.126 | F | 8 | 0.13 | F | 8 | -9900 | -9900 | ? | 0
2002-05-29 | 12:00 | 1210 | 1330 | 255 | 2 | 8 | 6 | 2 | 15 | 249 | 2 | 8 | 31000 | 2 | 8 | 500 | 2 | 15 | 30600 | 2 | 8 | 12190 | 2 | 19 | 10 | E | 9 | 10 | E | 9 | 22 | A | 7 | 14 | A | 7 | 60 | A | 7 | 1004 | E | 9 | 250 | A | 7 | 3.6 | A | 7 | 16100 | A | 7 | 77777 | A | 7 | 3.6 | E | 8 | 0.126 | F | 8 | 0.13 | F | 8 | -9900 | -9900 | ? | 0
2002-05-29 | 13:00 | 1220 | 1330 | 366 | 2 | 8 | 30 | 2 | 15 | 338 | 2 | 8 | 40500 | 2 | 8 | 3100 | 2 | 15 | 37700 | 2 | 8 | 17520 | 2 | 19 | 10 | E | 9 | 6 | E | 9 | 22 | A | 7 | 13 | A | 7 | 57 | A | 7 | 1004 | E | 9 | 250 | A | 7 | 2.6 | A | 7 | 16100 | A | 7 | 77777 | A | 7 | 3.6 | E | 8 | 0.126 | F | 8 | 0.13 | F | 8 | -9900 | -9900 | ? | 0
2002-05-29 | 14:00 | 1171 | 1330 | 170 | 2 | 8 | 0 | 2 | 15 | 170 | 2 | 8 | 21200 | 2 | 8 | 0 | 2 | 15 | 21200 | 2 | 8 | 8780 | 2 | 19 | 10 | E | 9 | 9 | E | 9 | 22 | A | 7 | 14 | A | 7 | 60 | A | 7 | 1004 | E | 9 | 320 | A | 7 | 4.1 | A | 7 | 16100 | A | 7 | 2100 | A | 7 | 3.3 | E | 8 | 0.126 | F | 8 | 0.13 | F | 8 | -9900 | -9900 | ? | 0
2002-05-29 | 15:00 | 1066 | 1330 | 157 | 2 | 8 | 0 | 2 | 15 | 157 | 2 | 8 | 19400 | 2 | 8 | 0 | 2 | 15 | 19400 | 2 | 8 | 8080 | 2 | 19 | 10 | E | 9 | 9 | E | 9 | 21 | A | 7 | 13 | A | 7 | 60 | A | 7 | 1004 | E | 9 | 320 | A | 7 | 4.6 | A | 7 | 16100 | A | 7 | 2100 | A | 7 | 3 | E | 8 | 0.126 | F | 8 | 0.13 | F | 8 | -9900 | -9900 | ? | 0
2002-05-29 | 16:00 | 911 | 1330 | 206 | 2 | 8 | 0 | 2 | 15 | 206 | 2 | 8 | 24400 | 2 | 8 | 0 | 2 | 15 | 24400 | 2 | 8 | 9610 | 2 | 19 | 10 | E | 9 | 9 | E | 9 | 21 | A | 7 | 12 | A | 7 | 56 | A | 7 | 1004 | E | 9 | 330 | A | 7 | 3.1 | A | 7 | 16100 | A | 7 | 1500 | A | 7 | 2.7 | E | 8 | 0.126 | F | 8 | 0.13 | F | 8 | -9900 | -9900 | ? | 0
2002-05-29 | 17:00 | 719 | 1330 | 155 | 2 | 8 | 0 | 2 | 15 | 155 | 2 | 8 | 18200 | 2 | 8 | 0 | 2 | 15 | 18200 | 2 | 8 | 6870 | 2 | 19 | 10 | E | 9 | 9 | E | 9 | 20 | A | 7 | 12 | A | 7 | 60 | A | 7 | 1004 | E | 9 | 340 | A | 7 | 5.1 | A | 7 | 16100 | A | 7 | 1020 | A | 7 | 2.8 | E | 8 | 0.126 | F | 8 | 0.13 | F | 8 | -9900 | -9900 | ? | 0
2002-05-29 | 18:00 | 500 | 1330 | 112 | 2 | 8 | 0 | 2 | 15 | 112 | 2 | 8 | 12900 | 2 | 8 | 0 | 2 | 15 | 12900 | 2 | 8 | 4500 | 2 | 19 | 10 | E | 9 | 7 | E | 9 | 18 | A | 7 | 11 | A | 7 | 64 | A | 7 | 1004 | E | 9 | 320 | A | 7 | 4.6 | A | 7 | 16100 | A | 7 | 77777 | A | 7 | 2.8 | E | 8 | 0.126 | F | 8 | 0.13 | F | 8 | -9900 | -9900 | ? | 0
2002-05-29 | 19:00 | 272 | 1330 | 141 | 2 | 8 | 99 | 2 | 15 | 120 | 2 | 8 | 15300 | 2 | 8 | 8300 | 2 | 15 | 13600 | 2 | 8 | 2600 | 2 | 19 | 9 | E | 9 | 6 | E | 9 | 17 | A | 7 | 11 | A | 7 | 68 | A | 7 | 1004 | E | 9 | 330 | A | 7 | 3.6 | A | 7 | 16100 | A | 7 | 77777 | A | 7 | 2.8 | E | 8 | 0.126 | F | 8 | 0.13 | F | 8 | -9900 | -9900 | ? | 0
2002-05-29 | 20:00 | 59 | 1030 | 9 | 2 | 8 | 35 | 2 | 15 | 8 | 2 | 8 | 1200 | 2 | 8 | 1400 | 2 | 15 | 1100 | 2 | 8 | 130 | 2 | 19 | 10 | E | 9 | 5 | E | 9 | 16 | A | 7 | 11 | A | 7 | 72 | A | 7 | 1004 | E | 9 | 300 | A | 7 | 5.1 | A | 7 | 16100 | A | 7 | 77777 | A | 7 | 2.7 | E | 8 | 0.126 | F | 8 | 0.13 | F | 8 | -9900 | -9900 | ? | 0
2002-05-29 | 21:00 | 0 | 0 | 0 | 2 | 0 | 0 | 2 | 0 | 0 | 2 | 0 | 0 | 2 | 0 | 0 | 2 | 0 | 0 | 2 | 0 | 0 | 2 | 0 | 10 | E | 9 | 6 | E | 9 | 15 | A | 7 | 10 | A | 7 | 72 | A | 7 | 1004 | E | 9 | 310 | A | 7 | 5.7 | A | 7 | 16100 | A | 7 | 77777 | A | 7 | 2.5 | E | 8 | 0.126 | F | 8 | 0.13 | F | 8 | -9900 | -9900 | ? | 0
2002-05-29 | 22:00 | 0 | 0 | 0 | 2 | 0 | 0 | 2 | 0 | 0 | 2 | 0 | 0 | 2 | 0 | 0 | 2 | 0 | 0 | 2 | 0 | 0 | 2 | 0 | 10 | E | 9 | 9 | E | 9 | 15 | A | 7 | 10 | A | 7 | 72 | A | 7 | 1004 | E | 9 | 310 | A | 7 | 2.1 | A | 7 | 16100 | A | 7 | 77777 | A | 7 | 2.4 | E | 8 | 0.126 | F | 8 | 0.13 | F | 8 | -9900 | -9900 | ? | 0
2002-05-29 | 23:00 | 0 | 0 | 0 | 2 | 0 | 0 | 2 | 0 | 0 | 2 | 0 | 0 | 2 | 0 | 0 | 2 | 0 | 0 | 2 | 0 | 0 | 2 | 0 | 10 | E | 9 | 7 | E | 9 | 14 | A | 7 | 10 | A | 7 | 77 | A | 7 | 1004 | E | 9 | 310 | A | 7 | 3.6 | A | 7 | 16100 | A | 7 | 77777 | A | 7 | 2.3 | E | 8 | 0.126 | F | 8 | 0.13 | F | 8 | -9900 | -9900 | ? | 0
2002-05-29 | 24:00 | 0 | 0 | 0 | 2 | 0 | 0 | 2 | 0 | 0 | 2 | 0 | 0 | 2 | 0 | 0 | 2 | 0 | 0 | 2 | 0 | 0 | 2 | 0 | 9 | E | 9 | 6 | E | 9 | 14 | A | 7 | 10 | A | 7 | 77 | A | 7 | 1004 | E | 9 | 310 | A | 7 | 4.6 | A | 7 | 16100 | A | 7 | 77777 | A | 7 | 2.1 | E | 8 | 0.126 | F | 8 | 0.13 | F | 8 | -9900 | -9900 | ? | 0
2002-05-30 | 1:00 | 0 | 0 | 0 | 2 | 0 | 0 | 2 | 0 | 0 | 2 | 0 | 0 | 2 | 0 | 0 | 2 | 0 | 0 | 2 | 0 | 0 | 2 | 0 | 10 | E | 9 | 5 | E | 9 | 14 | A | 7 | 9 | A | 7 | 72 | A | 7 | 1004 | E | 9 | 310 | A | 7 | 3.6 | A | 7 | 16100 | A | 7 | 77777 | A | 7 | 2 | E | 8 | 0.125 | F | 8 | 0.13 | F | 8 | -9900 | -9900 | ? | 0
2002-05-30 | 2:00 | 0 | 0 | 0 | 2 | 0 | 0 | 2 | 0 | 0 | 2 | 0 | 0 | 2 | 0 | 0 | 2 | 0 | 0 | 2 | 0 | 0 | 2 | 0 | 10 | E | 9 | 10 | E | 9 | 14 | A | 7 | 9 | A | 7 | 72 | A | 7 | 1004 | E | 9 | 310 | A | 7 | 3.1 | A | 7 | 16100 | A | 7 | 690 | A | 7 | 1.9 | E | 8 | 0.125 | F | 8 | 0.13 | F | 8 | -9900 | -9900 | ? | 0
2002-05-30 | 3:00 | 0 | 0 | 0 | 2 | 0 | 0 | 2 | 0 | 0 | 2 | 0 | 0 | 2 | 0 | 0 | 2 | 0 | 0 | 2 | 0 | 0 | 2 | 0 | 10 | E | 9 | 10 | E | 9 | 14 | A | 7 | 9 | A | 7 | 72 | A | 7 | 1004 | E | 9 | 330 | A | 7 | 2.6 | A | 7 | 16100 | A | 7 | 870 | A | 7 | 1.8 | E | 8 | 0.125 | F | 8 | 0.13 | F | 8 | -9900 | -9900 | ? | 0
2002-05-30 | 4:00 | 0 | 0 | 0 | 2 | 0 | 0 | 2 | 0 | 0 | 2 | 0 | 0 | 2 | 0 | 0 | 2 | 0 | 0 | 2 | 0 | 0 | 2 | 0 | 6 | E | 9 | 6 | E | 9 | 12 | A | 7 | 8 | A | 7 | 76 | A | 7 | 1004 | E | 9 | 300 | A | 7 | 2.1 | A | 7 | 16100 | A | 7 | 77777 | A | 7 | 1.7 | E | 8 | 0.125 | F | 8 | 0.13 | F | 8 | -9900 | -9900 | ? | 0
2002-05-30 | 5:00 | 17 | 565 | 0 | 2 | 8 | 0 | 2 | 15 | 0 | 2 | 8 | 0 | 2 | 8 | 0 | 2 | 15 | 0 | 2 | 8 | 0 | 2 | 19 | 3 | E | 9 | 3 | E | 9 | 11 | A | 7 | 8 | A | 7 | 82 | A | 7 | 1004 | E | 9 | 300 | A | 7 | 3.1 | A | 7 | 16100 | A | 7 | 77777 | A | 7 | 1.6 | E | 8 | 0.125 | F | 8 | 0.13 | F | 8 | -9900 | -9900 | ? | 0
2002-05-30 | 6:00 | 194 | 1329 | 82 | 2 | 8 | 353 | 2 | 15 | 31 | 2 | 8 | 8500 | 2 | 8 | 23800 | 2 | 15 | 5100 | 2 | 8 | 570 | 2 | 19 | 0 | E | 9 | 0 | E | 9 | 12 | A | 7 | 9 | A | 7 | 82 | A | 7 | 1004 | E | 9 | 300 | A | 7 | 3.1 | A | 7 | 16100 | A | 7 | 77777 | A | 7 | 1.5 | E | 8 | 0.125 | F | 8 | 0.13 | F | 8 | -9900 | -9900 | ? | 0
2002-05-30 | 7:00 | 421 | 1329 | 241 | 2 | 8 | 487 | 2 | 15 | 87 | 2 | 8 | 24700 | 2 | 8 | 43300 | 2 | 15 | 11000 | 2 | 8 | 1600 | 2 | 19 | 0 | E | 9 | 0 | E | 9 | 15 | A | 7 | 10 | A | 7 | 72 | A | 7 | 1004 | E | 9 | 300 | A | 7 | 2.6 | A | 7 | 16100 | A | 7 | 77777 | A | 7 | 1.4 | E | 8 | 0.125 | F | 8 | 0.13 | F | 8 | -9900 | -9900 | ? | 0
2002-05-30 | 8:00 | 645 | 1329 | 380 | 2 | 8 | 448 | 2 | 15 | 163 | 2 | 8 | 40200 | 2 | 8 | 44600 | 2 | 15 | 18500 | 2 | 8 | 3390 | 2 | 19 | 3 | E | 9 | 3 | E | 9 | 17 | A | 7 | 11 | A | 7 | 68 | A | 7 | 1004 | E | 9 | 50 | A | 7 | 3.6 | A | 7 | 16100 | A | 7 | 77777 | A | 7 | 1.4 | E | 8 | 0.125 | F | 8 | 0.13 | F | 8 | -9900 | -9900 | ? | 0
2002-05-30 | 9:00 | 848 | 1329 | 535 | 2 | 8 | 510 | 2 | 15 | 209 | 2 | 8 | 57200 | 2 | 8 | 52600 | 2 | 15 | 23600 | 2 | 8 | 5210 | 2 | 19 | 10 | E | 9 | 10 | E | 9 | 18 | A | 7 | 10 | A | 7 | 59 | A | 7 | 1004 | E | 9 | 80 | A | 7 | 3.1 | A | 7 | 16100 | A | 7 | 780 | A | 7 | 1.4 | E | 8 | 0.125 | F | 8 | 0.13 | F | 8 | -9900 | -9900 | ? | 0
2002-05-30 | 10:00 | 1017 | 1329 | 716 | 2 | 8 | 645 | 2 | 15 | 221 | 2 | 8 | 75000 | 2 | 8 | 65100 | 2 | 15 | 25100 | 2 | 8 | 7040 | 2 | 19 | 3 | E | 9 | 3 | E | 9 | 19 | A | 7 | 11 | A | 7 | 60 | A | 7 | 1004 | E | 9 | 30 | A | 7 | 2.1 | A | 7 | 16100 | A | 7 | 77777 | A | 7 | 1.4 | E | 8 | 0.125 | F | 8 | 0.13 | F | 8 | -9900 | -9900 | ? | 0
2002-05-30 | 11:00 | 1141 | 1329 | 828 | 2 | 8 | 667 | 2 | 15 | 254 | 2 | 8 | 87100 | 2 | 8 | 67500 | 2 | 15 | 29000 | 2 | 8 | 11000 | 2 | 19 | 8 | E | 9 | 8 | E | 9 | 21 | A | 7 | 11 | A | 7 | 53 | A | 7 | 1004 | E | 9 | 10 | A | 7 | 1.5 | A | 7 | 16100 | A | 7 | 1140 | A | 7 | 1.4 | E | 8 | 0.125 | F | 8 | 0.13 | F | 8 | -9900 | -9900 | ? | 0
2002-05-30 | 12:00 | 1210 | 1329 | 776 | 2 | 8 | 491 | 2 | 15 | 328 | 2 | 8 | 83700 | 2 | 8 | 51400 | 2 | 15 | 36800 | 2 | 8 | 18850 | 2 | 19 | 3 | E | 9 | 3 | E | 9 | 21 | A | 7 | 11 | A | 7 | 53 | A | 7 | 1004 | E | 9 | 0 | A | 7 | 0 | A | 7 | 16100 | A | 7 | 77777 | A | 7 | 1.4 | E | 8 | 0.125 | F | 8 | 0.13 | F | 8 | -9900 | -9900 | ? | 0
2002-05-30 | 13:00 | 1221 | 1329 | 818 | 2 | 8 | 541 | 2 | 15 | 319 | 2 | 8 | 88500 | 2 | 8 | 56600 | 2 | 15 | 36300 | 2 | 8 | 19190 | 2 | 19 | 3 | E | 9 | 3 | E | 9 | 23 | A | 7 | 11 | A | 7 | 47 | A | 7 | 1004 | E | 9 | 250 | A | 7 | 1.5 | A | 7 | 16100 | A | 7 | 77777 | A | 7 | 1.5 | E | 8 | 0.125 | F | 8 | 0.13 | F | 8 | -9900 | -9900 | ? | 0
2002-05-30 | 14:00 | 1172 | 1329 | 862 | 2 | 8 | 689 | 2 | 15 | 253 | 2 | 8 | 91000 | 2 | 8 | 69900 | 2 | 15 | 29300 | 2 | 8 | 12190 | 2 | 19 | 3 | E | 9 | 3 | E | 9 | 23 | A | 7 | 11 | A | 7 | 47 | A | 7 | 1004 | E | 9 | 0 | A | 7 | 0 | A | 7 | 16100 | A | 7 | 77777 | A | 7 | 1.4 | E | 8 | 0.125 | F | 8 | 0.13 | F | 8 | -9900 | -9900 | ? | 0
2002-05-30 | 15:00 | 1067 | 1329 | 796 | 2 | 8 | 822 | 2 | 15 | 135 | 2 | 8 | 84800 | 2 | 8 | 83200 | 2 | 15 | 17800 | 2 | 8 | 4670 | 2 | 19 | 8 | E | 9 | 8 | E | 9 | 24 | A | 7 | 12 | A | 7 | 47 | A | 7 | 1004 | E | 9 | 50 | A | 7 | 2.1 | A | 7 | 16100 | A | 7 | 1440 | A | 7 | 1.4 | E | 8 | 0.125 | F | 8 | 0.13 | F | 8 | -9900 | -9900 | ? | 0
2002-05-30 | 16:00 | 913 | 1329 | 671 | 2 | 8 | 770 | 2 | 15 | 142 | 2 | 8 | 71800 | 2 | 8 | 78600 | 2 | 15 | 17700 | 2 | 8 | 3940 | 2 | 19 | 0 | E | 9 | 0 | E | 9 | 24 | A | 7 | 11 | A | 7 | 44 | A | 7 | 1004 | E | 9 | 310 | A | 7 | 4.6 | A | 7 | 16100 | A | 7 | 77777 | A | 7 | 1.4 | E | 8 | 0.125 | F | 8 | 0.13 | F | 8 | -9900 | -9900 | ? | 0
2002-05-30 | 17:00 | 721 | 1329 | 503 | 2 | 8 | 699 | 2 | 15 | 123 | 2 | 8 | 52900 | 2 | 8 | 69700 | 2 | 15 | 15100 | 2 | 8 | 2740 | 2 | 19 | 3 | E | 9 | 3 | E | 9 | 22 | A | 7 | 9 | A | 7 | 43 | A | 7 | 1004 | E | 9 | 300 | A | 7 | 6.7 | A | 7 | 16100 | A | 7 | 77777 | A | 7 | 1.4 | E | 8 | 0.125 | F | 8 | 0.13 | F | 8 | -9900 | -9900 | ? | 0
2002-05-30 | 18:00 | 503 | 1329 | 335 | 2 | 8 | 599 | 2 | 15 | 109 | 2 | 8 | 34400 | 2 | 8 | 55500 | 2 | 15 | 13400 | 2 | 8 | 2040 | 2 | 19 | 0 | E | 9 | 0 | E | 9 | 21 | A | 7 | 8 | A | 7 | 43 | A | 7 | 1004 | E | 9 | 300 | A | 7 | 6.2 | A | 7 | 16100 | A | 7 | 77777 | A | 7 | 1.4 | E | 8 | 0.125 | F | 8 | 0.13 | F | 8 | -9900 | -9900 | ? | 0
2002-05-30 | 19:00 | 275 | 1329 | 166 | 2 | 8 | 319 | 2 | 15 | 100 | 2 | 8 | 17100 | 2 | 8 | 24200 | 2 | 15 | 12100 | 2 | 8 | 2050 | 2 | 19 | 0 | E | 9 | 0 | E | 9 | 18 | A | 7 | 7 | A | 7 | 49 | A | 7 | 1004 | E | 9 | 300 | A | 7 | 7.2 | A | 7 | 16100 | A | 7 | 77777 | A | 7 | 1.3 | E | 8 | 0.125 | F | 8 | 0.13 | F | 8 | -9900 | -9900 | ? | 0
2002-05-30 | 20:00 | 62 | 1052 | 12 | 2 | 8 | 115 | 2 | 15 | 7 | 2 | 8 | 1600 | 2 | 8 | 6400 | 2 | 15 | 1200 | 2 | 8 | 170 | 2 | 19 | 0 | E | 9 | 0 | E | 9 | 15 | A | 7 | 7 | A | 7 | 59 | A | 7 | 1004 | E | 9 | 310 | A | 7 | 5.7 | A | 7 | 16100 | A | 7 | 77777 | A | 7 | 1.3 | E | 8 | 0.125 | F | 8 | 0.13 | F | 8 | -9900 | -9900 | ? | 0
2002-05-30 | 21:00 | 0 | 0 | 0 | 2 | 0 | 0 | 2 | 0 | 0 | 2 | 0 | 0 | 2 | 0 | 0 | 2 | 0 | 0 | 2 | 0 | 0 | 2 | 0 | 0 | E | 9 | 0 | E | 9 | 13 | A | 7 | 7 | A | 7 | 67 | A | 7 | 1004 | E | 9 | 300 | A | 7 | 6.2 | A | 7 | 16100 | A | 7 | 77777 | A | 7 | 1.3 | E | 8 | 0.125 | F | 8 | 0.13 | F | 8 | -9900 | -9900 | ? | 0
2002-05-30 | 22:00 | 0 | 0 | 0 | 2 | 0 | 0 | 2 | 0 | 0 | 2 | 0 | 0 | 2 | 0 | 0 | 2 | 0 | 0 | 2 | 0 | 0 | 2 | 0 | 10 | E | 9 | 10 | E | 9 | 13 | A | 7 | 7 | A | 7 | 67 | A | 7 | 1004 | E | 9 | 330 | A | 7 | 5.1 | A | 7 | 16100 | A | 7 | 1500 | A | 7 | 1.3 | E | 8 | 0.125 | F | 8 | 0.13 | F | 8 | -9900 | -9900 | ? | 0
2002-05-30 | 23:00 | 0 | 0 | 0 | 2 | 0 | 0 | 2 | 0 | 0 | 2 | 0 | 0 | 2 | 0 | 0 | 2 | 0 | 0 | 2 | 0 | 0 | 2 | 0 | 4 | E | 9 | 4 | E | 9 | 12 | A | 7 | 7 | A | 7 | 71 | A | 7 | 1004 | E | 9 | 320 | A | 7 | 4.6 | A | 7 | 16100 | A | 7 | 77777 | A | 7 | 1.3 | E | 8 | 0.125 | F | 8 | 0.13 | F | 8 | -9900 | -9900 | ? | 0
2002-05-30 | 24:00 | 0 | 0 | 0 | 2 | 0 | 0 | 2 | 0 | 0 | 2 | 0 | 0 | 2 | 0 | 0 | 2 | 0 | 0 | 2 | 0 | 0 | 2 | 0 | 10 | E | 9 | 10 | E | 9 | 12 | A | 7 | 7 | A | 7 | 71 | A | 7 | 1004 | E | 9 | 300 | A | 7 | 4.1 | A | 7 | 16100 | A | 7 | 1380 | A | 7 | 1.3 | E | 8 | 0.125 | F | 8 | 0.13 | F | 8 | -9900 | -9900 | ? | 0
2002-05-31 | 1:00 | 0 | 0 | 0 | 2 | 0 | 0 | 2 | 0 | 0 | 2 | 0 | 0 | 2 | 0 | 0 | 2 | 0 | 0 | 2 | 0 | 0 | 2 | 0 | 4 | E | 9 | 4 | E | 9 | 11 | A | 7 | 6 | A | 7 | 71 | A | 7 | 1004 | E | 9 | 320 | A | 7 | 4.6 | A | 7 | 16100 | A | 7 | 77777 | A | 7 | 1.3 | E | 8 | 0.125 | F | 8 | 0.13 | F | 8 | -9900 | -9900 | ? | 0
2002-05-31 | 2:00 | 0 | 0 | 0 | 2 | 0 | 0 | 2 | 0 | 0 | 2 | 0 | 0 | 2 | 0 | 0 | 2 | 0 | 0 | 2 | 0 | 0 | 2 | 0 | 0 | E | 9 | 0 | E | 9 | 11 | A | 7 | 6 | A | 7 | 71 | A | 7 | 1004 | E | 9 | 330 | A | 7 | 3.6 | A | 7 | 16100 | A | 7 | 77777 | A | 7 | 1.4 | E | 8 | 0.125 | F | 8 | 0.13 | F | 8 | -9900 | -9900 | ? | 0
2002-05-31 | 3:00 | 0 | 0 | 0 | 2 | 0 | 0 | 2 | 0 | 0 | 2 | 0 | 0 | 2 | 0 | 0 | 2 | 0 | 0 | 2 | 0 | 0 | 2 | 0 | 3 | E | 9 | 3 | E | 9 | 10 | A | 7 | 6 | A | 7 | 76 | A | 7 | 1004 | E | 9 | 320 | A | 7 | 3.1 | A | 7 | 16100 | A | 7 | 77777 | A | 7 | 1.4 | E | 8 | 0.125 | F | 8 | 0.13 | F | 8 | -9900 | -9900 | ? | 0
2002-05-31 | 4:00 | 0 | 0 | 0 | 2 | 0 | 0 | 2 | 0 | 0 | 2 | 0 | 0 | 2 | 0 | 0 | 2 | 0 | 0 | 2 | 0 | 0 | 2 | 0 | 10 | E | 9 | 10 | E | 9 | 11 | A | 7 | 6 | A | 7 | 71 | A | 7 | 1004 | E | 9 | 330 | A | 7 | 2.6 | A | 7 | 16100 | A | 7 | 1080 | A | 7 | 1.5 | E | 8 | 0.125 | F | 8 | 0.13 | F | 8 | -9900 | -9900 | ? | 0
2002-05-31 | 5:00 | 18 | 587 | 0 | 2 | 8 | 0 | 2 | 15 | 0 | 2 | 8 | 0 | 2 | 8 | 0 | 2 | 15 | 0 | 2 | 8 | 0 | 2 | 19 | 0 | E | 9 | 0 | E | 9 | 8 | A | 7 | 5 | A | 7 | 81 | A | 7 | 1004 | E | 9 | 310 | A | 7 | 2.1 | A | 7 | 16100 | A | 7 | 77777 | A | 7 | 1.5 | E | 8 | 0.125 | F | 8 | 0.13 | F | 8 | -9900 | -9900 | ? | 0
2002-05-31 | 6:00 | 195 | 1329 | 88 | 2 | 8 | 386 | 2 | 15 | 32 | 2 | 8 | 9200 | 2 | 8 | 26100 | 2 | 15 | 5300 | 2 | 8 | 590 | 2 | 19 | 4 | E | 9 | 3 | E | 9 | 9 | A | 7 | 6 | A | 7 | 81 | A | 7 | 1004 | E | 9 | 310 | A | 7 | 2.6 | A | 7 | 16100 | A | 7 | 77777 | A | 7 | 1.5 | E | 8 | 0.125 | F | 8 | 0.13 | F | 8 | -9900 | -9900 | ? | 0
2002-05-31 | 7:00 | 422 | 1329 | 250 | 2 | 8 | 553 | 2 | 15 | 74 | 2 | 8 | 25900 | 2 | 8 | 49700 | 2 | 15 | 10100 | 2 | 8 | 1400 | 2 | 19 | 2 | E | 9 | 1 | E | 9 | 12 | A | 7 | 7 | A | 7 | 71 | A | 7 | 1004 | E | 9 | 320 | A | 7 | 2.1 | A | 7 | 16100 | A | 7 | 77777 | A | 7 | 1.5 | E | 8 | 0.125 | F | 8 | 0.13 | F | 8 | -9900 | -9900 | ? | 0
2002-05-31 | 8:00 | 646 | 1329 | 430 | 2 | 8 | 683 | 2 | 15 | 97 | 2 | 8 | 45500 | 2 | 8 | 67500 | 2 | 15 | 12600 | 2 | 8 | 2080 | 2 | 19 | 0 | E | 9 | 0 | E | 9 | 15 | A | 7 | 6 | A | 7 | 55 | A | 7 | 1004 | E | 9 | 10 | A | 7 | 2.1 | A | 7 | 16100 | A | 7 | 77777 | A | 7 | 1.5 | E | 8 | 0.125 | F | 8 | 0.13 | F | 8 | -9900 | -9900 | ? | 0
2002-05-31 | 9:00 | 849 | 1329 | 593 | 2 | 8 | 703 | 2 | 15 | 144 | 2 | 8 | 62900 | 2 | 8 | 71200 | 2 | 15 | 17400 | 2 | 8 | 3640 | 2 | 19 | 2 | E | 9 | 2 | E | 9 | 17 | A | 7 | 5 | A | 7 | 45 | A | 7 | 1004 | E | 9 | 40 | A | 7 | 3.1 | A | 7 | 16100 | A | 7 | 77777 | A | 7 | 1.5 | E | 8 | 0.125 | F | 8 | 0.13 | F | 8 | -9900 | -9900 | ? | 0
2002-05-31 | 10:00 | 1018 | 1329 | 721 | 2 | 8 | 698 | 2 | 15 | 185 | 2 | 8 | 76600 | 2 | 8 | 71100 | 2 | 15 | 21900 | 2 | 8 | 6030 | 2 | 19 | 0 | E | 9 | 0 | E | 9 | 18 | A | 7 | 5 | A | 7 | 42 | A | 7 | 1004 | E | 9 | 50 | A | 7 | 4.6 | A | 7 | 16100 | A | 7 | 77777 | A | 7 | 1.5 | E | 8 | 0.125 | F | 8 | 0.13 | F | 8 | -9900 | -9900 | ? | 0
2002-05-31 | 11:00 | 1142 | 1329 | 862 | 2 | 8 | 798 | 2 | 15 | 175 | 2 | 8 | 90100 | 2 | 8 | 80200 | 2 | 15 | 21100 | 2 | 8 | 7060 | 2 | 19 | 2 | E | 9 | 2 | E | 9 | 20 | A | 7 | 4 | A | 7 | 35 | A | 7 | 1004 | E | 9 | 40 | A | 7 | 6.2 | A | 7 | 16100 | A | 7 | 77777 | A | 7 | 1.5 | E | 8 | 0.125 | F | 8 | 0.13 | F | 8 | -9900 | -9900 | ? | 0
2002-05-31 | 12:00 | 1211 | 1329 | 942 | 2 | 8 | 880 | 2 | 15 | 138 | 2 | 8 | 96500 | 2 | 8 | 88200 | 2 | 15 | 16000 | 2 | 8 | 6080 | 2 | 19 | 0 | E | 9 | 0 | E | 9 | 21 | A | 7 | 6 | A | 7 | 38 | A | 7 | 1004 | E | 9 | 50 | A | 7 | 5.1 | A | 7 | 16100 | A | 7 | 77777 | A | 7 | 1.5 | E | 8 | 0.125 | F | 8 | 0.13 | F | 8 | -9900 | -9900 | ? | 0
2002-05-31 | 13:00 | 1222 | 1329 | 964 | 2 | 8 | 866 | 2 | 15 | 166 | 2 | 8 | 102400 | 2 | 8 | 87600 | 2 | 15 | 21700 | 2 | 8 | 9330 | 2 | 19 | 0 | E | 9 | 0 | E | 9 | 22 | A | 7 | 6 | A | 7 | 35 | A | 7 | 1004 | E | 9 | 40 | A | 7 | 5.7 | A | 7 | 16100 | A | 7 | 77777 | A | 7 | 1.5 | E | 8 | 0.125 | F | 8 | 0.13 | F | 8 | -9900 | -9900 | ? | 0
2002-05-31 | 14:00 | 1173 | 1329 | 881 | 2 | 8 | 774 | 2 | 15 | 196 | 2 | 8 | 91300 | 2 | 8 | 77400 | 2 | 15 | 22800 | 2 | 8 | 8630 | 2 | 19 | 0 | E | 9 | 0 | E | 9 | 23 | A | 7 | 4 | A | 7 | 29 | A | 7 | 1004 | E | 9 | 40 | A | 7 | 6.2 | A | 7 | 16100 | A | 7 | 77777 | A | 7 | 1.4 | E | 8 | 0.125 | F | 8 | 0.13 | F | 8 | -9900 | -9900 | ? | 0
2002-05-31 | 15:00 | 1069 | 1329 | 809 | 2 | 8 | 755 | 2 | 15 | 201 | 2 | 8 | 85900 | 2 | 8 | 77000 | 2 | 15 | 23900 | 2 | 8 | 7280 | 2 | 19 | 0 | E | 9 | 0 | E | 9 | 23 | A | 7 | 4 | A | 7 | 29 | A | 7 | 1004 | E | 9 | 30 | A | 7 | 5.7 | A | 7 | 16100 | A | 7 | 77777 | A | 7 | 1.3 | E | 8 | 0.125 | F | 8 | 0.13 | F | 8 | -9900 | -9900 | ? | 0
2002-05-31 | 16:00 | 915 | 1329 | 548 | 2 | 8 | 376 | 2 | 15 | 289 | 2 | 8 | 59400 | 2 | 8 | 40400 | 2 | 15 | 31500 | 2 | 8 | 8110 | 2 | 19 | 1 | E | 9 | 1 | E | 9 | 23 | A | 7 | 4 | A | 7 | 29 | A | 7 | 1004 | E | 9 | 10 | A | 7 | 4.6 | A | 7 | 16100 | A | 7 | 77777 | A | 7 | 1.1 | E | 8 | 0.125 | F | 8 | 0.13 | F | 8 | -9900 | -9900 | ? | 0
2002-05-31 | 17:00 | 723 | 1329 | 332 | 2 | 8 | 145 | 2 | 15 | 253 | 2 | 8 | 36100 | 2 | 8 | 15000 | 2 | 15 | 27900 | 2 | 8 | 6510 | 2 | 19 | 8 | E | 9 | 8 | E | 9 | 23 | A | 7 | 4 | A | 7 | 29 | A | 7 | 1004 | E | 9 | 10 | A | 7 | 4.6 | A | 7 | 16100 | A | 7 | 77777 | A | 7 | 1.2 | E | 8 | 0.125 | F | 8 | 0.13 | F | 8 | -9900 | -9900 | ? | 0
2002-05-31 | 18:00 | 505 | 1329 | 120 | 2 | 8 | 0 | 2 | 15 | 120 | 2 | 8 | 13700 | 2 | 8 | 0 | 2 | 15 | 13700 | 2 | 8 | 4770 | 2 | 19 | 10 | E | 9 | 7 | E | 9 | 21 | A | 7 | 9 | A | 7 | 46 | A | 7 | 1004 | E | 9 | 330 | A | 7 | 4.6 | A | 7 | 16100 | A | 7 | 77777 | A | 7 | 1.4 | E | 8 | 0.125 | F | 8 | 0.13 | F | 8 | -9900 | -9900 | ? | 0
2002-05-31 | 19:00 | 278 | 1329 | 137 | 2 | 8 | 89 | 2 | 15 | 118 | 2 | 8 | 14900 | 2 | 8 | 7500 | 2 | 15 | 13300 | 2 | 8 | 2600 | 2 | 19 | 10 | E | 9 | 4 | E | 9 | 18 | A | 7 | 10 | A | 7 | 59 | A | 7 | 1004 | E | 9 | 300 | A | 7 | 4.6 | A | 7 | 16100 | A | 7 | 77777 | A | 7 | 1.5 | E | 8 | 0.125 | F | 8 | 0.13 | F | 8 | -9900 | -9900 | ? | 0
2002-05-31 | 20:00 | 64 | 1074 | 11 | 2 | 8 | 33 | 2 | 15 | 9 | 2 | 8 | 1300 | 2 | 8 | 1100 | 2 | 15 | 1200 | 2 | 8 | 140 | 2 | 19 | 10 | E | 9 | 7 | E | 9 | 17 | A | 7 | 9 | A | 7 | 59 | A | 7 | 1004 | E | 9 | 310 | A | 7 | 6.7 | A | 7 | 16100 | A | 7 | 77777 | A | 7 | 1.5 | E | 8 | 0.125 | F | 8 | 0.13 | F | 8 | -9900 | -9900 | ? | 0
2002-05-31 | 21:00 | 0 | 0 | 0 | 2 | 0 | 0 | 2 | 0 | 0 | 2 | 0 | 0 | 2 | 0 | 0 | 2 | 0 | 0 | 2 | 0 | 0 | 2 | 0 | 10 | E | 9 | 8 | E | 9 | 16 | A | 7 | 8 | A | 7 | 59 | A | 7 | 1004 | E | 9 | 310 | A | 7 | 6.2 | A | 7 | 16100 | A | 7 | 77777 | A | 7 | 1.5 | E | 8 | 0.125 | F | 8 | 0.13 | F | 8 | -9900 | -9900 | ? | 0
2002-05-31 | 22:00 | 0 | 0 | 0 | 2 | 0 | 0 | 2 | 0 | 0 | 2 | 0 | 0 | 2 | 0 | 0 | 2 | 0 | 0 | 2 | 0 | 0 | 2 | 0 | 10 | E | 9 | 7 | E | 9 | 15.4 | A | 7 | 8 | A | 7 | 67 | A | 7 | 1004 | E | 9 | 310 | A | 7 | 6 | A | 7 | 16100 | A | 7 | 77777 | A | 7 | 1.6 | E | 8 | 0.125 | F | 8 | 0.13 | F | 8 | -9900 | -9900 | ? | 0
2002-05-31 | 23:00 | 0 | 0 | 0 | 2 | 0 | 0 | 2 | 0 | 0 | 2 | 0 | 0 | 2 | 0 | 0 | 2 | 0 | 0 | 2 | 0 | 0 | 2 | 0 | 10 | E | 9 | 9 | E | 9 | 14.9 | A | 7 | 8 | A | 7 | 72 | A | 7 | 1004 | E | 9 | 310 | A | 7 | 5.9 | A | 7 | 16100 | A | 7 | 77777 | A | 7 | 1.7 | E | 8 | 0.125 | F | 8 | 0.13 | F | 8 | -9900 | -9900 | ? | 0
2002-05-31 | 24:00 | 0 | 0 | 0 | 2 | 0 | 0 | 2 | 0 | 0 | 2 | 0 | 0 | 2 | 0 | 0 | 2 | 0 | 0 | 2 | 0 | 0 | 2 | 0 | 10 | E | 9 | 4 | E | 9 | 14.3 | A | 7 | 8 | A | 7 | 72 | A | 7 | 1004 | E | 9 | 310 | A | 7 | 5.7 | A | 7 | 16100 | A | 7 | 77777 | A | 7 | 1.7 | E | 8 | 0.125 | F | 8 | 0.13 | F | 8 | -9900 | -9900 | ? | 0
2002-06-01 | 1:00 | 0 | 0 | 0 | 2 | 0 | 0 | 2 | 0 | 0 | 2 | 0 | 0 | 2 | 0 | 0 | 2 | 0 | 0 | 2 | 0 | 0 | 2 | 0 | 10 | E | 9 | 4 | E | 9 | 13.7 | A | 7 | 8 | A | 7 | 76 | A | 7 | 1004 | E | 9 | 310 | A | 7 | 5.6 | A | 7 | 16100 | A | 7 | 77777 | A | 7 | 1.8 | E | 8 | 0.125 | F | 8 | 0.13 | F | 8 | -9900 | -9900 | ? | 0
2002-06-01 | 2:00 | 0 | 0 | 0 | 2 | 0 | 0 | 2 | 0 | 0 | 2 | 0 | 0 | 2 | 0 | 0 | 2 | 0 | 0 | 2 | 0 | 0 | 2 | 0 | 10 | E | 9 | 4 | E | 9 | 13.1 | A | 7 | 8 | A | 7 | 76 | A | 7 | 1004 | E | 9 | 300 | A | 7 | 5.4 | A | 7 | 16100 | A | 7 | 77777 | A | 7 | 1.7 | E | 8 | 0.125 | F | 8 | 0.13 | F | 8 | -9900 | -9900 | ? | 0
2002-06-01 | 3:00 | 0 | 0 | 0 | 2 | 0 | 0 | 2 | 0 | 0 | 2 | 0 | 0 | 2 | 0 | 0 | 2 | 0 | 0 | 2 | 0 | 0 | 2 | 0 | 10 | E | 9 | 5 | E | 9 | 12.6 | A | 7 | 8 | A | 7 | 76 | A | 7 | 1004 | E | 9 | 310 | A | 7 | 5.3 | A | 7 | 16100 | A | 7 | 77777 | A | 7 | 1.5 | E | 8 | 0.125 | F | 8 | 0.13 | F | 8 | -9900 | -9900 | ? | 0
2002-06-01 | 4:00 | 0 | 0 | 0 | 2 | 0 | 0 | 2 | 0 | 0 | 2 | 0 | 0 | 2 | 0 | 0 | 2 | 0 | 0 | 2 | 0 | 0 | 2 | 0 | 10 | E | 9 | 6 | E | 9 | 12 | A | 7 | 8 | A | 7 | 76 | A | 7 | 1004 | E | 9 | 310 | A | 7 | 5.1 | A | 7 | 16100 | A | 7 | 77777 | A | 7 | 1.4 | E | 8 | 0.125 | F | 8 | 0.13 | F | 8 | -9900 | -9900 | ? | 0
2002-06-01 | 5:00 | 19 | 587 | 0 | 2 | 8 | 0 | 2 | 15 | 0 | 2 | 8 | 0 | 2 | 8 | 0 | 2 | 15 | 0 | 2 | 8 | 0 | 2 | 19 | 8 | E | 9 | 7 | E | 9 | 11 | A | 7 | 8 | A | 7 | 82 | A | 7 | 1004 | E | 9 | 310 | A | 7 | 4.1 | A | 7 | 16100 | A | 7 | 77777 | A | 7 | 1.4 | E | 8 | 0.125 | F | 8 | 0.13 | F | 8 | -9900 | -9900 | ? | 0
2002-06-01 | 6:00 | 197 | 1328 | 89 | 2 | 8 | 369 | 2 | 15 | 34 | 2 | 8 | 9100 | 2 | 8 | 25000 | 2 | 15 | 5400 | 2 | 8 | 620 | 2 | 19 | 9 | E | 9 | 8 | E | 9 | 12 | A | 7 | 8 | A | 7 | 76 | A | 7 | 1004 | E | 9 | 300 | A | 7 | 3.1 | A | 7 | 16100 | A | 7 | 77777 | A | 7 | 1.4 | E | 8 | 0.125 | F | 8 | 0.13 | F | 8 | -9900 | -9900 | ? | 0
2002-06-01 | 7:00 | 424 | 1328 | 246 | 2 | 8 | 554 | 2 | 15 | 70 | 2 | 8 | 25700 | 2 | 8 | 49900 | 2 | 15 | 9800 | 2 | 8 | 1340 | 2 | 19 | 5 | E | 9 | 5 | E | 9 | 13 | A | 7 | 8 | A | 7 | 72 | A | 7 | 1004 | E | 9 | 310 | A | 7 | 4.1 | A | 7 | 16100 | A | 7 | 77777 | A | 7 | 1.4 | E | 8 | 0.125 | F | 8 | 0.13 | F | 8 | -9900 | -9900 | ? | 0
2002-06-01 | 8:00 | 647 | 1328 | 425 | 2 | 8 | 678 | 2 | 15 | 95 | 2 | 8 | 45200 | 2 | 8 | 67100 | 2 | 15 | 12500 | 2 | 8 | 2050 | 2 | 19 | 0 | E | 9 | 0 | E | 9 | 16 | A | 7 | 8 | A | 7 | 59 | A | 7 | 1004 | E | 9 | 310 | A | 7 | 3.1 | A | 7 | 16100 | A | 7 | 77777 | A | 7 | 1.4 | E | 8 | 0.125 | F | 8 | 0.13 | F | 8 | -9900 | -9900 | ? | 0
2002-06-01 | 9:00 | 850 | 1328 | 588 | 2 | 8 | 685 | 2 | 15 | 149 | 2 | 8 | 62100 | 2 | 8 | 69300 | 2 | 15 | 17800 | 2 | 8 | 3760 | 2 | 19 | 0 | E | 9 | 0 | E | 9 | 17 | A | 7 | 8 | A | 7 | 55 | A | 7 | 1004 | E | 9 | 210 | A | 7 | 1.5 | A | 7 | 16100 | A | 7 | 77777 | A | 7 | 1.4 | E | 8 | 0.125 | F | 8 | 0.13 | F | 8 | -9900 | -9900 | ? | 0
2002-06-01 | 10:00 | 1019 | 1328 | 738 | 2 | 8 | 716 | 2 | 15 | 188 | 2 | 8 | 78300 | 2 | 8 | 72900 | 2 | 15 | 22300 | 2 | 8 | 6130 | 2 | 19 | 4 | E | 9 | 4 | E | 9 | 19 | A | 7 | 7 | A | 7 | 46 | A | 7 | 1004 | E | 9 | 10 | A | 7 | 2.1 | A | 7 | 16100 | A | 7 | 77777 | A | 7 | 1.4 | E | 8 | 0.125 | F | 8 | 0.13 | F | 8 | -9900 | -9900 | ? | 0
2002-06-01 | 11:00 | 1142 | 1328 | 718 | 2 | 8 | 447 | 2 | 15 | 333 | 2 | 8 | 76600 | 2 | 8 | 46700 | 2 | 15 | 36400 | 2 | 8 | 15020 | 2 | 19 | 8 | E | 9 | 8 | E | 9 | 20 | A | 7 | 8 | A | 7 | 46 | A | 7 | 1004 | E | 9 | 30 | A | 7 | 2.1 | A | 7 | 16100 | A | 7 | 1290 | A | 7 | 1.4 | E | 8 | 0.125 | F | 8 | 0.13 | F | 8 | -9900 | -9900 | ? | 0
2002-06-01 | 12:00 | 1212 | 1328 | 906 | 2 | 8 | 725 | 2 | 15 | 244 | 2 | 8 | 96400 | 2 | 8 | 73800 | 2 | 15 | 28900 | 2 | 8 | 13840 | 2 | 19 | 8 | E | 9 | 8 | E | 9 | 21 | A | 7 | 7 | A | 7 | 40 | A | 7 | 1004 | E | 9 | 320 | A | 7 | 1.5 | A | 7 | 16100 | A | 7 | 1350 | A | 7 | 1.4 | E | 8 | 0.125 | F | 8 | 0.13 | F | 8 | -9900 | -9900 | ? | 0
2002-06-01 | 13:00 | 1223 | 1328 | 866 | 2 | 8 | 553 | 2 | 15 | 356 | 2 | 8 | 92800 | 2 | 8 | 57800 | 2 | 15 | 39500 | 2 | 8 | 21760 | 2 | 19 | 4 | E | 9 | 4 | E | 9 | 22 | A | 7 | 9 | A | 7 | 43 | A | 7 | 1004 | E | 9 | 310 | A | 7 | 4.1 | A | 7 | 16100 | A | 7 | 77777 | A | 7 | 1.4 | E | 8 | 0.125 | F | 8 | 0.13 | F | 8 | -9900 | -9900 | ? | 0
2002-06-01 | 14:00 | 1175 | 1328 | 434 | 2 | 8 | 127 | 2 | 15 | 322 | 2 | 8 | 48600 | 2 | 8 | 13600 | 2 | 15 | 36500 | 2 | 8 | 14490 | 2 | 19 | 0 | E | 9 | 0 | E | 9 | 22 | A | 7 | 9 | A | 7 | 43 | A | 7 | 1004 | E | 9 | 310 | A | 7 | 5.7 | A | 7 | 16100 | A | 7 | 77777 | A | 7 | 1.5 | E | 8 | 0.125 | F | 8 | 0.13 | F | 8 | -9900 | -9900 | ? | 0
2002-06-01 | 15:00 | 1070 | 1328 | 711 | 2 | 8 | 487 | 2 | 15 | 318 | 2 | 8 | 75400 | 2 | 8 | 50700 | 2 | 15 | 34500 | 2 | 8 | 11790 | 2 | 19 | 0 | E | 9 | 0 | E | 9 | 22 | A | 7 | 10 | A | 7 | 46 | A | 7 | 1004 | E | 9 | 310 | A | 7 | 5.7 | A | 7 | 16100 | A | 7 | 77777 | A | 7 | 1.5 | E | 8 | 0.125 | F | 8 | 0.13 | F | 8 | -9900 | -9900 | ? | 0
2002-06-01 | 16:00 | 917 | 1328 | 650 | 2 | 8 | 708 | 2 | 15 | 161 | 2 | 8 | 68900 | 2 | 8 | 71900 | 2 | 15 | 19200 | 2 | 8 | 4430 | 2 | 19 | 0 | E | 9 | 0 | E | 9 | 22 | A | 7 | 9 | A | 7 | 43 | A | 7 | 1004 | E | 9 | 310 | A | 7 | 6.7 | A | 7 | 16100 | A | 7 | 77777 | A | 7 | 1.6 | E | 8 | 0.125 | F | 8 | 0.13 | F | 8 | -9900 | -9900 | ? | 0
2002-06-01 | 17:00 | 725 | 1328 | 487 | 2 | 8 | 598 | 2 | 15 | 160 | 2 | 8 | 50300 | 2 | 8 | 58900 | 2 | 15 | 18100 | 2 | 8 | 3430 | 2 | 19 | 0 | E | 9 | 0 | E | 9 | 21 | A | 7 | 9 | A | 7 | 46 | A | 7 | 1004 | E | 9 | 310 | A | 7 | 6.7 | A | 7 | 16100 | A | 7 | 77777 | A | 7 | 1.6 | E | 8 | 0.125 | F | 8 | 0.13 | F | 8 | -9900 | -9900 | ? | 0
2002-06-01 | 18:00 | 507 | 1328 | 334 | 2 | 8 | 571 | 2 | 15 | 115 | 2 | 8 | 34100 | 2 | 8 | 52900 | 2 | 15 | 13800 | 2 | 8 | 2140 | 2 | 19 | 0 | E | 9 | 0 | E | 9 | 19 | A | 7 | 9 | A | 7 | 52 | A | 7 | 1004 | E | 9 | 290 | A | 7 | 6.7 | A | 7 | 16100 | A | 7 | 77777 | A | 7 | 1.5 | E | 8 | 0.125 | F | 8 | 0.13 | F | 8 | -9900 | -9900 | ? | 0
2002-06-01 | 19:00 | 280 | 1328 | 176 | 2 | 8 | 404 | 2 | 15 | 91 | 2 | 8 | 17800 | 2 | 8 | 30800 | 2 | 15 | 11300 | 2 | 8 | 1720 | 2 | 19 | 0 | E | 9 | 0 | E | 9 | 17 | A | 7 | 8 | A | 7 | 55 | A | 7 | 1004 | E | 9 | 290 | A | 7 | 5.7 | A | 7 | 16100 | A | 7 | 77777 | A | 7 | 1.5 | E | 8 | 0.125 | F | 8 | 0.13 | F | 8 | -9900 | -9900 | ? | 0
2002-06-01 | 20:00 | 66 | 1096 | 14 | 2 | 8 | 153 | 2 | 15 | 7 | 2 | 8 | 1900 | 2 | 8 | 8600 | 2 | 15 | 1300 | 2 | 8 | 170 | 2 | 19 | 0 | E | 9 | 0 | E | 9 | 14 | A | 7 | 7 | A | 7 | 63 | A | 7 | 1004 | E | 9 | 300 | A | 7 | 5.1 | A | 7 | 16100 | A | 7 | 77777 | A | 7 | 1.5 | E | 8 | 0.125 | F | 8 | 0.13 | F | 8 | -9900 | -9900 | ? | 0
2002-06-01 | 21:00 | 0 | 0 | 0 | 2 | 0 | 0 | 2 | 0 | 0 | 2 | 0 | 0 | 2 | 0 | 0 | 2 | 0 | 0 | 2 | 0 | 0 | 2 | 0 | 8 | E | 9 | 8 | E | 9 | 13 | A | 7 | 7 | A | 7 | 67 | A | 7 | 1004 | E | 9 | 310 | A | 7 | 3.6 | A | 7 | 16100 | A | 7 | 1800 | A | 7 | 1.5 | E | 8 | 0.125 | F | 8 | 0.13 | F | 8 | -9900 | -9900 | ? | 0
2002-06-01 | 22:00 | 0 | 0 | 0 | 2 | 0 | 0 | 2 | 0 | 0 | 2 | 0 | 0 | 2 | 0 | 0 | 2 | 0 | 0 | 2 | 0 | 0 | 2 | 0 | 8 | E | 9 | 8 | E | 9 | 13 | A | 7 | 7 | A | 7 | 67 | A | 7 | 1004 | E | 9 | 310 | A | 7 | 4.1 | A | 7 | 16100 | A | 7 | 1800 | A | 7 | 1.5 | E | 8 | 0.125 | F | 8 | 0.13 | F | 8 | -9900 | -9900 | ? | 0
2002-06-01 | 23:00 | 0 | 0 | 0 | 2 | 0 | 0 | 2 | 0 | 0 | 2 | 0 | 0 | 2 | 0 | 0 | 2 | 0 | 0 | 2 | 0 | 0 | 2 | 0 | 3 | E | 9 | 3 | E | 9 | 12 | A | 7 | 6 | A | 7 | 67 | A | 7 | 1004 | E | 9 | 330 | A | 7 | 3.6 | A | 7 | 16100 | A | 7 | 77777 | A | 7 | 1.4 | E | 8 | 0.125 | F | 8 | 0.13 | F | 8 | -9900 | -9900 | ? | 0
2002-06-01 | 24:00 | 0 | 0 | 0 | 2 | 0 | 0 | 2 | 0 | 0 | 2 | 0 | 0 | 2 | 0 | 0 | 2 | 0 | 0 | 2 | 0 | 0 | 2 | 0 | 0 | E | 9 | 0 | E | 9 | 11 | A | 7 | 6 | A | 7 | 71 | A | 7 | 1004 | E | 9 | 320 | A | 7 | 4.1 | A | 7 | 16100 | A | 7 | 77777 | A | 7 | 1.4 | E | 8 | 0.125 | F | 8 | 0.13 | F | 8 | -9900 | -9900 | ? | 0
2002-06-02 | 1:00 | 0 | 0 | 0 | 2 | 0 | 0 | 2 | 0 | 0 | 2 | 0 | 0 | 2 | 0 | 0 | 2 | 0 | 0 | 2 | 0 | 0 | 2 | 0 | 0 | E | 9 | 0 | E | 9 | 10 | A | 7 | 6 | A | 7 | 76 | A | 7 | 1004 | E | 9 | 320 | A | 7 | 4.1 | A | 7 | 16100 | A | 7 | 77777 | A | 7 | 1.4 | E | 8 | 0.125 | F | 8 | 0.13 | F | 8 | -9900 | -9900 | ? | 0
2002-06-02 | 2:00 | 0 | 0 | 0 | 2 | 0 | 0 | 2 | 0 | 0 | 2 | 0 | 0 | 2 | 0 | 0 | 2 | 0 | 0 | 2 | 0 | 0 | 2 | 0 | 0 | E | 9 | 0 | E | 9 | 9 | A | 7 | 6 | A | 7 | 81 | A | 7 | 1004 | E | 9 | 310 | A | 7 | 3.6 | A | 7 | 16100 | A | 7 | 77777 | A | 7 | 1.3 | E | 8 | 0.125 | F | 8 | 0.13 | F | 8 | -9900 | -9900 | ? | 0
2002-06-02 | 3:00 | 0 | 0 | 0 | 2 | 0 | 0 | 2 | 0 | 0 | 2 | 0 | 0 | 2 | 0 | 0 | 2 | 0 | 0 | 2 | 0 | 0 | 2 | 0 | 0 | E | 9 | 0 | E | 9 | 9 | A | 7 | 6 | A | 7 | 81 | A | 7 | 1004 | E | 9 | 320 | A | 7 | 3.1 | A | 7 | 16100 | A | 7 | 77777 | A | 7 | 1.3 | E | 8 | 0.125 | F | 8 | 0.13 | F | 8 | -9900 | -9900 | ? | 0
2002-06-02 | 4:00 | 0 | 0 | 0 | 2 | 0 | 0 | 2 | 0 | 0 | 2 | 0 | 0 | 2 | 0 | 0 | 2 | 0 | 0 | 2 | 0 | 0 | 2 | 0 | 0 | E | 9 | 0 | E | 9 | 6 | A | 7 | 4 | A | 7 | 87 | A | 7 | 1004 | E | 9 | 0 | A | 7 | 0 | A | 7 | 16100 | A | 7 | 77777 | A | 7 | 1.3 | E | 8 | 0.125 | F | 8 | 0.13 | F | 8 | -9900 | -9900 | ? | 0
2002-06-02 | 5:00 | 19 | 609 | 0 | 2 | 8 | 0 | 2 | 15 | 0 | 2 | 8 | 0 | 2 | 8 | 0 | 2 | 15 | 0 | 2 | 8 | 0 | 2 | 19 | 0 | E | 9 | 0 | E | 9 | 4 | A | 7 | 3 | A | 7 | 93 | A | 7 | 1004 | E | 9 | 0 | A | 7 | 0 | A | 7 | 16100 | A | 7 | 77777 | A | 7 | 1.3 | E | 8 | 0.125 | F | 8 | 0.13 | F | 8 | -9900 | -9900 | ? | 0
2002-06-02 | 6:00 | 198 | 1328 | 89 | 2 | 8 | 360 | 2 | 15 | 36 | 2 | 8 | 9200 | 2 | 8 | 24400 | 2 | 15 | 5600 | 2 | 8 | 650 | 2 | 19 | 0 | E | 9 | 0 | E | 9 | 7 | A | 7 | 4 | A | 7 | 81 | A | 7 | 1004 | E | 9 | 0 | A | 7 | 0 | A | 7 | 16100 | A | 7 | 77777 | A | 7 | 1.3 | E | 8 | 0.125 | F | 8 | 0.13 | F | 8 | -9900 | -9900 | ? | 0
2002-06-02 | 7:00 | 425 | 1328 | 251 | 2 | 8 | 587 | 2 | 15 | 63 | 2 | 8 | 26400 | 2 | 8 | 53200 | 2 | 15 | 9300 | 2 | 8 | 1230 | 2 | 19 | 0 | E | 9 | 0 | E | 9 | 11 | A | 7 | 7 | A | 7 | 76 | A | 7 | 1004 | E | 9 | 0 | A | 7 | 0 | A | 7 | 16100 | A | 7 | 77777 | A | 7 | 1.3 | E | 8 | 0.125 | F | 8 | 0.13 | F | 8 | -9900 | -9900 | ? | 0
2002-06-02 | 8:00 | 648 | 1328 | 430 | 2 | 8 | 706 | 2 | 15 | 85 | 2 | 8 | 44900 | 2 | 8 | 69000 | 2 | 15 | 11200 | 2 | 8 | 1800 | 2 | 19 | 0 | E | 9 | 0 | E | 9 | 14 | A | 7 | 7 | A | 7 | 63 | A | 7 | 1004 | E | 9 | 0 | A | 7 | 0 | A | 7 | 16100 | A | 7 | 77777 | A | 7 | 1.4 | E | 8 | 0.125 | F | 8 | 0.13 | F | 8 | -9900 | -9900 | ? | 0
2002-06-02 | 9:00 | 850 | 1328 | 599 | 2 | 8 | 726 | 2 | 15 | 133 | 2 | 8 | 63800 | 2 | 8 | 73800 | 2 | 15 | 16500 | 2 | 8 | 3400 | 2 | 19 | 0 | E | 9 | 0 | E | 9 | 16 | A | 7 | 7 | A | 7 | 55 | A | 7 | 1004 | E | 9 | 60 | A | 7 | 3.1 | A | 7 | 16100 | A | 7 | 77777 | A | 7 | 1.4 | E | 8 | 0.125 | F | 8 | 0.13 | F | 8 | -9900 | -9900 | ? | 0
2002-06-02 | 10:00 | 1019 | 1328 | 744 | 2 | 8 | 787 | 2 | 15 | 138 | 2 | 8 | 78400 | 2 | 8 | 79300 | 2 | 15 | 17400 | 2 | 8 | 4250 | 2 | 19 | 0 | E | 9 | 0 | E | 9 | 17 | A | 7 | 7 | A | 7 | 52 | A | 7 | 1004 | E | 9 | 60 | A | 7 | 1.5 | A | 7 | 16100 | A | 7 | 77777 | A | 7 | 1.4 | E | 8 | 0.125 | F | 8 | 0.13 | F | 8 | -9900 | -9900 | ? | 0
2002-06-02 | 11:00 | 1143 | 1328 | 868 | 2 | 8 | 852 | 2 | 15 | 133 | 2 | 8 | 89100 | 2 | 8 | 85300 | 2 | 15 | 15600 | 2 | 8 | 4540 | 2 | 19 | 0 | E | 9 | 0 | E | 9 | 18 | A | 7 | 8 | A | 7 | 52 | A | 7 | 1004 | E | 9 | 60 | A | 7 | 1.5 | A | 7 | 16100 | A | 7 | 77777 | A | 7 | 1.5 | E | 8 | 0.125 | F | 8 | 0.13 | F | 8 | -9900 | -9900 | ? | 0
2002-06-02 | 12:00 | 1213 | 1328 | 942 | 2 | 8 | 892 | 2 | 15 | 126 | 2 | 8 | 96900 | 2 | 8 | 89400 | 2 | 15 | 15000 | 2 | 8 | 5810 | 2 | 19 | 0 | E | 9 | 0 | E | 9 | 19 | A | 7 | 8 | A | 7 | 49 | A | 7 | 1004 | E | 9 | 100 | A | 7 | 2.1 | A | 7 | 16100 | A | 7 | 77777 | A | 7 | 1.5 | E | 8 | 0.125 | F | 8 | 0.13 | F | 8 | -9900 | -9900 | ? | 0
2002-06-02 | 13:00 | 1224 | 1328 | 951 | 2 | 8 | 890 | 2 | 15 | 129 | 2 | 8 | 97700 | 2 | 8 | 89200 | 2 | 15 | 15300 | 2 | 8 | 6220 | 2 | 19 | 0 | E | 9 | 0 | E | 9 | 21 | A | 7 | 9 | A | 7 | 46 | A | 7 | 1004 | E | 9 | 0 | A | 7 | 0 | A | 7 | 16100 | A | 7 | 77777 | A | 7 | 1.6 | E | 8 | 0.125 | F | 8 | 0.13 | F | 8 | -9900 | -9900 | ? | 0
2002-06-02 | 14:00 | 1176 | 1328 | 893 | 2 | 8 | 852 | 2 | 15 | 137 | 2 | 8 | 91600 | 2 | 8 | 85300 | 2 | 15 | 15900 | 2 | 8 | 5210 | 2 | 19 | 0 | E | 9 | 0 | E | 9 | 22 | A | 7 | 8 | A | 7 | 41 | A | 7 | 1004 | E | 9 | 70 | A | 7 | 3.1 | A | 7 | 16100 | A | 7 | 77777 | A | 7 | 1.6 | E | 8 | 0.125 | F | 8 | 0.13 | F | 8 | -9900 | -9900 | ? | 0
2002-06-02 | 15:00 | 1071 | 1328 | 802 | 2 | 8 | 834 | 2 | 15 | 128 | 2 | 8 | 85900 | 2 | 8 | 84600 | 2 | 15 | 17500 | 2 | 8 | 4540 | 2 | 19 | 0 | E | 9 | 0 | E | 9 | 23 | A | 7 | 8 | A | 7 | 38 | A | 7 | 1004 | E | 9 | 40 | A | 7 | 4.1 | A | 7 | 16100 | A | 7 | 77777 | A | 7 | 1.6 | E | 8 | 0.125 | F | 8 | 0.13 | F | 8 | -9900 | -9900 | ? | 0
2002-06-02 | 16:00 | 918 | 1328 | 677 | 2 | 8 | 800 | 2 | 15 | 123 | 2 | 8 | 71300 | 2 | 8 | 80300 | 2 | 15 | 15600 | 2 | 8 | 3230 | 2 | 19 | 0 | E | 9 | 0 | E | 9 | 24 | A | 7 | 8 | A | 7 | 36 | A | 7 | 1004 | E | 9 | 50 | A | 7 | 3.1 | A | 7 | 16100 | A | 7 | 77777 | A | 7 | 1.6 | E | 8 | 0.125 | F | 8 | 0.13 | F | 8 | -9900 | -9900 | ? | 0
2002-06-02 | 17:00 | 727 | 1328 | 501 | 2 | 8 | 667 | 2 | 15 | 136 | 2 | 8 | 52500 | 2 | 8 | 66300 | 2 | 15 | 16200 | 2 | 8 | 3000 | 2 | 19 | 3 | E | 9 | 3 | E | 9 | 24 | A | 7 | 9 | A | 7 | 38 | A | 7 | 1004 | E | 9 | 30 | A | 7 | 3.6 | A | 7 | 16100 | A | 7 | 77777 | A | 7 | 1.6 | E | 8 | 0.125 | F | 8 | 0.13 | F | 8 | -9900 | -9900 | ? | 0
2002-06-02 | 18:00 | 510 | 1328 | 341 | 2 | 8 | 590 | 2 | 15 | 115 | 2 | 8 | 34900 | 2 | 8 | 54700 | 2 | 15 | 13900 | 2 | 8 | 2140 | 2 | 19 | 0 | E | 9 | 0 | E | 9 | 22 | A | 7 | 9 | A | 7 | 43 | A | 7 | 1004 | E | 9 | 320 | A | 7 | 5.1 | A | 7 | 16100 | A | 7 | 77777 | A | 7 | 1.6 | E | 8 | 0.125 | F | 8 | 0.13 | F | 8 | -9900 | -9900 | ? | 0
2002-06-02 | 19:00 | 283 | 1328 | 174 | 2 | 8 | 386 | 2 | 15 | 92 | 2 | 8 | 17600 | 2 | 8 | 29600 | 2 | 15 | 11300 | 2 | 8 | 1740 | 2 | 19 | 0 | E | 9 | 0 | E | 9 | 19 | A | 7 | 9 | A | 7 | 52 | A | 7 | 1004 | E | 9 | 320 | A | 7 | 4.6 | A | 7 | 16100 | A | 7 | 77777 | A | 7 | 1.6 | E | 8 | 0.125 | F | 8 | 0.13 | F | 8 | -9900 | -9900 | ? | 0
2002-06-02 | 20:00 | 68 | 1096 | 15 | 2 | 8 | 149 | 2 | 15 | 8 | 2 | 8 | 1900 | 2 | 8 | 8300 | 2 | 15 | 1400 | 2 | 8 | 190 | 2 | 19 | 0 | E | 9 | 0 | E | 9 | 17 | A | 7 | 9 | A | 7 | 59 | A | 7 | 1004 | E | 9 | 310 | A | 7 | 5.1 | A | 7 | 16100 | A | 7 | 77777 | A | 7 | 1.5 | E | 8 | 0.125 | F | 8 | 0.13 | F | 8 | -9900 | -9900 | ? | 0
2002-06-02 | 21:00 | 0 | 0 | 0 | 2 | 0 | 0 | 2 | 0 | 0 | 2 | 0 | 0 | 2 | 0 | 0 | 2 | 0 | 0 | 2 | 0 | 0 | 2 | 0 | 0 | E | 9 | 0 | E | 9 | 15 | A | 7 | 8 | A | 7 | 63 | A | 7 | 1004 | E | 9 | 300 | A | 7 | 4.6 | A | 7 | 16100 | A | 7 | 77777 | A | 7 | 1.5 | E | 8 | 0.125 | F | 8 | 0.13 | F | 8 | -9900 | -9900 | ? | 0
2002-06-02 | 22:00 | 0 | 0 | 0 | 2 | 0 | 0 | 2 | 0 | 0 | 2 | 0 | 0 | 2 | 0 | 0 | 2 | 0 | 0 | 2 | 0 | 0 | 2 | 0 | 0 | E | 9 | 0 | E | 9 | 14 | A | 7 | 8 | A | 7 | 67 | A | 7 | 1004 | E | 9 | 310 | A | 7 | 3.6 | A | 7 | 16100 | A | 7 | 77777 | A | 7 | 1.5 | E | 8 | 0.125 | F | 8 | 0.13 | F | 8 | -9900 | -9900 | ? | 0
2002-06-02 | 23:00 | 0 | 0 | 0 | 2 | 0 | 0 | 2 | 0 | 0 | 2 | 0 | 0 | 2 | 0 | 0 | 2 | 0 | 0 | 2 | 0 | 0 | 2 | 0 | 0 | E | 9 | 0 | E | 9 | 13 | A | 7 | 8 | A | 7 | 72 | A | 7 | 1004 | E | 9 | 300 | A | 7 | 3.1 | A | 7 | 16100 | A | 7 | 77777 | A | 7 | 1.5 | E | 8 | 0.125 | F | 8 | 0.13 | F | 8 | -9900 | -9900 | ? | 0
2002-06-02 | 24:00 | 0 | 0 | 0 | 2 | 0 | 0 | 2 | 0 | 0 | 2 | 0 | 0 | 2 | 0 | 0 | 2 | 0 | 0 | 2 | 0 | 0 | 2 | 0 | 0 | E | 9 | 0 | E | 9 | 12 | A | 7 | 8 | A | 7 | 76 | A | 7 | 1004 | E | 9 | 320 | A | 7 | 2.1 | A | 7 | 16100 | A | 7 | 77777 | A | 7 | 1.5 | E | 8 | 0.125 | F | 8 | 0.13 | F | 8 | -9900 | -9900 | ? | 0
2002-06-03 | 1:00 | 0 | 0 | 0 | 2 | 0 | 0 | 2 | 0 | 0 | 2 | 0 | 0 | 2 | 0 | 0 | 2 | 0 | 0 | 2 | 0 | 0 | 2 | 0 | 0 | E | 9 | 0 | E | 9 | 11 | A | 7 | 7 | A | 7 | 76 | A | 7 | 1004 | E | 9 | 0 | A | 7 | 0 | A | 7 | 16100 | A | 7 | 77777 | A | 7 | 1.4 | E | 8 | 0.124 | F | 8 | 0.13 | F | 8 | -9900 | -9900 | ? | 0
2002-06-03 | 2:00 | 0 | 0 | 0 | 2 | 0 | 0 | 2 | 0 | 0 | 2 | 0 | 0 | 2 | 0 | 0 | 2 | 0 | 0 | 2 | 0 | 0 | 2 | 0 | 0 | E | 9 | 0 | E | 9 | 10 | A | 7 | 7 | A | 7 | 82 | A | 7 | 1004 | E | 9 | 300 | A | 7 | 3.6 | A | 7 | 16100 | A | 7 | 77777 | A | 7 | 1.6 | E | 8 | 0.124 | F | 8 | 0.13 | F | 8 | -9900 | -9900 | ? | 0
2002-06-03 | 3:00 | 0 | 0 | 0 | 2 | 0 | 0 | 2 | 0 | 0 | 2 | 0 | 0 | 2 | 0 | 0 | 2 | 0 | 0 | 2 | 0 | 0 | 2 | 0 | 0 | E | 9 | 0 | E | 9 | 9 | A | 7 | 7 | A | 7 | 87 | A | 7 | 1004 | E | 9 | 300 | A | 7 | 2.6 | A | 7 | 16100 | A | 7 | 77777 | A | 7 | 1.8 | E | 8 | 0.124 | F | 8 | 0.13 | F | 8 | -9900 | -9900 | ? | 0
2002-06-03 | 4:00 | 0 | 0 | 0 | 2 | 0 | 0 | 2 | 0 | 0 | 2 | 0 | 0 | 2 | 0 | 0 | 2 | 0 | 0 | 2 | 0 | 0 | 2 | 0 | 4 | E | 9 | 4 | E | 9 | 9 | A | 7 | 6 | A | 7 | 81 | A | 7 | 1004 | E | 9 | 290 | A | 7 | 2.6 | A | 7 | 16100 | A | 7 | 77777 | A | 7 | 2 | E | 8 | 0.124 | F | 8 | 0.13 | F | 8 | -9900 | -9900 | ? | 0
2002-06-03 | 5:00 | 20 | 608 | 0 | 2 | 8 | 0 | 2 | 15 | 0 | 2 | 8 | 0 | 2 | 8 | 0 | 2 | 15 | 0 | 2 | 8 | 0 | 2 | 19 | 10 | E | 9 | 9 | E | 9 | 9 | A | 7 | 6 | A | 7 | 81 | A | 7 | 1004 | E | 9 | 0 | A | 7 | 0 | A | 7 | 16100 | A | 7 | 77777 | A | 7 | 2 | E | 8 | 0.124 | F | 8 | 0.13 | F | 8 | -9900 | -9900 | ? | 0
2002-06-03 | 6:00 | 200 | 1328 | 39 | 2 | 8 | 0 | 2 | 15 | 39 | 2 | 8 | 4400 | 2 | 8 | 0 | 2 | 15 | 4400 | 2 | 8 | 1410 | 2 | 19 | 10 | E | 9 | 9 | E | 9 | 9 | A | 7 | 7 | A | 7 | 87 | A | 7 | 1004 | E | 9 | 0 | A | 7 | 0 | A | 7 | 16100 | A | 7 | 77777 | A | 7 | 2.1 | E | 8 | 0.124 | F | 8 | 0.13 | F | 8 | -9900 | -9900 | ? | 0
2002-06-03 | 7:00 | 426 | 1328 | 130 | 2 | 8 | 16 | 2 | 15 | 125 | 2 | 8 | 14600 | 2 | 8 | 1000 | 2 | 15 | 14200 | 2 | 8 | 4480 | 2 | 19 | 10 | E | 9 | 9 | E | 9 | 12 | A | 7 | 8 | A | 7 | 76 | A | 7 | 1004 | E | 9 | 0 | A | 7 | 0 | A | 7 | 16100 | A | 7 | 77777 | A | 7 | 2.1 | E | 8 | 0.124 | F | 8 | 0.13 | F | 8 | -9900 | -9900 | ? | 0
2002-06-03 | 8:00 | 648 | 1328 | 208 | 2 | 8 | 17 | 2 | 15 | 199 | 2 | 8 | 23500 | 2 | 8 | 1400 | 2 | 15 | 22800 | 2 | 8 | 7790 | 2 | 19 | 10 | E | 9 | 6 | E | 9 | 14 | A | 7 | 8 | A | 7 | 67 | A | 7 | 1004 | E | 9 | 0 | A | 7 | 0 | A | 7 | 16100 | A | 7 | 77777 | A | 7 | 2.2 | E | 8 | 0.124 | F | 8 | 0.13 | F | 8 | -9900 | -9900 | ? | 0
2002-06-03 | 9:00 | 851 | 1328 | 244 | 2 | 8 | 12 | 2 | 15 | 236 | 2 | 8 | 28300 | 2 | 8 | 1000 | 2 | 15 | 27600 | 2 | 8 | 10300 | 2 | 19 | 10 | E | 9 | 4 | E | 9 | 16 | A | 7 | 8 | A | 7 | 59 | A | 7 | 1004 | E | 9 | 0 | A | 7 | 0 | A | 7 | 16100 | A | 7 | 77777 | A | 7 | 2.3 | E | 8 | 0.124 | F | 8 | 0.13 | F | 8 | -9900 | -9900 | ? | 0
2002-06-03 | 10:00 | 1020 | 1328 | 350 | 2 | 8 | 53 | 2 | 15 | 309 | 2 | 8 | 38600 | 2 | 8 | 5400 | 2 | 15 | 34400 | 2 | 8 | 12060 | 2 | 19 | 10 | E | 9 | 4 | E | 9 | 17 | A | 7 | 9 | A | 7 | 59 | A | 7 | 1004 | E | 9 | 0 | A | 7 | 0 | A | 7 | 16100 | A | 7 | 77777 | A | 7 | 2.4 | E | 8 | 0.124 | F | 8 | 0.13 | F | 8 | -9900 | -9900 | ? | 0
2002-06-03 | 11:00 | 1144 | 1328 | 713 | 2 | 8 | 411 | 2 | 15 | 358 | 2 | 8 | 75500 | 2 | 8 | 42800 | 2 | 15 | 38500 | 2 | 8 | 16310 | 2 | 19 | 10 | E | 9 | 6 | E | 9 | 18 | A | 7 | 9 | A | 7 | 56 | A | 7 | 1004 | E | 9 | 0 | A | 7 | 0 | A | 7 | 16100 | A | 7 | 77777 | A | 7 | 2.5 | E | 8 | 0.124 | F | 8 | 0.13 | F | 8 | -9900 | -9900 | ? | 0
2002-06-03 | 12:00 | 1213 | 1328 | 835 | 2 | 8 | 593 | 2 | 15 | 292 | 2 | 8 | 87700 | 2 | 8 | 59800 | 2 | 15 | 32900 | 2 | 8 | 16490 | 2 | 19 | 9 | E | 9 | 7 | E | 9 | 20 | A | 7 | 9 | A | 7 | 49 | A | 7 | 1004 | E | 9 | 70 | A | 7 | 2.1 | A | 7 | 16100 | A | 7 | 77777 | A | 7 | 2.6 | E | 8 | 0.124 | F | 8 | 0.13 | F | 8 | -9900 | -9900 | ? | 0
2002-06-03 | 13:00 | 1225 | 1328 | 811 | 2 | 8 | 541 | 2 | 15 | 311 | 2 | 8 | 88100 | 2 | 8 | 56700 | 2 | 15 | 35700 | 2 | 8 | 19120 | 2 | 19 | 10 | E | 9 | 10 | E | 9 | 22 | A | 7 | 9 | A | 7 | 43 | A | 7 | 1004 | E | 9 | 130 | A | 7 | 1.5 | A | 7 | 16100 | A | 7 | 77777 | A | 7 | 2.7 | E | 8 | 0.124 | F | 8 | 0.13 | F | 8 | -9900 | -9900 | ? | 0
2002-06-03 | 14:00 | 1177 | 1328 | 509 | 2 | 8 | 115 | 2 | 15 | 407 | 2 | 8 | 56100 | 2 | 8 | 12300 | 2 | 15 | 45200 | 2 | 8 | 18450 | 2 | 19 | 8 | E | 9 | 8 | E | 9 | 23 | A | 7 | 11 | A | 7 | 47 | A | 7 | 1004 | E | 9 | 0 | A | 7 | 0 | A | 7 | 16100 | A | 7 | 77777 | A | 7 | 2.7 | E | 8 | 0.124 | F | 8 | 0.13 | F | 8 | -9900 | -9900 | ? | 0
2002-06-03 | 15:00 | 1073 | 1328 | 326 | 2 | 8 | 18 | 2 | 15 | 311 | 2 | 8 | 38300 | 2 | 8 | 1600 | 2 | 15 | 37000 | 2 | 8 | 14050 | 2 | 19 | 9 | E | 9 | 9 | E | 9 | 23 | A | 7 | 11 | A | 7 | 47 | A | 7 | 1004 | E | 9 | 220 | A | 7 | 2.1 | A | 7 | 16100 | A | 7 | 77777 | A | 7 | 2.7 | E | 8 | 0.124 | F | 8 | 0.13 | F | 8 | -9900 | -9900 | ? | 0
2002-06-03 | 16:00 | 920 | 1328 | 397 | 2 | 8 | 111 | 2 | 15 | 320 | 2 | 8 | 43700 | 2 | 8 | 11400 | 2 | 15 | 35800 | 2 | 8 | 11170 | 2 | 19 | 9 | E | 9 | 9 | E | 9 | 24 | A | 7 | 11 | A | 7 | 44 | A | 7 | 1004 | E | 9 | 290 | A | 7 | 2.1 | A | 7 | 16100 | A | 7 | 77777 | A | 7 | 2.7 | E | 8 | 0.124 | F | 8 | 0.13 | F | 8 | -9900 | -9900 | ? | 0
2002-06-03 | 17:00 | 728 | 1328 | 294 | 2 | 8 | 75 | 2 | 15 | 253 | 2 | 8 | 32300 | 2 | 8 | 7600 | 2 | 15 | 28200 | 2 | 8 | 7730 | 2 | 19 | 8 | E | 9 | 7 | E | 9 | 23 | A | 7 | 9 | A | 7 | 41 | A | 7 | 1004 | E | 9 | 320 | A | 7 | 5.7 | A | 7 | 16100 | A | 7 | 77777 | A | 7 | 2.8 | E | 8 | 0.124 | F | 8 | 0.13 | F | 8 | -9900 | -9900 | ? | 0
2002-06-03 | 18:00 | 512 | 1328 | 306 | 2 | 8 | 371 | 2 | 15 | 163 | 2 | 8 | 32400 | 2 | 8 | 36300 | 2 | 15 | 18400 | 2 | 8 | 3450 | 2 | 19 | 8 | E | 9 | 7 | E | 9 | 23 | A | 7 | 8 | A | 7 | 38 | A | 7 | 1004 | E | 9 | 320 | A | 7 | 5.1 | A | 7 | 16100 | A | 7 | 77777 | A | 7 | 2.8 | E | 8 | 0.124 | F | 8 | 0.13 | F | 8 | -9900 | -9900 | ? | 0
2002-06-03 | 19:00 | 285 | 1328 | 119 | 2 | 8 | 80 | 2 | 15 | 102 | 2 | 8 | 13000 | 2 | 8 | 6700 | 2 | 15 | 11600 | 2 | 8 | 2400 | 2 | 19 | 10 | E | 9 | 9 | E | 9 | 21 | A | 7 | 7 | A | 7 | 40 | A | 7 | 1004 | E | 9 | 320 | A | 7 | 3.6 | A | 7 | 16100 | A | 7 | 77777 | A | 7 | 2.8 | E | 8 | 0.124 | F | 8 | 0.13 | F | 8 | -9900 | -9900 | ? | 0
2002-06-03 | 20:00 | 70 | 1117 | 11 | 2 | 8 | 32 | 2 | 15 | 9 | 2 | 8 | 1300 | 2 | 8 | 1200 | 2 | 15 | 1200 | 2 | 8 | 140 | 2 | 19 | 10 | E | 9 | 10 | E | 9 | 19 | A | 7 | 6 | A | 7 | 43 | A | 7 | 1004 | E | 9 | 310 | A | 7 | 5.7 | A | 7 | 16100 | A | 7 | 2100 | A | 7 | 2.8 | E | 8 | 0.124 | F | 8 | 0.13 | F | 8 | -9900 | -9900 | ? | 0
2002-06-03 | 21:00 | 0 | 0 | 0 | 2 | 0 | 0 | 2 | 0 | 0 | 2 | 0 | 0 | 2 | 0 | 0 | 2 | 0 | 0 | 2 | 0 | 0 | 2 | 0 | 10 | E | 9 | 10 | E | 9 | 18 | A | 7 | 7 | A | 7 | 49 | A | 7 | 1004 | E | 9 | 300 | A | 7 | 3.1 | A | 7 | 16100 | A | 7 | 2100 | A | 7 | 2.8 | E | 8 | 0.124 | F | 8 | 0.13 | F | 8 | -9900 | -9900 | ? | 0
2002-06-03 | 22:00 | 0 | 0 | 0 | 2 | 0 | 0 | 2 | 0 | 0 | 2 | 0 | 0 | 2 | 0 | 0 | 2 | 0 | 0 | 2 | 0 | 0 | 2 | 0 | 10 | E | 9 | 10 | E | 9 | 17 | A | 7 | 7 | A | 7 | 52 | A | 7 | 1004 | E | 9 | 320 | A | 7 | 2.6 | A | 7 | 16100 | A | 7 | 1800 | A | 7 | 2.8 | E | 8 | 0.124 | F | 8 | 0.13 | F | 8 | -9900 | -9900 | ? | 0
2002-06-03 | 23:00 | 0 | 0 | 0 | 2 | 0 | 0 | 2 | 0 | 0 | 2 | 0 | 0 | 2 | 0 | 0 | 2 | 0 | 0 | 2 | 0 | 0 | 2 | 0 | 10 | E | 9 | 10 | E | 9 | 16 | A | 7 | 8 | A | 7 | 59 | A | 7 | 1004 | E | 9 | 310 | A | 7 | 3.1 | A | 7 | 16100 | A | 7 | 1500 | A | 7 | 2.8 | E | 8 | 0.124 | F | 8 | 0.13 | F | 8 | -9900 | -9900 | ? | 0
2002-06-03 | 24:00 | 0 | 0 | 0 | 2 | 0 | 0 | 2 | 0 | 0 | 2 | 0 | 0 | 2 | 0 | 0 | 2 | 0 | 0 | 2 | 0 | 0 | 2 | 0 | 10 | E | 9 | 10 | E | 9 | 16 | A | 7 | 7 | A | 7 | 55 | A | 7 | 1004 | E | 9 | 0 | A | 7 | 0 | A | 7 | 16100 | A | 7 | 1230 | A | 7 | 2.9 | E | 8 | 0.124 | F | 8 | 0.13 | F | 8 | -9900 | -9900 | ? | 0
2002-06-04 | 1:00 | 0 | 0 | 0 | 2 | 0 | 0 | 2 | 0 | 0 | 2 | 0 | 0 | 2 | 0 | 0 | 2 | 0 | 0 | 2 | 0 | 0 | 2 | 0 | 10 | E | 9 | 10 | E | 9 | 16 | A | 7 | 7 | A | 7 | 55 | A | 7 | 1004 | E | 9 | 0 | A | 7 | 0 | A | 7 | 16100 | A | 7 | 930 | A | 7 | 2.9 | E | 8 | 0.124 | F | 8 | 0.13 | F | 8 | -9900 | -9900 | ? | 0
2002-06-04 | 2:00 | 0 | 0 | 0 | 2 | 0 | 0 | 2 | 0 | 0 | 2 | 0 | 0 | 2 | 0 | 0 | 2 | 0 | 0 | 2 | 0 | 0 | 2 | 0 | 10 | E | 9 | 10 | A | 7 | 16 | A | 7 | 7 | A | 7 | 55 | A | 7 | 1004 | E | 9 | 0 | A | 7 | 0 | A | 7 | 16100 | A | 7 | 930 | A | 7 | 2.8 | E | 8 | 0.124 | F | 8 | 0.13 | F | 8 | -9900 | -9900 | ? | 0
2002-06-04 | 3:00 | 0 | 0 | 0 | 2 | 0 | 0 | 2 | 0 | 0 | 2 | 0 | 0 | 2 | 0 | 0 | 2 | 0 | 0 | 2 | 0 | 0 | 2 | 0 | 10 | E | 9 | 10 | E | 9 | 15 | A | 7 | 8 | A | 7 | 63 | A | 7 | 1004 | E | 9 | 0 | A | 7 | 0 | A | 7 | 16100 | A | 7 | 870 | A | 7 | 2.8 | E | 8 | 0.124 | F | 8 | 0.13 | F | 8 | -9900 | -9900 | ? | 0
2002-06-04 | 4:00 | 0 | 0 | 0 | 2 | 0 | 0 | 2 | 0 | 0 | 2 | 0 | 0 | 2 | 0 | 0 | 2 | 0 | 0 | 2 | 0 | 0 | 2 | 0 | 10 | E | 9 | 10 | E | 9 | 14 | A | 7 | 9 | A | 7 | 72 | A | 7 | 1004 | E | 9 | 0 | A | 7 | 0 | A | 7 | 16100 | A | 7 | 870 | A | 7 | 2.7 | E | 8 | 0.124 | F | 8 | 0.13 | F | 8 | -9900 | -9900 | ? | 0
2002-06-04 | 5:00 | 21 | 630 | 0 | 2 | 8 | 0 | 2 | 15 | 0 | 2 | 8 | 0 | 2 | 8 | 0 | 2 | 15 | 0 | 2 | 8 | 0 | 2 | 19 | 10 | E | 9 | 10 | E | 9 | 15 | A | 7 | 8 | A | 7 | 63 | A | 7 | 1004 | E | 9 | 0 | A | 7 | 0 | A | 7 | 16100 | A | 7 | 840 | A | 7 | 2.7 | E | 8 | 0.124 | F | 8 | 0.13 | F | 8 | -9900 | -9900 | ? | 0
2002-06-04 | 6:00 | 201 | 1327 | 42 | 2 | 8 | 0 | 2 | 15 | 42 | 2 | 8 | 4800 | 2 | 8 | 0 | 2 | 15 | 4800 | 2 | 8 | 1490 | 2 | 19 | 10 | E | 9 | 10 | E | 9 | 16 | A | 7 | 9 | A | 7 | 63 | A | 7 | 1004 | E | 9 | 0 | A | 7 | 0 | A | 7 | 16100 | A | 7 | 600 | A | 7 | 2.7 | E | 8 | 0.124 | F | 8 | 0.13 | F | 8 | -9900 | -9900 | ? | 0
2002-06-04 | 7:00 | 427 | 1327 | 148 | 2 | 8 | 66 | 2 | 15 | 126 | 2 | 8 | 16100 | 2 | 8 | 6100 | 2 | 15 | 14200 | 2 | 8 | 3360 | 2 | 19 | 8 | E | 9 | 8 | E | 9 | 16 | A | 7 | 10 | A | 7 | 68 | A | 7 | 1004 | E | 9 | 190 | A | 7 | 2.1 | A | 7 | 16100 | A | 7 | 1020 | A | 7 | 2.7 | E | 8 | 0.124 | F | 8 | 0.13 | F | 8 | -9900 | -9900 | ? | 0
2002-06-04 | 8:00 | 649 | 1327 | 356 | 2 | 8 | 299 | 2 | 15 | 210 | 2 | 8 | 38000 | 2 | 8 | 30800 | 2 | 15 | 22800 | 2 | 8 | 4760 | 2 | 19 | 10 | E | 9 | 10 | E | 9 | 17 | A | 7 | 11 | A | 7 | 68 | A | 7 | 1004 | E | 9 | 200 | A | 7 | 2.1 | A | 7 | 16100 | A | 7 | 1140 | A | 7 | 2.7 | E | 8 | 0.124 | F | 8 | 0.13 | F | 8 | -9900 | -9900 | ? | 0
2002-06-04 | 9:00 | 852 | 1327 | 244 | 2 | 8 | 23 | 2 | 15 | 229 | 2 | 8 | 28400 | 2 | 8 | 1900 | 2 | 15 | 27100 | 2 | 8 | 10080 | 2 | 19 | 10 | E | 9 | 10 | E | 9 | 19 | A | 7 | 12 | A | 7 | 64 | A | 7 | 1004 | E | 9 | 210 | A | 7 | 2.6 | A | 7 | 16100 | A | 7 | 600 | A | 7 | 2.7 | E | 8 | 0.124 | F | 8 | 0.13 | F | 8 | -9900 | -9900 | ? | 0
2002-06-04 | 10:00 | 1020 | 1327 | 466 | 2 | 8 | 160 | 2 | 15 | 343 | 2 | 8 | 51300 | 2 | 8 | 17000 | 2 | 15 | 38100 | 2 | 8 | 11580 | 2 | 19 | 10 | E | 9 | 10 | E | 9 | 19 | A | 7 | 12 | A | 7 | 64 | A | 7 | 1004 | E | 9 | 220 | A | 7 | 2.6 | A | 7 | 16100 | A | 7 | 780 | A | 7 | 2.7 | E | 8 | 0.124 | F | 8 | 0.13 | F | 8 | -9900 | -9900 | ? | 0
2002-06-04 | 11:00 | 1144 | 1327 | 718 | 2 | 8 | 441 | 2 | 15 | 338 | 2 | 8 | 76600 | 2 | 8 | 46000 | 2 | 15 | 36800 | 2 | 8 | 15380 | 2 | 19 | 8 | E | 9 | 8 | E | 9 | 21 | A | 7 | 12 | A | 7 | 56 | A | 7 | 1004 | E | 9 | 260 | A | 7 | 2.6 | A | 7 | 14500 | A | 7 | 1050 | A | 7 | 2.7 | E | 8 | 0.124 | F | 8 | 0.13 | F | 8 | -9900 | -9900 | ? | 0
2002-06-04 | 12:00 | 1214 | 1327 | 699 | 2 | 8 | 323 | 2 | 15 | 403 | 2 | 8 | 76800 | 2 | 8 | 35100 | 2 | 15 | 44600 | 2 | 8 | 21480 | 2 | 19 | 4 | E | 9 | 4 | E | 9 | 22 | A | 7 | 12 | A | 7 | 53 | A | 7 | 1004 | E | 9 | 240 | A | 7 | 2.1 | A | 7 | 16100 | A | 7 | 77777 | A | 7 | 2.7 | E | 8 | 0.124 | F | 8 | 0.13 | F | 8 | -9900 | -9900 | ? | 0
2002-06-04 | 13:00 | 1225 | 1327 | 933 | 2 | 8 | 758 | 2 | 15 | 232 | 2 | 8 | 99700 | 2 | 8 | 77500 | 2 | 15 | 28100 | 2 | 8 | 14090 | 2 | 19 | 4 | E | 9 | 4 | E | 9 | 23 | A | 7 | 12 | A | 7 | 50 | A | 7 | 1004 | E | 9 | 230 | A | 7 | 2.1 | A | 7 | 14500 | A | 7 | 77777 | A | 7 | 2.8 | E | 8 | 0.124 | F | 8 | 0.13 | F | 8 | -9900 | -9900 | ? | 0
2002-06-04 | 14:00 | 1177 | 1327 | 880 | 2 | 8 | 804 | 2 | 15 | 165 | 2 | 8 | 93000 | 2 | 8 | 81200 | 2 | 15 | 20800 | 2 | 8 | 7720 | 2 | 19 | 0 | E | 9 | 0 | E | 9 | 24 | A | 7 | 12 | A | 7 | 47 | A | 7 | 1004 | E | 9 | 0 | A | 7 | 0 | A | 7 | 16100 | A | 7 | 77777 | A | 7 | 2.7 | E | 8 | 0.124 | F | 8 | 0.13 | F | 8 | -9900 | -9900 | ? | 0
2002-06-04 | 15:00 | 1074 | 1327 | 795 | 2 | 8 | 803 | 2 | 15 | 144 | 2 | 8 | 84100 | 2 | 8 | 81100 | 2 | 15 | 18400 | 2 | 8 | 5010 | 2 | 19 | 0 | E | 9 | 0 | E | 9 | 24 | A | 7 | 12 | A | 7 | 47 | A | 7 | 1004 | E | 9 | 0 | A | 7 | 0 | A | 7 | 16100 | A | 7 | 77777 | A | 7 | 2.7 | E | 8 | 0.124 | F | 8 | 0.13 | F | 8 | -9900 | -9900 | ? | 0
2002-06-04 | 16:00 | 921 | 1327 | 670 | 2 | 8 | 782 | 2 | 15 | 126 | 2 | 8 | 70400 | 2 | 8 | 78500 | 2 | 15 | 15800 | 2 | 8 | 3300 | 2 | 19 | 0 | E | 9 | 0 | E | 9 | 26 | A | 7 | 13 | A | 7 | 45 | A | 7 | 1004 | E | 9 | 350 | A | 7 | 1.5 | A | 7 | 16100 | A | 7 | 77777 | A | 7 | 2.6 | E | 8 | 0.124 | F | 8 | 0.13 | F | 8 | -9900 | -9900 | ? | 0
2002-06-04 | 17:00 | 730 | 1327 | 515 | 2 | 8 | 723 | 2 | 15 | 116 | 2 | 8 | 54500 | 2 | 8 | 72400 | 2 | 15 | 14600 | 2 | 8 | 2630 | 2 | 19 | 0 | E | 9 | 0 | E | 9 | 25 | A | 7 | 14 | A | 7 | 50 | A | 7 | 1004 | E | 9 | 300 | A | 7 | 4.6 | A | 7 | 16100 | A | 7 | 77777 | A | 7 | 2.6 | E | 8 | 0.124 | F | 8 | 0.13 | F | 8 | -9900 | -9900 | ? | 0
2002-06-04 | 18:00 | 514 | 1327 | 348 | 2 | 8 | 622 | 2 | 15 | 107 | 2 | 8 | 35800 | 2 | 8 | 58100 | 2 | 15 | 13300 | 2 | 8 | 2030 | 2 | 19 | 0 | E | 9 | 0 | E | 9 | 24 | A | 7 | 13 | A | 7 | 50 | A | 7 | 1004 | E | 9 | 310 | A | 7 | 5.1 | A | 7 | 16100 | A | 7 | 77777 | A | 7 | 2.6 | E | 8 | 0.124 | F | 8 | 0.13 | F | 8 | -9900 | -9900 | ? | 0
2002-06-04 | 19:00 | 287 | 1327 | 170 | 2 | 8 | 335 | 2 | 15 | 98 | 2 | 8 | 17100 | 2 | 8 | 25800 | 2 | 15 | 11600 | 2 | 8 | 1870 | 2 | 19 | 0 | E | 9 | 0 | E | 9 | 21 | A | 7 | 13 | A | 7 | 60 | A | 7 | 1004 | E | 9 | 320 | A | 7 | 4.1 | A | 7 | 16100 | A | 7 | 77777 | A | 7 | 2.6 | E | 8 | 0.124 | F | 8 | 0.13 | F | 8 | -9900 | -9900 | ? | 0
2002-06-04 | 20:00 | 72 | 1139 | 16 | 2 | 8 | 135 | 2 | 15 | 9 | 2 | 8 | 2000 | 2 | 8 | 6600 | 2 | 15 | 1500 | 2 | 8 | 180 | 2 | 19 | 8 | E | 9 | 8 | E | 9 | 19 | A | 7 | 12 | A | 7 | 64 | A | 7 | 1004 | E | 9 | 310 | A | 7 | 5.7 | A | 7 | 16100 | A | 7 | 3300 | A | 7 | 2.6 | E | 8 | 0.124 | F | 8 | 0.13 | F | 8 | -9900 | -9900 | ? | 0
2002-06-04 | 21:00 | 0 | 0 | 0 | 2 | 0 | 0 | 2 | 0 | 0 | 2 | 0 | 0 | 2 | 0 | 0 | 2 | 0 | 0 | 2 | 0 | 0 | 2 | 0 | 10 | E | 9 | 10 | E | 9 | 18 | A | 7 | 12 | A | 7 | 68 | A | 7 | 1004 | E | 9 | 310 | A | 7 | 3.6 | A | 7 | 16100 | A | 7 | 3000 | A | 7 | 2.6 | E | 8 | 0.124 | F | 8 | 0.13 | F | 8 | -9900 | -9900 | ? | 0
2002-06-04 | 22:00 | 0 | 0 | 0 | 2 | 0 | 0 | 2 | 0 | 0 | 2 | 0 | 0 | 2 | 0 | 0 | 2 | 0 | 0 | 2 | 0 | 0 | 2 | 0 | 9 | E | 9 | 9 | E | 9 | 17 | A | 7 | 11 | A | 7 | 68 | A | 7 | 1004 | E | 9 | 330 | A | 7 | 3.6 | A | 7 | 16100 | A | 7 | 2700 | A | 7 | 2.7 | E | 8 | 0.124 | F | 8 | 0.13 | F | 8 | -9900 | -9900 | ? | 0
2002-06-04 | 23:00 | 0 | 0 | 0 | 2 | 0 | 0 | 2 | 0 | 0 | 2 | 0 | 0 | 2 | 0 | 0 | 2 | 0 | 0 | 2 | 0 | 0 | 2 | 0 | 9 | E | 9 | 9 | E | 9 | 17 | A | 7 | 11 | A | 7 | 68 | A | 7 | 1004 | E | 9 | 320 | A | 7 | 1.5 | A | 7 | 16100 | A | 7 | 2700 | A | 7 | 2.7 | E | 8 | 0.124 | F | 8 | 0.13 | F | 8 | -9900 | -9900 | ? | 0
2002-06-04 | 24:00 | 0 | 0 | 0 | 2 | 0 | 0 | 2 | 0 | 0 | 2 | 0 | 0 | 2 | 0 | 0 | 2 | 0 | 0 | 2 | 0 | 0 | 2 | 0 | 10 | E | 9 | 10 | E | 9 | 17 | A | 7 | 11 | A | 7 | 68 | A | 7 | 1004 | E | 9 | 310 | A | 7 | 2.6 | A | 7 | 16100 | A | 7 | 2400 | A | 7 | 2.7 | E | 8 | 0.124 | F | 8 | 0.13 | F | 8 | -9900 | -9900 | ? | 0
2002-06-05 | 1:00 | 0 | 0 | 0 | 2 | 0 | 0 | 2 | 0 | 0 | 2 | 0 | 0 | 2 | 0 | 0 | 2 | 0 | 0 | 2 | 0 | 0 | 2 | 0 | 10 | E | 9 | 10 | E | 9 | 16 | A | 7 | 11 | A | 7 | 72 | A | 7 | 1004 | E | 9 | 310 | A | 7 | 3.6 | A | 7 | 16100 | A | 7 | 1110 | A | 7 | 2.7 | E | 8 | 0.124 | F | 8 | 0.13 | F | 8 | -9900 | -9900 | ? | 0
2002-06-05 | 2:00 | 0 | 0 | 0 | 2 | 0 | 0 | 2 | 0 | 0 | 2 | 0 | 0 | 2 | 0 | 0 | 2 | 0 | 0 | 2 | 0 | 0 | 2 | 0 | 8 | E | 9 | 8 | E | 9 | 16 | A | 7 | 11 | A | 7 | 72 | A | 7 | 1004 | E | 9 | 340 | A | 7 | 1.5 | A | 7 | 16100 | A | 7 | 960 | A | 7 | 2.7 | E | 8 | 0.124 | F | 8 | 0.13 | F | 8 | -9900 | -9900 | ? | 0
2002-06-05 | 3:00 | 0 | 0 | 0 | 2 | 0 | 0 | 2 | 0 | 0 | 2 | 0 | 0 | 2 | 0 | 0 | 2 | 0 | 0 | 2 | 0 | 0 | 2 | 0 | 10 | E | 9 | 10 | E | 9 | 16 | A | 7 | 11 | A | 7 | 72 | A | 7 | 1004 | E | 9 | 20 | A | 7 | 1.5 | A | 7 | 16100 | A | 7 | 1380 | A | 7 | 2.7 | E | 8 | 0.124 | F | 8 | 0.13 | F | 8 | -9900 | -9900 | ? | 0
2002-06-05 | 4:00 | 0 | 0 | 0 | 2 | 0 | 0 | 2 | 0 | 0 | 2 | 0 | 0 | 2 | 0 | 0 | 2 | 0 | 0 | 2 | 0 | 0 | 2 | 0 | 10 | E | 9 | 10 | E | 9 | 16 | A | 7 | 11 | A | 7 | 72 | A | 7 | 1004 | E | 9 | 0 | A | 7 | 0 | A | 7 | 16100 | A | 7 | 720 | A | 7 | 2.7 | E | 8 | 0.124 | F | 8 | 0.13 | F | 8 | -9900 | -9900 | ? | 0
2002-06-05 | 5:00 | 21 | 630 | 0 | 2 | 8 | 0 | 2 | 15 | 0 | 2 | 8 | 0 | 2 | 8 | 0 | 2 | 15 | 0 | 2 | 8 | 0 | 2 | 19 | 10 | E | 9 | 10 | E | 9 | 16 | A | 7 | 11 | A | 7 | 72 | A | 7 | 1004 | E | 9 | 360 | A | 7 | 1.5 | A | 7 | 16100 | A | 7 | 870 | A | 7 | 2.7 | E | 8 | 0.124 | F | 8 | 0.13 | F | 8 | -9900 | -9900 | ? | 0
2002-06-05 | 6:00 | 202 | 1327 | 48 | 2 | 8 | 19 | 2 | 15 | 45 | 2 | 8 | 5300 | 2 | 8 | 1400 | 2 | 15 | 5000 | 2 | 8 | 1130 | 2 | 19 | 10 | E | 9 | 10 | E | 9 | 16 | A | 7 | 12 | A | 7 | 77 | A | 7 | 1004 | E | 9 | 330 | A | 7 | 2.1 | A | 7 | 16100 | A | 7 | 750 | A | 7 | 2.6 | E | 8 | 0.124 | F | 8 | 0.13 | F | 8 | -9900 | -9900 | ? | 0
2002-06-05 | 7:00 | 428 | 1327 | 69 | 2 | 8 | 0 | 2 | 15 | 69 | 2 | 8 | 8100 | 2 | 8 | 0 | 2 | 15 | 8100 | 2 | 8 | 2880 | 2 | 19 | 10 | E | 9 | 10 | E | 9 | 17 | A | 7 | 12 | A | 7 | 72 | A | 7 | 1004 | E | 9 | 290 | A | 7 | 1.5 | A | 7 | 16100 | A | 7 | 810 | A | 7 | 2.5 | E | 8 | 0.124 | F | 8 | 0.13 | F | 8 | -9900 | -9900 | ? | 0
2002-06-05 | 8:00 | 650 | 1327 | 272 | 2 | 8 | 121 | 2 | 15 | 213 | 2 | 8 | 29700 | 2 | 8 | 12400 | 2 | 15 | 23600 | 2 | 8 | 5270 | 2 | 19 | 8 | E | 9 | 8 | E | 9 | 18 | A | 7 | 12 | A | 7 | 68 | A | 7 | 1004 | E | 9 | 0 | A | 7 | 0 | A | 7 | 16100 | A | 7 | 690 | A | 7 | 2.3 | E | 8 | 0.124 | F | 8 | 0.13 | F | 8 | -9900 | -9900 | ? | 0
2002-06-05 | 9:00 | 852 | 1327 | 445 | 2 | 8 | 223 | 2 | 15 | 302 | 2 | 8 | 48600 | 2 | 8 | 23400 | 2 | 15 | 33500 | 2 | 8 | 8520 | 2 | 19 | 10 | E | 9 | 10 | E | 9 | 19 | A | 7 | 12 | A | 7 | 64 | A | 7 | 1004 | E | 9 | 0 | A | 7 | 0 | A | 7 | 16100 | A | 7 | 660 | A | 7 | 2.2 | E | 8 | 0.124 | F | 8 | 0.13 | F | 8 | -9900 | -9900 | ? | 0
2002-06-05 | 10:00 | 1021 | 1327 | 538 | 2 | 8 | 255 | 2 | 15 | 342 | 2 | 8 | 58400 | 2 | 8 | 27600 | 2 | 15 | 37200 | 2 | 8 | 11270 | 2 | 19 | 8 | E | 9 | 8 | E | 9 | 20 | A | 7 | 12 | A | 7 | 60 | A | 7 | 1004 | E | 9 | 0 | A | 7 | 0 | A | 7 | 16100 | A | 7 | 750 | A | 7 | 2 | E | 8 | 0.124 | F | 8 | 0.13 | F | 8 | -9900 | -9900 | ? | 0
2002-06-05 | 11:00 | 1144 | 1327 | 816 | 2 | 8 | 614 | 2 | 15 | 286 | 2 | 8 | 85200 | 2 | 8 | 61700 | 2 | 15 | 31900 | 2 | 8 | 12460 | 2 | 19 | 8 | E | 9 | 8 | E | 9 | 21 | B | 8 | 12.5 | B | 8 | 58 | A | 7 | 1004 | E | 9 | 0 | A | 7 | 0 | A | 7 | 16100 | A | 7 | 840 | A | 7 | 2 | E | 8 | 0.124 | F | 8 | 0.13 | F | 8 | -9900 | -9900 | ? | 0
2002-06-05 | 12:00 | 1214 | 1327 | 859 | 2 | 8 | 623 | 2 | 15 | 288 | 2 | 8 | 90300 | 2 | 8 | 62900 | 2 | 15 | 32600 | 2 | 8 | 16410 | 2 | 19 | 8 | E | 9 | 8 | E | 9 | 22 | A | 7 | 13 | A | 7 | 57 | A | 7 | 1004 | E | 9 | 330 | A | 7 | 6.2 | A | 7 | 16100 | A | 7 | 840 | A | 7 | 2 | E | 8 | 0.124 | F | 8 | 0.13 | F | 8 | -9900 | -9900 | ? | 0
2002-06-05 | 13:00 | 1226 | 1327 | 884 | 2 | 8 | 674 | 2 | 15 | 260 | 2 | 8 | 93700 | 2 | 8 | 68500 | 2 | 15 | 30300 | 2 | 8 | 15750 | 2 | 19 | 0 | E | 9 | 0 | E | 9 | 23 | A | 7 | 13 | A | 7 | 53 | A | 7 | 1004 | E | 9 | 310 | A | 7 | 6.7 | A | 7 | 16100 | A | 7 | 77777 | A | 7 | 1.9 | E | 8 | 0.124 | F | 8 | 0.13 | F | 8 | -9900 | -9900 | ? | 0
2002-06-05 | 14:00 | 1178 | 1327 | 849 | 2 | 8 | 701 | 2 | 15 | 225 | 2 | 8 | 90500 | 2 | 8 | 71600 | 2 | 15 | 26800 | 2 | 8 | 11270 | 2 | 19 | 0 | E | 9 | 0 | E | 9 | 23 | A | 7 | 12 | A | 7 | 50 | A | 7 | 1004 | E | 9 | 300 | A | 7 | 6.2 | A | 7 | 16100 | A | 7 | 77777 | A | 7 | 1.8 | E | 8 | 0.124 | F | 8 | 0.13 | F | 8 | -9900 | -9900 | ? | 0
2002-06-05 | 15:00 | 1075 | 1327 | 762 | 2 | 8 | 694 | 2 | 15 | 199 | 2 | 8 | 81100 | 2 | 8 | 70800 | 2 | 15 | 23600 | 2 | 8 | 7360 | 2 | 19 | 0 | E | 9 | 0 | E | 9 | 21 | A | 7 | 12 | A | 7 | 56 | A | 7 | 1004 | E | 9 | 300 | A | 7 | 9.3 | A | 7 | 16100 | A | 7 | 77777 | A | 7 | 1.7 | E | 8 | 0.124 | F | 8 | 0.13 | F | 8 | -9900 | -9900 | ? | 0
2002-06-05 | 16:00 | 923 | 1327 | 656 | 2 | 8 | 726 | 2 | 15 | 150 | 2 | 8 | 69900 | 2 | 8 | 74000 | 2 | 15 | 18300 | 2 | 8 | 4210 | 2 | 19 | 0 | E | 9 | 0 | E | 9 | 21 | A | 7 | 11 | A | 7 | 53 | A | 7 | 1004 | E | 9 | 310 | A | 7 | 9.8 | A | 7 | 16100 | A | 7 | 77777 | A | 7 | 1.5 | E | 8 | 0.124 | F | 8 | 0.13 | F | 8 | -9900 | -9900 | ? | 0
2002-06-05 | 17:00 | 732 | 1327 | 500 | 2 | 8 | 647 | 2 | 15 | 142 | 2 | 8 | 52200 | 2 | 8 | 64200 | 2 | 15 | 16700 | 2 | 8 | 3130 | 2 | 19 | 0 | E | 9 | 0 | E | 9 | 20 | A | 7 | 8 | A | 7 | 46 | A | 7 | 1004 | E | 9 | 300 | A | 7 | 5.1 | A | 7 | 16100 | A | 7 | 77777 | A | 7 | 1.4 | E | 8 | 0.124 | F | 8 | 0.13 | F | 8 | -9900 | -9900 | ? | 0
2002-06-05 | 18:00 | 516 | 1327 | 330 | 2 | 8 | 536 | 2 | 15 | 122 | 2 | 8 | 34900 | 2 | 8 | 51100 | 2 | 15 | 15000 | 2 | 8 | 2360 | 2 | 19 | 0 | E | 9 | 0 | E | 9 | 18 | A | 7 | 9 | A | 7 | 56 | A | 7 | 1004 | E | 9 | 310 | A | 7 | 7.7 | A | 7 | 16100 | A | 7 | 77777 | A | 7 | 1.3 | E | 8 | 0.124 | F | 8 | 0.13 | F | 8 | -9900 | -9900 | ? | 0
2002-06-05 | 19:00 | 290 | 1327 | 181 | 2 | 8 | 397 | 2 | 15 | 95 | 2 | 8 | 18300 | 2 | 8 | 30800 | 2 | 15 | 11600 | 2 | 8 | 1800 | 2 | 19 | 0 | E | 9 | 0 | E | 9 | 16 | A | 7 | 8 | A | 7 | 59 | A | 7 | 1004 | E | 9 | 300 | A | 7 | 5.7 | A | 7 | 16100 | A | 7 | 77777 | A | 7 | 1.2 | E | 8 | 0.124 | F | 8 | 0.13 | F | 8 | -9900 | -9900 | ? | 0
2002-06-05 | 20:00 | 74 | 1161 | 18 | 2 | 8 | 162 | 2 | 15 | 9 | 2 | 8 | 2200 | 2 | 8 | 9100 | 2 | 15 | 1500 | 2 | 8 | 210 | 2 | 19 | 0 | E | 9 | 0 | E | 9 | 14 | A | 7 | 8 | A | 7 | 67 | A | 7 | 1004 | E | 9 | 290 | A | 7 | 5.7 | A | 7 | 16100 | A | 7 | 77777 | A | 7 | 1.2 | E | 8 | 0.124 | F | 8 | 0.13 | F | 8 | -9900 | -9900 | ? | 0
2002-06-05 | 21:00 | 0 | 0 | 0 | 2 | 0 | 0 | 2 | 0 | 0 | 2 | 0 | 0 | 2 | 0 | 0 | 2 | 0 | 0 | 2 | 0 | 0 | 2 | 0 | 0 | E | 9 | 0 | E | 9 | 13 | A | 7 | 8 | A | 7 | 72 | A | 7 | 1004 | E | 9 | 290 | A | 7 | 3.1 | A | 7 | 16100 | A | 7 | 77777 | A | 7 | 1.1 | E | 8 | 0.124 | F | 8 | 0.13 | F | 8 | -9900 | -9900 | ? | 0
2002-06-05 | 22:00 | 0 | 0 | 0 | 2 | 0 | 0 | 2 | 0 | 0 | 2 | 0 | 0 | 2 | 0 | 0 | 2 | 0 | 0 | 2 | 0 | 0 | 2 | 0 | 0 | E | 9 | 0 | E | 9 | 11 | A | 7 | 7 | A | 7 | 76 | A | 7 | 1004 | E | 9 | 310 | A | 7 | 1.5 | A | 7 | 16100 | A | 7 | 77777 | A | 7 | 1.1 | E | 8 | 0.124 | F | 8 | 0.13 | F | 8 | -9900 | -9900 | ? | 0
2002-06-05 | 23:00 | 0 | 0 | 0 | 2 | 0 | 0 | 2 | 0 | 0 | 2 | 0 | 0 | 2 | 0 | 0 | 2 | 0 | 0 | 2 | 0 | 0 | 2 | 0 | 10 | E | 9 | 10 | E | 9 | 12 | A | 7 | 7 | A | 7 | 71 | A | 7 | 1004 | E | 9 | 340 | A | 7 | 2.1 | A | 7 | 16100 | A | 7 | 900 | A | 7 | 1.1 | E | 8 | 0.124 | F | 8 | 0.13 | F | 8 | -9900 | -9900 | ? | 0
2002-06-05 | 24:00 | 0 | 0 | 0 | 2 | 0 | 0 | 2 | 0 | 0 | 2 | 0 | 0 | 2 | 0 | 0 | 2 | 0 | 0 | 2 | 0 | 0 | 2 | 0 | 4 | E | 9 | 4 | E | 9 | 11 | A | 7 | 7 | A | 7 | 76 | A | 7 | 1004 | E | 9 | 300 | A | 7 | 2.1 | A | 7 | 16100 | A | 7 | 77777 | A | 7 | 1.2 | E | 8 | 0.124 | F | 8 | 0.13 | F | 8 | -9900 | -9900 | ? | 0
2002-06-06 | 1:00 | 0 | 0 | 0 | 2 | 0 | 0 | 2 | 0 | 0 | 2 | 0 | 0 | 2 | 0 | 0 | 2 | 0 | 0 | 2 | 0 | 0 | 2 | 0 | 3 | E | 9 | 3 | E | 9 | 11 | A | 7 | 7 | A | 7 | 76 | A | 7 | 1004 | E | 9 | 330 | A | 7 | 2.1 | A | 7 | 16100 | A | 7 | 77777 | A | 7 | 1.2 | E | 8 | 0.124 | F | 8 | 0.13 | F | 8 | -9900 | -9900 | ? | 0
2002-06-06 | 2:00 | 0 | 0 | 0 | 2 | 0 | 0 | 2 | 0 | 0 | 2 | 0 | 0 | 2 | 0 | 0 | 2 | 0 | 0 | 2 | 0 | 0 | 2 | 0 | 3 | E | 9 | 3 | E | 9 | 8 | A | 7 | 6 | A | 7 | 87 | A | 7 | 1004 | E | 9 | 310 | A | 7 | 2.1 | A | 7 | 16100 | A | 7 | 77777 | A | 7 | 1.3 | E | 8 | 0.124 | F | 8 | 0.13 | F | 8 | -9900 | -9900 | ? | 0
2002-06-06 | 3:00 | 0 | 0 | 0 | 2 | 0 | 0 | 2 | 0 | 0 | 2 | 0 | 0 | 2 | 0 | 0 | 2 | 0 | 0 | 2 | 0 | 0 | 2 | 0 | 0 | E | 9 | 0 | E | 9 | 8 | A | 7 | 6 | A | 7 | 87 | A | 7 | 1004 | E | 9 | 310 | A | 7 | 2.1 | A | 7 | 16100 | A | 7 | 77777 | A | 7 | 1.3 | E | 8 | 0.124 | F | 8 | 0.13 | F | 8 | -9900 | -9900 | ? | 0
2002-06-06 | 4:00 | 0 | 0 | 0 | 2 | 0 | 0 | 2 | 0 | 0 | 2 | 0 | 0 | 2 | 0 | 0 | 2 | 0 | 0 | 2 | 0 | 0 | 2 | 0 | 4 | E | 9 | 4 | E | 9 | 8 | A | 7 | 5 | A | 7 | 81 | A | 7 | 1004 | E | 9 | 0 | A | 7 | 0 | A | 7 | 16100 | A | 7 | 77777 | A | 7 | 1.4 | E | 8 | 0.124 | F | 8 | 0.13 | F | 8 | -9900 | -9900 | ? | 0
2002-06-06 | 5:00 | 22 | 630 | 0 | 2 | 8 | 0 | 2 | 15 | 0 | 2 | 8 | 0 | 2 | 8 | 0 | 2 | 15 | 0 | 2 | 8 | 0 | 2 | 19 | 5 | B | 8 | 5 | B | 8 | 7.2 | B | 8 | 5 | B | 8 | 86 | A | 7 | 1004 | E | 9 | 340 | B | 8 | 1.1 | B | 8 | -9900 | ? | 0 | 77777 | B | 8 | 1.4 | E | 8 | 0.124 | F | 8 | 0.13 | F | 8 | -9900 | -9900 | ? | 0
2002-06-06 | 6:00 | 203 | 1326 | 73 | 2 | 8 | 174 | 2 | 15 | 46 | 2 | 8 | 7600 | 2 | 8 | 11400 | 2 | 15 | 5900 | 2 | 8 | 820 | 2 | 19 | 5 | E | 9 | 5 | E | 9 | 8 | A | 7 | 6 | A | 7 | 87 | A | 7 | 1004 | E | 9 | 320 | A | 7 | 2.1 | A | 7 | 16100 | A | 7 | 77777 | A | 7 | 1.4 | E | 8 | 0.124 | F | 8 | 0.13 | F | 8 | -9900 | -9900 | ? | 0
2002-06-06 | 7:00 | 428 | 1326 | 157 | 2 | 8 | 93 | 2 | 15 | 126 | 2 | 8 | 17000 | 2 | 8 | 8700 | 2 | 15 | 14200 | 2 | 8 | 2840 | 2 | 19 | 10 | E | 9 | 10 | E | 9 | 12 | A | 7 | 8 | A | 7 | 76 | A | 7 | 1004 | E | 9 | 340 | A | 7 | 2.1 | A | 7 | 16100 | A | 7 | 1170 | A | 7 | 1.4 | E | 8 | 0.124 | F | 8 | 0.13 | F | 8 | -9900 | -9900 | ? | 0
2002-06-06 | 8:00 | 650 | 1326 | 436 | 2 | 8 | 632 | 2 | 15 | 125 | 2 | 8 | 45300 | 2 | 8 | 61900 | 2 | 15 | 15000 | 2 | 8 | 2600 | 2 | 19 | 10 | E | 9 | 10 | E | 9 | 14 | A | 7 | 7 | A | 7 | 63 | A | 7 | 1004 | E | 9 | 10 | A | 7 | 3.6 | A | 7 | 16100 | A | 7 | 1260 | A | 7 | 1.4 | E | 8 | 0.124 | F | 8 | 0.13 | F | 8 | -9900 | -9900 | ? | 0
2002-06-06 | 9:00 | 853 | 1326 | 610 | 2 | 8 | 785 | 2 | 15 | 104 | 2 | 8 | 64700 | 2 | 8 | 78800 | 2 | 15 | 13900 | 2 | 8 | 2610 | 2 | 19 | 8 | E | 9 | 8 | E | 9 | 16 | A | 7 | 6 | A | 7 | 51 | A | 7 | 1004 | E | 9 | 30 | A | 7 | 4.6 | A | 7 | 16100 | A | 7 | 1140 | A | 7 | 1.5 | E | 8 | 0.124 | F | 8 | 0.13 | F | 8 | -9900 | -9900 | ? | 0
2002-06-06 | 10:00 | 1021 | 1326 | 727 | 2 | 8 | 722 | 2 | 15 | 170 | 2 | 8 | 77700 | 2 | 8 | 73900 | 2 | 15 | 20700 | 2 | 8 | 5640 | 2 | 19 | 5 | E | 9 | 5 | E | 9 | 18 | A | 7 | 4 | A | 7 | 39 | A | 7 | 1004 | E | 9 | 350 | A | 7 | 5.1 | A | 7 | 16100 | A | 7 | 77777 | A | 7 | 1.5 | E | 8 | 0.124 | F | 8 | 0.13 | F | 8 | -9900 | -9900 | ? | 0
2002-06-06 | 11:00 | 1145 | 1326 | 862 | 2 | 8 | 775 | 2 | 15 | 192 | 2 | 8 | 89300 | 2 | 8 | 77500 | 2 | 15 | 22300 | 2 | 8 | 7690 | 2 | 19 | 4 | E | 9 | 4 | E | 9 | 19 | A | 7 | 4 | A | 7 | 37 | A | 7 | 1004 | E | 9 | 360 | A | 7 | 3.6 | A | 7 | 16100 | A | 7 | 77777 | A | 7 | 1.5 | E | 8 | 0.124 | F | 8 | 0.13 | F | 8 | -9900 | -9900 | ? | 0
2002-06-06 | 12:00 | 1215 | 1326 | 859 | 2 | 8 | 593 | 2 | 15 | 315 | 2 | 8 | 93100 | 2 | 8 | 62100 | 2 | 15 | 36100 | 2 | 8 | 18610 | 2 | 19 | 1 | E | 9 | 1 | E | 9 | 19 | A | 7 | 4 | A | 7 | 37 | A | 7 | 1004 | E | 9 | 40 | A | 7 | 6.2 | A | 7 | 16100 | A | 7 | 77777 | A | 7 | 1.5 | E | 8 | 0.124 | F | 8 | 0.13 | F | 8 | -9900 | -9900 | ? | 0
2002-06-06 | 13:00 | 1227 | 1326 | 847 | 2 | 8 | 608 | 2 | 15 | 285 | 2 | 8 | 89300 | 2 | 8 | 61500 | 2 | 15 | 32400 | 2 | 8 | 17240 | 2 | 19 | 8 | E | 9 | 7 | E | 9 | 19 | A | 7 | 5 | A | 7 | 40 | A | 7 | 1004 | E | 9 | 30 | A | 7 | 6.7 | A | 7 | 16100 | A | 7 | 77777 | A | 7 | 1.5 | E | 8 | 0.124 | F | 8 | 0.13 | F | 8 | -9900 | -9900 | ? | 0
2002-06-06 | 14:00 | 1179 | 1326 | 629 | 2 | 8 | 260 | 2 | 15 | 397 | 2 | 8 | 68800 | 2 | 8 | 28300 | 2 | 15 | 43700 | 2 | 8 | 18820 | 2 | 19 | 7 | E | 9 | 6 | E | 9 | 21 | A | 7 | 5 | A | 7 | 35 | A | 7 | 1004 | E | 9 | 30 | A | 7 | 5.1 | A | 7 | 16100 | A | 7 | 77777 | A | 7 | 1.5 | E | 8 | 0.124 | F | 8 | 0.13 | F | 8 | -9900 | -9900 | ? | 0
2002-06-06 | 15:00 | 1076 | 1326 | 788 | 2 | 8 | 694 | 2 | 15 | 224 | 2 | 8 | 83100 | 2 | 8 | 70400 | 2 | 15 | 25900 | 2 | 8 | 8220 | 2 | 19 | 10 | E | 9 | 9 | E | 9 | 21 | A | 7 | 4 | A | 7 | 33 | A | 7 | 1004 | E | 9 | 30 | A | 7 | 7.7 | A | 7 | 16100 | A | 7 | 77777 | A | 7 | 1.4 | E | 8 | 0.124 | F | 8 | 0.13 | F | 8 | -9900 | -9900 | ? | 0
2002-06-06 | 16:00 | 924 | 1326 | 676 | 2 | 8 | 794 | 2 | 15 | 122 | 2 | 8 | 71300 | 2 | 8 | 79800 | 2 | 15 | 15600 | 2 | 8 | 3250 | 2 | 19 | 0 | E | 9 | 0 | E | 9 | 21 | A | 7 | 5 | A | 7 | 35 | A | 7 | 1004 | E | 9 | 20 | A | 7 | 4.6 | A | 7 | 16100 | A | 7 | 77777 | A | 7 | 1.4 | E | 8 | 0.124 | F | 8 | 0.13 | F | 8 | -9900 | -9900 | ? | 0
2002-06-06 | 17:00 | 734 | 1326 | 521 | 2 | 8 | 735 | 2 | 15 | 114 | 2 | 8 | 55300 | 2 | 8 | 73700 | 2 | 15 | 14500 | 2 | 8 | 2600 | 2 | 19 | 8 | E | 9 | 8 | E | 9 | 20 | A | 7 | 5 | A | 7 | 37 | A | 7 | 1004 | E | 9 | 30 | A | 7 | 5.7 | A | 7 | 16100 | A | 7 | 1800 | A | 7 | 1.3 | E | 8 | 0.124 | F | 8 | 0.13 | F | 8 | -9900 | -9900 | ? | 0
2002-06-06 | 18:00 | 518 | 1326 | 338 | 2 | 8 | 575 | 2 | 15 | 113 | 2 | 8 | 34600 | 2 | 8 | 53700 | 2 | 15 | 13700 | 2 | 8 | 2130 | 2 | 19 | 4 | E | 9 | 4 | E | 9 | 18 | A | 7 | 5 | A | 7 | 42 | A | 7 | 1004 | E | 9 | 30 | A | 7 | 5.1 | A | 7 | 16100 | A | 7 | 77777 | A | 7 | 1.3 | E | 8 | 0.124 | F | 8 | 0.13 | F | 8 | -9900 | -9900 | ? | 0
2002-06-06 | 19:00 | 292 | 1326 | 154 | 2 | 8 | 245 | 2 | 15 | 100 | 2 | 8 | 16000 | 2 | 8 | 19200 | 2 | 15 | 11800 | 2 | 8 | 2020 | 2 | 19 | 4 | E | 9 | 4 | E | 9 | 18 | A | 7 | 5 | A | 7 | 42 | A | 7 | 1004 | E | 9 | 340 | A | 7 | 3.1 | A | 7 | 16100 | A | 7 | 77777 | A | 7 | 1.2 | E | 8 | 0.124 | F | 8 | 0.13 | F | 8 | -9900 | -9900 | ? | 0
2002-06-06 | 20:00 | 76 | 1161 | 16 | 2 | 8 | 102 | 2 | 15 | 10 | 2 | 8 | 1800 | 2 | 8 | 5100 | 2 | 15 | 1500 | 2 | 8 | 190 | 2 | 19 | 0 | E | 9 | 0 | E | 9 | 14 | A | 7 | 6 | A | 7 | 59 | A | 7 | 1004 | E | 9 | 300 | A | 7 | 4.6 | A | 7 | 16100 | A | 7 | 77777 | A | 7 | 1.2 | E | 8 | 0.124 | F | 8 | 0.13 | F | 8 | -9900 | -9900 | ? | 0
2002-06-06 | 21:00 | 0 | 0 | 0 | 2 | 0 | 0 | 2 | 0 | 0 | 2 | 0 | 0 | 2 | 0 | 0 | 2 | 0 | 0 | 2 | 0 | 0 | 2 | 0 | 0 | E | 9 | 0 | E | 9 | 13 | A | 7 | 6 | A | 7 | 62 | A | 7 | 1004 | E | 9 | 320 | A | 7 | 3.6 | A | 7 | 16100 | A | 7 | 77777 | A | 7 | 1.1 | E | 8 | 0.124 | F | 8 | 0.13 | F | 8 | -9900 | -9900 | ? | 0
2002-06-06 | 22:00 | 0 | 0 | 0 | 2 | 0 | 0 | 2 | 0 | 0 | 2 | 0 | 0 | 2 | 0 | 0 | 2 | 0 | 0 | 2 | 0 | 0 | 2 | 0 | 0 | E | 9 | 0 | E | 9 | 12 | A | 7 | 6 | A | 7 | 67 | A | 7 | 1004 | E | 9 | 310 | A | 7 | 4.1 | A | 7 | 16100 | A | 7 | 77777 | A | 7 | 1 | E | 8 | 0.124 | F | 8 | 0.13 | F | 8 | -9900 | -9900 | ? | 0
2002-06-06 | 23:00 | 0 | 0 | 0 | 2 | 0 | 0 | 2 | 0 | 0 | 2 | 0 | 0 | 2 | 0 | 0 | 2 | 0 | 0 | 2 | 0 | 0 | 2 | 0 | 0 | E | 9 | 0 | E | 9 | 12 | A | 7 | 6 | A | 7 | 67 | A | 7 | 1004 | E | 9 | 320 | A | 7 | 4.6 | A | 7 | 16100 | A | 7 | 77777 | A | 7 | 1 | E | 8 | 0.124 | F | 8 | 0.13 | F | 8 | -9900 | -9900 | ? | 0
2002-06-06 | 24:00 | 0 | 0 | 0 | 2 | 0 | 0 | 2 | 0 | 0 | 2 | 0 | 0 | 2 | 0 | 0 | 2 | 0 | 0 | 2 | 0 | 0 | 2 | 0 | 0 | E | 9 | 0 | E | 9 | 11 | A | 7 | 5 | A | 7 | 66 | A | 7 | 1004 | E | 9 | 320 | A | 7 | 3.6 | A | 7 | 16100 | A | 7 | 77777 | A | 7 | 0.9 | E | 8 | 0.124 | F | 8 | 0.13 | F | 8 | -9900 | -9900 | ? | 0
2002-06-07 | 1:00 | 0 | 0 | 0 | 2 | 0 | 0 | 2 | 0 | 0 | 2 | 0 | 0 | 2 | 0 | 0 | 2 | 0 | 0 | 2 | 0 | 0 | 2 | 0 | 0 | E | 9 | 0 | E | 9 | 10 | A | 7 | 5 | A | 7 | 71 | A | 7 | 1004 | E | 9 | 330 | A | 7 | 3.1 | A | 7 | 16100 | A | 7 | 77777 | A | 7 | 0.9 | E | 8 | 0.123 | F | 8 | 0.13 | F | 8 | -9900 | -9900 | ? | 0
2002-06-07 | 2:00 | 0 | 0 | 0 | 2 | 0 | 0 | 2 | 0 | 0 | 2 | 0 | 0 | 2 | 0 | 0 | 2 | 0 | 0 | 2 | 0 | 0 | 2 | 0 | 0 | E | 9 | 0 | E | 9 | 9 | A | 7 | 4 | A | 7 | 71 | A | 7 | 1004 | E | 9 | 310 | A | 7 | 3.6 | A | 7 | 16100 | A | 7 | 77777 | A | 7 | 1 | E | 8 | 0.123 | F | 8 | 0.13 | F | 8 | -9900 | -9900 | ? | 0
2002-06-07 | 3:00 | 0 | 0 | 0 | 2 | 0 | 0 | 2 | 0 | 0 | 2 | 0 | 0 | 2 | 0 | 0 | 2 | 0 | 0 | 2 | 0 | 0 | 2 | 0 | 0 | E | 9 | 0 | E | 9 | 9 | A | 7 | 4 | A | 7 | 71 | A | 7 | 1004 | E | 9 | 330 | A | 7 | 3.1 | A | 7 | 16100 | A | 7 | 77777 | A | 7 | 1.1 | E | 8 | 0.123 | F | 8 | 0.13 | F | 8 | -9900 | -9900 | ? | 0
2002-06-07 | 4:00 | 0 | 0 | 0 | 2 | 0 | 0 | 2 | 0 | 0 | 2 | 0 | 0 | 2 | 0 | 0 | 2 | 0 | 0 | 2 | 0 | 0 | 2 | 0 | 0 | E | 9 | 0 | E | 9 | 8 | A | 7 | 4 | A | 7 | 76 | A | 7 | 1004 | E | 9 | 350 | A | 7 | 2.1 | A | 7 | 16100 | A | 7 | 77777 | A | 7 | 1.2 | E | 8 | 0.123 | F | 8 | 0.13 | F | 8 | -9900 | -9900 | ? | 0
2002-06-07 | 5:00 | 22 | 652 | 0 | 2 | 8 | 0 | 2 | 15 | 0 | 2 | 8 | 0 | 2 | 8 | 0 | 2 | 15 | 0 | 2 | 8 | 0 | 2 | 19 | 0 | E | 9 | 0 | E | 9 | 6 | A | 7 | 3 | A | 7 | 81 | A | 7 | 1004 | E | 9 | 0 | A | 7 | 0 | A | 7 | 16100 | A | 7 | 77777 | A | 7 | 1.2 | E | 8 | 0.123 | F | 8 | 0.13 | F | 8 | -9900 | -9900 | ? | 0
2002-06-07 | 6:00 | 204 | 1326 | 49 | 2 | 8 | 5 | 2 | 15 | 48 | 2 | 8 | 5500 | 2 | 8 | 100 | 2 | 15 | 5500 | 2 | 8 | 1650 | 2 | 19 | 4 | E | 9 | 4 | E | 9 | 8 | A | 7 | 5 | A | 7 | 81 | A | 7 | 1004 | E | 9 | 0 | A | 7 | 0 | A | 7 | 16100 | A | 7 | 77777 | A | 7 | 1.2 | E | 8 | 0.123 | F | 8 | 0.13 | F | 8 | -9900 | -9900 | ? | 0
2002-06-07 | 7:00 | 429 | 1326 | 135 | 2 | 8 | 49 | 2 | 15 | 119 | 2 | 8 | 14800 | 2 | 8 | 4500 | 2 | 15 | 13300 | 2 | 8 | 3220 | 2 | 19 | 9 | E | 9 | 8 | E | 9 | 10 | A | 7 | 5 | A | 7 | 71 | A | 7 | 1004 | E | 9 | 330 | A | 7 | 1.5 | A | 7 | 16100 | A | 7 | 77777 | A | 7 | 1.2 | E | 8 | 0.123 | F | 8 | 0.13 | F | 8 | -9900 | -9900 | ? | 0
2002-06-07 | 8:00 | 651 | 1326 | 441 | 2 | 8 | 603 | 2 | 15 | 144 | 2 | 8 | 45400 | 2 | 8 | 58600 | 2 | 15 | 16600 | 2 | 8 | 2910 | 2 | 19 | 9 | B | 8 | 8 | B | 8 | 12.2 | B | 8 | 4.1 | B | 8 | 58 | A | 7 | 1004 | E | 9 | 340 | B | 8 | 1.5 | B | 8 | -9900 | ? | 0 | 11705 | B | 8 | 1.2 | E | 8 | 0.123 | F | 8 | 0.13 | F | 8 | -9900 | -9900 | ? | 0
2002-06-07 | 9:00 | 853 | 1326 | 557 | 2 | 8 | 592 | 2 | 15 | 176 | 2 | 8 | 58300 | 2 | 8 | 59400 | 2 | 15 | 20000 | 2 | 8 | 4360 | 2 | 19 | 8 | E | 9 | 8 | E | 9 | 14 | A | 7 | 3 | A | 7 | 47 | A | 7 | 1004 | E | 9 | 350 | A | 7 | 1.5 | A | 7 | 16100 | A | 7 | 1410 | A | 7 | 1.2 | E | 8 | 0.123 | F | 8 | 0.13 | F | 8 | -9900 | -9900 | ? | 0
2002-06-07 | 10:00 | 1021 | 1326 | 655 | 2 | 8 | 533 | 2 | 15 | 244 | 2 | 8 | 70900 | 2 | 8 | 55600 | 2 | 15 | 28000 | 2 | 8 | 8030 | 2 | 19 | 8 | E | 9 | 8 | E | 9 | 14 | A | 7 | 3 | A | 7 | 47 | A | 7 | 1004 | E | 9 | 0 | A | 7 | 0 | A | 7 | 16100 | A | 7 | 1230 | A | 7 | 1.2 | E | 8 | 0.123 | F | 8 | 0.13 | F | 8 | -9900 | -9900 | ? | 0
2002-06-07 | 11:00 | 1145 | 1326 | 816 | 2 | 8 | 584 | 2 | 15 | 311 | 2 | 8 | 87700 | 2 | 8 | 61000 | 2 | 15 | 34900 | 2 | 8 | 14180 | 2 | 19 | 8 | E | 9 | 8 | E | 9 | 16 | A | 7 | 3 | A | 7 | 42 | A | 7 | 1004 | E | 9 | 0 | A | 7 | 0 | A | 7 | 16100 | A | 7 | 1800 | A | 7 | 1.3 | E | 8 | 0.123 | F | 8 | 0.13 | F | 8 | -9900 | -9900 | ? | 0
2002-06-07 | 12:00 | 1215 | 1326 | 533 | 2 | 8 | 138 | 2 | 15 | 407 | 2 | 8 | 59000 | 2 | 8 | 14700 | 2 | 15 | 45500 | 2 | 8 | 20760 | 2 | 19 | 3 | E | 9 | 3 | E | 9 | 17 | A | 7 | 4 | A | 7 | 42 | A | 7 | 1004 | E | 9 | 60 | A | 7 | 3.1 | A | 7 | 16100 | A | 7 | 77777 | A | 7 | 1.3 | E | 8 | 0.123 | F | 8 | 0.13 | F | 8 | -9900 | -9900 | ? | 0
2002-06-07 | 13:00 | 1227 | 1326 | 482 | 2 | 8 | 114 | 2 | 15 | 376 | 2 | 8 | 53600 | 2 | 8 | 12200 | 2 | 15 | 42300 | 2 | 8 | 19990 | 2 | 19 | 8 | E | 9 | 8 | E | 9 | 18 | A | 7 | 2 | A | 7 | 34 | A | 7 | 1004 | E | 9 | 280 | A | 7 | 3.1 | A | 7 | 16100 | A | 7 | 1800 | A | 7 | 1.3 | E | 8 | 0.123 | F | 8 | 0.13 | F | 8 | -9900 | -9900 | ? | 0
2002-06-07 | 14:00 | 1180 | 1326 | 842 | 2 | 8 | 574 | 2 | 15 | 330 | 2 | 8 | 90400 | 2 | 8 | 60000 | 2 | 15 | 36900 | 2 | 8 | 17000 | 2 | 19 | 4 | E | 9 | 4 | E | 9 | 19 | A | 7 | 4 | A | 7 | 37 | A | 7 | 1004 | E | 9 | 310 | A | 7 | 7.2 | A | 7 | 16100 | A | 7 | 77777 | A | 7 | 1.1 | E | 8 | 0.123 | F | 8 | 0.13 | F | 8 | -9900 | -9900 | ? | 0
2002-06-07 | 15:00 | 1077 | 1326 | 768 | 2 | 8 | 706 | 2 | 15 | 194 | 2 | 8 | 81900 | 2 | 8 | 72100 | 2 | 15 | 23200 | 2 | 8 | 7240 | 2 | 19 | 0 | E | 9 | 0 | E | 9 | 19 | A | 7 | 3 | A | 7 | 34 | A | 7 | 1004 | E | 9 | 300 | A | 7 | 6.2 | A | 7 | 16100 | A | 7 | 77777 | A | 7 | 0.9 | E | 8 | 0.123 | F | 8 | 0.13 | F | 8 | -9900 | -9900 | ? | 0
2002-06-07 | 16:00 | 925 | 1326 | 676 | 2 | 8 | 775 | 2 | 15 | 134 | 2 | 8 | 70600 | 2 | 8 | 77600 | 2 | 15 | 16300 | 2 | 8 | 3460 | 2 | 19 | 0 | E | 9 | 0 | E | 9 | 18 | A | 7 | 2 | A | 7 | 34 | A | 7 | 1004 | E | 9 | 300 | A | 7 | 7.2 | A | 7 | 16100 | A | 7 | 77777 | A | 7 | 0.8 | E | 8 | 0.123 | F | 8 | 0.13 | F | 8 | -9900 | -9900 | ? | 0
2002-06-07 | 17:00 | 735 | 1326 | 491 | 2 | 8 | 622 | 2 | 15 | 146 | 2 | 8 | 51200 | 2 | 8 | 61700 | 2 | 15 | 17000 | 2 | 8 | 3220 | 2 | 19 | 0 | E | 9 | 0 | E | 9 | 17 | A | 7 | 3 | A | 7 | 39 | A | 7 | 1004 | E | 9 | 290 | A | 7 | 7.2 | A | 7 | 16100 | A | 7 | 77777 | A | 7 | 0.8 | E | 8 | 0.123 | F | 8 | 0.13 | F | 8 | -9900 | -9900 | ? | 0
2002-06-07 | 18:00 | 520 | 1326 | 329 | 2 | 8 | 515 | 2 | 15 | 127 | 2 | 8 | 34700 | 2 | 8 | 49200 | 2 | 15 | 15400 | 2 | 8 | 2470 | 2 | 19 | 4 | E | 9 | 4 | E | 9 | 17 | A | 7 | 3 | A | 7 | 39 | A | 7 | 1004 | E | 9 | 290 | A | 7 | 5.7 | A | 7 | 16100 | A | 7 | 77777 | A | 7 | 0.8 | E | 8 | 0.123 | F | 8 | 0.13 | F | 8 | -9900 | -9900 | ? | 0
2002-06-07 | 19:00 | 294 | 1326 | 178 | 2 | 8 | 362 | 2 | 15 | 98 | 2 | 8 | 18000 | 2 | 8 | 28200 | 2 | 15 | 11700 | 2 | 8 | 1870 | 2 | 19 | 0 | E | 9 | 0 | E | 9 | 14 | A | 7 | 3 | A | 7 | 47 | A | 7 | 1004 | E | 9 | 300 | A | 7 | 6.2 | A | 7 | 16100 | A | 7 | 77777 | A | 7 | 0.8 | E | 8 | 0.123 | F | 8 | 0.13 | F | 8 | -9900 | -9900 | ? | 0
2002-06-07 | 20:00 | 78 | 1182 | 19 | 2 | 8 | 153 | 2 | 15 | 11 | 2 | 8 | 2300 | 2 | 8 | 7600 | 2 | 15 | 1800 | 2 | 8 | 210 | 2 | 19 | 0 | E | 9 | 0 | E | 9 | 11 | A | 7 | 3 | A | 7 | 58 | A | 7 | 1004 | E | 9 | 300 | A | 7 | 3.6 | A | 7 | 16100 | A | 7 | 77777 | A | 7 | 0.9 | E | 8 | 0.123 | F | 8 | 0.13 | F | 8 | -9900 | -9900 | ? | 0
2002-06-07 | 21:00 | 0 | 0 | 0 | 2 | 0 | 0 | 2 | 0 | 0 | 2 | 0 | 0 | 2 | 0 | 0 | 2 | 0 | 0 | 2 | 0 | 0 | 2 | 0 | 0 | E | 9 | 0 | E | 9 | 9 | A | 7 | 3 | A | 7 | 66 | A | 7 | 1004 | E | 9 | 280 | A | 7 | 2.6 | A | 7 | 16100 | A | 7 | 77777 | A | 7 | 0.9 | E | 8 | 0.123 | F | 8 | 0.13 | F | 8 | -9900 | -9900 | ? | 0
2002-06-07 | 22:00 | 0 | 0 | 0 | 2 | 0 | 0 | 2 | 0 | 0 | 2 | 0 | 0 | 2 | 0 | 0 | 2 | 0 | 0 | 2 | 0 | 0 | 2 | 0 | 0 | E | 9 | 0 | E | 9 | 9 | A | 7 | 4 | A | 7 | 71 | A | 7 | 1004 | E | 9 | 0 | A | 7 | 0 | A | 7 | 16100 | A | 7 | 77777 | A | 7 | 0.9 | E | 8 | 0.123 | F | 8 | 0.13 | F | 8 | -9900 | -9900 | ? | 0
2002-06-07 | 23:00 | 0 | 0 | 0 | 2 | 0 | 0 | 2 | 0 | 0 | 2 | 0 | 0 | 2 | 0 | 0 | 2 | 0 | 0 | 2 | 0 | 0 | 2 | 0 | 0 | E | 9 | 0 | E | 9 | 8 | A | 7 | 4 | A | 7 | 76 | A | 7 | 1004 | E | 9 | 310 | A | 7 | 3.1 | A | 7 | 16100 | A | 7 | 77777 | A | 7 | 1 | E | 8 | 0.123 | F | 8 | 0.13 | F | 8 | -9900 | -9900 | ? | 0
2002-06-07 | 24:00 | 0 | 0 | 0 | 2 | 0 | 0 | 2 | 0 | 0 | 2 | 0 | 0 | 2 | 0 | 0 | 2 | 0 | 0 | 2 | 0 | 0 | 2 | 0 | 0 | E | 9 | 0 | E | 9 | 7 | A | 7 | 3 | A | 7 | 76 | A | 7 | 1004 | E | 9 | 0 | A | 7 | 0 | A | 7 | 16100 | A | 7 | 77777 | A | 7 | 1 | E | 8 | 0.123 | F | 8 | 0.13 | F | 8 | -9900 | -9900 | ? | 0
2002-06-08 | 1:00 | 0 | 0 | 0 | 2 | 0 | 0 | 2 | 0 | 0 | 2 | 0 | 0 | 2 | 0 | 0 | 2 | 0 | 0 | 2 | 0 | 0 | 2 | 0 | 2 | E | 9 | 2 | E | 9 | 7 | A | 7 | 3 | A | 7 | 76 | A | 7 | 1004 | E | 9 | 0 | A | 7 | 0 | A | 7 | 16100 | A | 7 | 77777 | A | 7 | 1.1 | E | 8 | 0.123 | F | 8 | 0.13 | F | 8 | -9900 | -9900 | ? | 0
2002-06-08 | 2:00 | 0 | 0 | 0 | 2 | 0 | 0 | 2 | 0 | 0 | 2 | 0 | 0 | 2 | 0 | 0 | 2 | 0 | 0 | 2 | 0 | 0 | 2 | 0 | 8 | E | 9 | 8 | E | 9 | 7 | A | 7 | 3 | A | 7 | 76 | A | 7 | 1004 | E | 9 | 310 | A | 7 | 2.1 | A | 7 | 16100 | A | 7 | 2100 | A | 7 | 1.1 | E | 8 | 0.123 | F | 8 | 0.13 | F | 8 | -9900 | -9900 | ? | 0
2002-06-08 | 3:00 | 0 | 0 | 0 | 2 | 0 | 0 | 2 | 0 | 0 | 2 | 0 | 0 | 2 | 0 | 0 | 2 | 0 | 0 | 2 | 0 | 0 | 2 | 0 | 9 | E | 9 | 9 | E | 9 | 8 | A | 7 | 4 | A | 7 | 76 | A | 7 | 1004 | E | 9 | 0 | A | 7 | 0 | A | 7 | 16100 | A | 7 | 1500 | A | 7 | 1.2 | E | 8 | 0.123 | F | 8 | 0.13 | F | 8 | -9900 | -9900 | ? | 0
2002-06-08 | 4:00 | 0 | 0 | 0 | 2 | 0 | 0 | 2 | 0 | 0 | 2 | 0 | 0 | 2 | 0 | 0 | 2 | 0 | 0 | 2 | 0 | 0 | 2 | 0 | 10 | E | 9 | 10 | E | 9 | 6 | A | 7 | 4 | A | 7 | 87 | A | 7 | 1004 | E | 9 | 190 | A | 7 | 2.6 | A | 7 | 16100 | A | 7 | 1800 | A | 7 | 1.2 | E | 8 | 0.123 | F | 8 | 0.13 | F | 8 | -9900 | -9900 | ? | 0
2002-06-08 | 5:00 | 23 | 652 | 0 | 2 | 8 | 0 | 2 | 15 | 0 | 2 | 8 | 0 | 2 | 8 | 0 | 2 | 15 | 0 | 2 | 8 | 0 | 2 | 19 | 9 | E | 9 | 8 | E | 9 | 7 | A | 7 | 4 | A | 7 | 81 | A | 7 | 1004 | E | 9 | 180 | A | 7 | 2.1 | A | 7 | 16100 | A | 7 | 1800 | A | 7 | 1.3 | E | 8 | 0.123 | F | 8 | 0.13 | F | 8 | -9900 | -9900 | ? | 0
2002-06-08 | 6:00 | 204 | 1326 | 61 | 2 | 8 | 76 | 2 | 15 | 49 | 2 | 8 | 6700 | 2 | 8 | 5300 | 2 | 15 | 5900 | 2 | 8 | 1040 | 2 | 19 | 9 | E | 9 | 9 | E | 9 | 8 | A | 7 | 6 | A | 7 | 87 | A | 7 | 1004 | E | 9 | 220 | A | 7 | 1.5 | A | 7 | 16100 | A | 7 | 1800 | A | 7 | 1.3 | E | 8 | 0.123 | F | 8 | 0.13 | F | 8 | 0 | 1 | A | 7
2002-06-08 | 7:00 | 430 | 1326 | 78 | 2 | 8 | 0 | 2 | 15 | 78 | 2 | 8 | 9100 | 2 | 8 | 0 | 2 | 15 | 9100 | 2 | 8 | 3190 | 2 | 19 | 10 | E | 9 | 10 | E | 9 | 9 | A | 7 | 7 | A | 7 | 87 | A | 7 | 1004 | E | 9 | 240 | A | 7 | 1.5 | A | 7 | 16100 | A | 7 | 1200 | A | 7 | 1.4 | E | 8 | 0.123 | F | 8 | 0.13 | F | 8 | 0 | 1 | A | 7
2002-06-08 | 8:00 | 651 | 1326 | 401 | 2 | 8 | 333 | 2 | 15 | 237 | 2 | 8 | 42300 | 2 | 8 | 34300 | 2 | 15 | 25400 | 2 | 8 | 5520 | 2 | 19 | 8 | E | 9 | 8 | E | 9 | 11 | A | 7 | 6 | A | 7 | 71 | A | 7 | 1004 | E | 9 | 300 | A | 7 | 2.6 | A | 7 | 16100 | A | 7 | 1800 | A | 7 | 1.3 | E | 8 | 0.123 | F | 8 | 0.13 | F | 8 | -9900 | -9900 | ? | 0
2002-06-08 | 9:00 | 853 | 1326 | 276 | 2 | 8 | 41 | 2 | 15 | 249 | 2 | 8 | 30400 | 2 | 8 | 4200 | 2 | 15 | 27700 | 2 | 8 | 8560 | 2 | 19 | 10 | E | 9 | 10 | E | 9 | 12 | A | 7 | 6 | A | 7 | 67 | A | 7 | 1004 | E | 9 | 310 | A | 7 | 1.5 | A | 7 | 16100 | A | 7 | 1290 | A | 7 | 1.3 | E | 8 | 0.123 | F | 8 | 0.13 | F | 8 | -9900 | -9900 | ? | 0
2002-06-08 | 10:00 | 1022 | 1326 | 350 | 2 | 8 | 30 | 2 | 15 | 327 | 2 | 8 | 38600 | 2 | 8 | 3100 | 2 | 15 | 36300 | 2 | 8 | 12680 | 2 | 19 | 10 | E | 9 | 10 | E | 9 | 13 | A | 7 | 5 | A | 7 | 58 | A | 7 | 1004 | E | 9 | 0 | A | 7 | 0 | A | 7 | 16100 | A | 7 | 990 | A | 7 | 1.3 | E | 8 | 0.123 | F | 8 | 0.13 | F | 8 | 0 | 6 | A | 7
2002-06-08 | 11:00 | 1145 | 1326 | 328 | 2 | 8 | 18 | 2 | 15 | 312 | 2 | 8 | 38900 | 2 | 8 | 1600 | 2 | 15 | 37500 | 2 | 8 | 14360 | 2 | 19 | 10 | E | 9 | 9 | E | 9 | 12 | A | 7 | 6 | A | 7 | 67 | A | 7 | 1004 | E | 9 | 0 | A | 7 | 0 | A | 7 | 16100 | A | 7 | 1500 | A | 7 | 1.3 | E | 8 | 0.123 | F | 8 | 0.13 | F | 8 | 0 | 1 | A | 7
2002-06-08 | 12:00 | 1216 | 1326 | 586 | 2 | 8 | 204 | 2 | 15 | 399 | 2 | 8 | 64900 | 2 | 8 | 21800 | 2 | 15 | 44900 | 2 | 8 | 20400 | 2 | 19 | 7 | E | 9 | 7 | E | 9 | 15 | A | 7 | 5 | A | 7 | 51 | A | 7 | 1004 | E | 9 | 300 | A | 7 | 3.6 | A | 7 | 16100 | A | 7 | 77777 | A | 7 | 1.3 | E | 8 | 0.123 | F | 8 | 0.13 | F | 8 | -9900 | -9900 | ? | 0
2002-06-08 | 13:00 | 1228 | 1326 | 853 | 2 | 8 | 613 | 2 | 15 | 284 | 2 | 8 | 89800 | 2 | 8 | 62000 | 2 | 15 | 32300 | 2 | 8 | 17330 | 2 | 19 | 4 | E | 9 | 4 | E | 9 | 17 | A | 7 | 6 | A | 7 | 48 | A | 7 | 1004 | E | 9 | 290 | A | 7 | 5.1 | A | 7 | 16100 | A | 7 | 77777 | A | 7 | 1.3 | E | 8 | 0.123 | F | 8 | 0.13 | F | 8 | 0 | 3 | A | 7
2002-06-08 | 14:00 | 1181 | 1326 | 823 | 2 | 8 | 520 | 2 | 15 | 359 | 2 | 8 | 87600 | 2 | 8 | 54300 | 2 | 15 | 39200 | 2 | 8 | 18640 | 2 | 19 | 3 | E | 9 | 3 | E | 9 | 14 | A | 7 | 7 | A | 7 | 63 | A | 7 | 1004 | E | 9 | 90 | A | 7 | 2.6 | A | 7 | 16100 | A | 7 | 77777 | A | 7 | 1.3 | E | 8 | 0.123 | F | 8 | 0.13 | F | 8 | 0 | 1 | A | 7
2002-06-08 | 15:00 | 1078 | 1326 | 130 | 2 | 8 | 0 | 2 | 15 | 130 | 2 | 8 | 16300 | 2 | 8 | 0 | 2 | 15 | 16300 | 2 | 8 | 6850 | 2 | 19 | 8 | E | 9 | 8 | E | 9 | 12 | A | 7 | 8 | A | 7 | 76 | A | 7 | 1004 | E | 9 | 270 | A | 7 | 1.5 | A | 7 | 16100 | A | 7 | 1440 | A | 7 | 1.4 | E | 8 | 0.123 | F | 8 | 0.13 | F | 8 | 2 | 1 | A | 7
2002-06-08 | 16:00 | 927 | 1326 | 157 | 2 | 8 | 0 | 2 | 15 | 157 | 2 | 8 | 19000 | 2 | 8 | 0 | 2 | 15 | 19000 | 2 | 8 | 7760 | 2 | 19 | 9 | E | 9 | 9 | E | 9 | 13 | A | 7 | 7 | A | 7 | 67 | A | 7 | 1004 | E | 9 | 0 | A | 7 | 0 | A | 7 | 16100 | A | 7 | 1290 | A | 7 | 1.4 | E | 8 | 0.123 | F | 8 | 0.13 | F | 8 | 0 | 1 | A | 7
2002-06-08 | 17:00 | 737 | 1326 | 147 | 2 | 8 | 0 | 2 | 15 | 147 | 2 | 8 | 17400 | 2 | 8 | 0 | 2 | 15 | 17400 | 2 | 8 | 6670 | 2 | 19 | 9 | E | 9 | 8 | E | 9 | 11 | A | 7 | 8 | A | 7 | 82 | A | 7 | 1004 | E | 9 | 0 | A | 7 | 0 | A | 7 | 16100 | A | 7 | 77777 | A | 7 | 1.5 | E | 8 | 0.123 | F | 8 | 0.13 | F | 8 | 1 | 1 | A | 7
2002-06-08 | 18:00 | 522 | 1326 | 354 | 2 | 8 | 455 | 2 | 15 | 174 | 2 | 8 | 36000 | 2 | 8 | 43200 | 2 | 15 | 19000 | 2 | 8 | 3520 | 2 | 19 | 3 | E | 9 | 3 | E | 9 | 12 | A | 7 | 8 | A | 7 | 76 | A | 7 | 1004 | E | 9 | 300 | A | 7 | 2.1 | A | 7 | 16100 | A | 7 | 77777 | A | 7 | 1.5 | E | 8 | 0.123 | F | 8 | 0.13 | F | 8 | -9900 | -9900 | ? | 0
2002-06-08 | 19:00 | 296 | 1326 | 177 | 2 | 8 | 353 | 2 | 15 | 98 | 2 | 8 | 17800 | 2 | 8 | 27600 | 2 | 15 | 11700 | 2 | 8 | 1870 | 2 | 19 | 0 | E | 9 | 0 | E | 9 | 13 | A | 7 | 8 | A | 7 | 72 | A | 7 | 1004 | E | 9 | 0 | A | 7 | 0 | A | 7 | 16100 | A | 7 | 77777 | A | 7 | 1.5 | E | 8 | 0.123 | F | 8 | 0.13 | F | 8 | 1 | 3 | A | 7
2002-06-08 | 20:00 | 80 | 1204 | 20 | 2 | 8 | 152 | 2 | 15 | 11 | 2 | 8 | 2300 | 2 | 8 | 7600 | 2 | 15 | 1800 | 2 | 8 | 210 | 2 | 19 | 0 | E | 9 | 0 | E | 9 | 10 | A | 7 | 8 | A | 7 | 87 | A | 7 | 1004 | E | 9 | 210 | A | 7 | 1.5 | A | 7 | 16100 | A | 7 | 77777 | A | 7 | 1.5 | E | 8 | 0.123 | F | 8 | 0.13 | F | 8 | -9900 | -9900 | ? | 0
2002-06-08 | 21:00 | 0 | 0 | 0 | 2 | 0 | 0 | 2 | 0 | 0 | 2 | 0 | 0 | 2 | 0 | 0 | 2 | 0 | 0 | 2 | 0 | 0 | 2 | 0 | 8 | E | 9 | 8 | E | 9 | 9 | A | 7 | 7 | A | 7 | 87 | A | 7 | 1004 | E | 9 | 230 | A | 7 | 1.5 | A | 7 | 16100 | A | 7 | 2100 | A | 7 | 1.5 | E | 8 | 0.123 | F | 8 | 0.13 | F | 8 | -9900 | -9900 | ? | 0
2002-06-08 | 22:00 | 0 | 0 | 0 | 2 | 0 | 0 | 2 | 0 | 0 | 2 | 0 | 0 | 2 | 0 | 0 | 2 | 0 | 0 | 2 | 0 | 0 | 2 | 0 | 1 | E | 9 | 1 | E | 9 | 9 | A | 7 | 7 | A | 7 | 87 | A | 7 | 1004 | E | 9 | 210 | A | 7 | 1.5 | A | 7 | 16100 | A | 7 | 77777 | A | 7 | 1.5 | E | 8 | 0.123 | F | 8 | 0.13 | F | 8 | 1 | 6 | A | 7
2002-06-08 | 23:00 | 0 | 0 | 0 | 2 | 0 | 0 | 2 | 0 | 0 | 2 | 0 | 0 | 2 | 0 | 0 | 2 | 0 | 0 | 2 | 0 | 0 | 2 | 0 | 10 | E | 9 | 10 | E | 9 | 8 | A | 7 | 6 | A | 7 | 87 | A | 7 | 1004 | E | 9 | 180 | A | 7 | 2.1 | A | 7 | 16100 | A | 7 | 2400 | A | 7 | 1.6 | E | 8 | 0.123 | F | 8 | 0.13 | F | 8 | -9900 | -9900 | ? | 0
2002-06-08 | 24:00 | 0 | 0 | 0 | 2 | 0 | 0 | 2 | 0 | 0 | 2 | 0 | 0 | 2 | 0 | 0 | 2 | 0 | 0 | 2 | 0 | 0 | 2 | 0 | 2 | E | 9 | 2 | E | 9 | 7 | A | 7 | 5 | A | 7 | 87 | A | 7 | 1004 | E | 9 | 210 | A | 7 | 1.5 | A | 7 | 16100 | A | 7 | 77777 | A | 7 | 1.6 | E | 8 | 0.123 | F | 8 | 0.13 | F | 8 | -9900 | -9900 | ? | 0
2002-06-09 | 1:00 | 0 | 0 | 0 | 2 | 0 | 0 | 2 | 0 | 0 | 2 | 0 | 0 | 2 | 0 | 0 | 2 | 0 | 0 | 2 | 0 | 0 | 2 | 0 | 0 | E | 9 | 0 | E | 9 | 6 | A | 7 | 4 | A | 7 | 87 | A | 7 | 1004 | E | 9 | 230 | A | 7 | 1.5 | A | 7 | 2800 | A | 7 | 77777 | A | 7 | 1.7 | E | 8 | 0.123 | F | 8 | 0.13 | F | 8 | -9900 | -9900 | ? | 0
2002-06-09 | 2:00 | 0 | 0 | 0 | 2 | 0 | 0 | 2 | 0 | 0 | 2 | 0 | 0 | 2 | 0 | 0 | 2 | 0 | 0 | 2 | 0 | 0 | 2 | 0 | 3 | E | 9 | 3 | E | 9 | 5 | A | 7 | 4 | A | 7 | 93 | A | 7 | 1004 | E | 9 | 170 | A | 7 | 2.1 | A | 7 | 16100 | A | 7 | 77777 | A | 7 | 1.7 | E | 8 | 0.123 | F | 8 | 0.13 | F | 8 | -9900 | -9900 | ? | 0
2002-06-09 | 3:00 | 0 | 0 | 0 | 2 | 0 | 0 | 2 | 0 | 0 | 2 | 0 | 0 | 2 | 0 | 0 | 2 | 0 | 0 | 2 | 0 | 0 | 2 | 0 | 8 | E | 9 | 8 | E | 9 | 4 | A | 7 | 3 | A | 7 | 93 | A | 7 | 1004 | E | 9 | 0 | A | 7 | 0 | A | 7 | 1600 | A | 7 | 30 | A | 7 | 1.7 | E | 8 | 0.123 | F | 8 | 0.13 | F | 8 | -9900 | -9900 | ? | 0
2002-06-09 | 4:00 | 0 | 0 | 0 | 2 | 0 | 0 | 2 | 0 | 0 | 2 | 0 | 0 | 2 | 0 | 0 | 2 | 0 | 0 | 2 | 0 | 0 | 2 | 0 | 0 | E | 9 | 0 | E | 9 | 4 | A | 7 | 3 | A | 7 | 93 | A | 7 | 1004 | E | 9 | 220 | A | 7 | 2.1 | A | 7 | 14500 | A | 7 | 77777 | A | 7 | 1.8 | E | 8 | 0.123 | F | 8 | 0.13 | F | 8 | 6 | 24 | A | 7
2002-06-09 | 5:00 | 23 | 652 | 0 | 2 | 8 | 0 | 2 | 15 | 0 | 2 | 8 | 0 | 2 | 8 | 0 | 2 | 15 | 0 | 2 | 8 | 0 | 2 | 19 | 0 | E | 9 | 0 | E | 9 | 3 | A | 7 | 2 | A | 7 | 93 | A | 7 | 1004 | E | 9 | 210 | A | 7 | 1.5 | A | 7 | 1600 | A | 7 | 77777 | A | 7 | 1.8 | E | 8 | 0.123 | F | 8 | 0.13 | F | 8 | -9900 | -9900 | ? | 0
2002-06-09 | 6:00 | 205 | 1325 | 95 | 2 | 8 | 374 | 2 | 15 | 37 | 2 | 8 | 9700 | 2 | 8 | 25700 | 2 | 15 | 5800 | 2 | 8 | 670 | 2 | 19 | 0 | E | 9 | 0 | E | 9 | 7 | A | 7 | 5 | A | 7 | 87 | A | 7 | 1004 | E | 9 | 200 | A | 7 | 1.5 | A | 7 | 16100 | A | 7 | 77777 | A | 7 | 1.8 | E | 8 | 0.123 | F | 8 | 0.13 | F | 8 | -9900 | -9900 | ? | 0
2002-06-09 | 7:00 | 430 | 1325 | 240 | 2 | 8 | 462 | 2 | 15 | 90 | 2 | 8 | 25600 | 2 | 8 | 42000 | 2 | 15 | 12000 | 2 | 8 | 1670 | 2 | 19 | 8 | E | 9 | 8 | E | 9 | 9 | A | 7 | 7 | A | 7 | 87 | A | 7 | 1004 | E | 9 | 180 | A | 7 | 1.5 | A | 7 | 16100 | A | 7 | 60 | A | 7 | 1.8 | E | 8 | 0.123 | F | 8 | 0.13 | F | 8 | -9900 | -9900 | ? | 0
2002-06-09 | 8:00 | 651 | 1325 | 426 | 2 | 8 | 655 | 2 | 15 | 104 | 2 | 8 | 45000 | 2 | 8 | 64700 | 2 | 15 | 13200 | 2 | 8 | 2230 | 2 | 19 | 0 | E | 9 | 0 | E | 9 | 13 | A | 7 | 11 | A | 7 | 88 | A | 7 | 1004 | E | 9 | 160 | A | 7 | 3.6 | A | 7 | 16100 | A | 7 | 77777 | A | 7 | 1.8 | E | 8 | 0.123 | F | 8 | 0.13 | F | 8 | -9900 | -9900 | ? | 0
2002-06-09 | 9:00 | 853 | 1325 | 568 | 2 | 8 | 568 | 2 | 15 | 201 | 2 | 8 | 61000 | 2 | 8 | 58600 | 2 | 15 | 23200 | 2 | 8 | 5030 | 2 | 19 | 8 | E | 9 | 8 | E | 9 | 14 | A | 7 | 9 | A | 7 | 72 | A | 7 | 1004 | E | 9 | 190 | A | 7 | 2.6 | A | 7 | 16100 | A | 7 | 720 | A | 7 | 1.8 | E | 8 | 0.123 | F | 8 | 0.13 | F | 8 | -9900 | -9900 | ? | 0
2002-06-09 | 10:00 | 1022 | 1325 | 511 | 2 | 8 | 225 | 2 | 15 | 337 | 2 | 8 | 56200 | 2 | 8 | 23900 | 2 | 15 | 37700 | 2 | 8 | 11420 | 2 | 19 | 10 | E | 9 | 10 | E | 9 | 16 | A | 7 | 10 | A | 7 | 68 | A | 7 | 1004 | E | 9 | 140 | A | 7 | 2.6 | A | 7 | 16100 | A | 7 | 870 | A | 7 | 1.8 | E | 8 | 0.123 | F | 8 | 0.13 | F | 8 | -9900 | -9900 | ? | 0
2002-06-09 | 11:00 | 1145 | 1325 | 787 | 2 | 8 | 536 | 2 | 15 | 323 | 2 | 8 | 84300 | 2 | 8 | 56000 | 2 | 15 | 35800 | 2 | 8 | 14800 | 2 | 19 | 8 | E | 9 | 8 | E | 9 | 17 | A | 7 | 9 | A | 7 | 59 | A | 7 | 1004 | E | 9 | 180 | A | 7 | 2.6 | A | 7 | 16100 | A | 7 | 840 | A | 7 | 1.8 | E | 8 | 0.123 | F | 8 | 0.13 | F | 8 | -9900 | -9900 | ? | 0
2002-06-09 | 12:00 | 1216 | 1325 | 563 | 2 | 8 | 168 | 2 | 15 | 408 | 2 | 8 | 62200 | 2 | 8 | 18000 | 2 | 15 | 45700 | 2 | 8 | 20900 | 2 | 19 | 8 | E | 9 | 8 | E | 9 | 18 | A | 7 | 9 | A | 7 | 56 | A | 7 | 1004 | E | 9 | 330 | A | 7 | 2.1 | A | 7 | 16100 | A | 7 | 930 | A | 7 | 1.8 | E | 8 | 0.123 | F | 8 | 0.13 | F | 8 | -9900 | -9900 | ? | 0
2002-06-09 | 13:00 | 1228 | 1325 | 865 | 2 | 8 | 559 | 2 | 15 | 346 | 2 | 8 | 93000 | 2 | 8 | 58500 | 2 | 15 | 38700 | 2 | 8 | 21920 | 2 | 19 | 4 | E | 9 | 4 | E | 9 | 19 | A | 7 | 11 | A | 7 | 60 | A | 7 | 1004 | E | 9 | 200 | A | 7 | 3.1 | A | 7 | 16100 | A | 7 | 77777 | A | 7 | 1.8 | E | 8 | 0.123 | F | 8 | 0.13 | F | 8 | -9900 | -9900 | ? | 0
2002-06-09 | 14:00 | 1181 | 1325 | 854 | 2 | 8 | 604 | 2 | 15 | 314 | 2 | 8 | 92100 | 2 | 8 | 63200 | 2 | 15 | 35700 | 2 | 8 | 16260 | 2 | 19 | 4 | E | 9 | 4 | E | 9 | 21 | A | 7 | 11 | A | 7 | 53 | A | 7 | 1004 | E | 9 | 210 | A | 7 | 2.1 | A | 7 | 16100 | A | 7 | 77777 | A | 7 | 1.7 | E | 8 | 0.123 | F | 8 | 0.13 | F | 8 | -9900 | -9900 | ? | 0
2002-06-09 | 15:00 | 1079 | 1325 | 351 | 2 | 8 | 67 | 2 | 15 | 297 | 2 | 8 | 38900 | 2 | 8 | 6800 | 2 | 15 | 33300 | 2 | 8 | 12510 | 2 | 19 | 3 | E | 9 | 3 | E | 9 | 22 | A | 7 | 10 | A | 7 | 46 | A | 7 | 1004 | E | 9 | 350 | A | 7 | 3.6 | A | 7 | 16100 | A | 7 | 77777 | A | 7 | 1.7 | E | 8 | 0.123 | F | 8 | 0.13 | F | 8 | -9900 | -9900 | ? | 0
2002-06-09 | 16:00 | 928 | 1325 | 689 | 2 | 8 | 683 | 2 | 15 | 210 | 2 | 8 | 71800 | 2 | 8 | 68600 | 2 | 15 | 23700 | 2 | 8 | 5700 | 2 | 19 | 0 | E | 9 | 0 | E | 9 | 21 | A | 7 | 9 | A | 7 | 46 | A | 7 | 1004 | E | 9 | 310 | A | 7 | 7.2 | A | 7 | 16100 | A | 7 | 77777 | A | 7 | 1.7 | E | 8 | 0.123 | F | 8 | 0.13 | F | 8 | -9900 | -9900 | ? | 0
2002-06-09 | 17:00 | 738 | 1325 | 520 | 2 | 8 | 716 | 2 | 15 | 121 | 2 | 8 | 55000 | 2 | 8 | 71700 | 2 | 15 | 15000 | 2 | 8 | 2750 | 2 | 19 | 0 | E | 9 | 0 | E | 9 | 19 | A | 7 | 9 | A | 7 | 52 | A | 7 | 1004 | E | 9 | 310 | A | 7 | 8.2 | A | 7 | 16100 | A | 7 | 77777 | A | 7 | 1.7 | E | 8 | 0.123 | F | 8 | 0.13 | F | 8 | -9900 | -9900 | ? | 0
2002-06-09 | 18:00 | 523 | 1325 | 344 | 2 | 8 | 580 | 2 | 15 | 115 | 2 | 8 | 35300 | 2 | 8 | 54200 | 2 | 15 | 13900 | 2 | 8 | 2170 | 2 | 19 | 0 | E | 9 | 0 | E | 9 | 17 | A | 7 | 8 | A | 7 | 55 | A | 7 | 1004 | E | 9 | 300 | A | 7 | 7.7 | A | 7 | 16100 | A | 7 | 77777 | A | 7 | 1.7 | E | 8 | 0.123 | F | 8 | 0.13 | F | 8 | -9900 | -9900 | ? | 0
2002-06-09 | 19:00 | 298 | 1325 | 175 | 2 | 8 | 313 | 2 | 15 | 105 | 2 | 8 | 18200 | 2 | 8 | 24800 | 2 | 15 | 12600 | 2 | 8 | 2140 | 2 | 19 | 0 | E | 9 | 0 | E | 9 | 16 | A | 7 | 8 | A | 7 | 59 | A | 7 | 1004 | E | 9 | 300 | A | 7 | 7.2 | A | 7 | 16100 | A | 7 | 77777 | A | 7 | 1.7 | E | 8 | 0.123 | F | 8 | 0.13 | F | 8 | -9900 | -9900 | ? | 0
2002-06-09 | 20:00 | 82 | 1204 | 20 | 2 | 8 | 136 | 2 | 15 | 12 | 2 | 8 | 2300 | 2 | 8 | 6800 | 2 | 15 | 1800 | 2 | 8 | 230 | 2 | 19 | 0 | E | 9 | 0 | E | 9 | 13 | A | 7 | 7 | A | 7 | 67 | A | 7 | 1004 | E | 9 | 300 | A | 7 | 6.2 | A | 7 | 16100 | A | 7 | 77777 | A | 7 | 1.7 | E | 8 | 0.123 | F | 8 | 0.13 | F | 8 | -9900 | -9900 | ? | 0
2002-06-09 | 21:00 | 0 | 0 | 0 | 2 | 0 | 0 | 2 | 0 | 0 | 2 | 0 | 0 | 2 | 0 | 0 | 2 | 0 | 0 | 2 | 0 | 0 | 2 | 0 | 0 | E | 9 | 0 | E | 9 | 12 | A | 7 | 7 | A | 7 | 71 | A | 7 | 1004 | E | 9 | 290 | A | 7 | 4.1 | A | 7 | 16100 | A | 7 | 77777 | A | 7 | 1.7 | E | 8 | 0.123 | F | 8 | 0.13 | F | 8 | -9900 | -9900 | ? | 0
2002-06-09 | 22:00 | 0 | 0 | 0 | 2 | 0 | 0 | 2 | 0 | 0 | 2 | 0 | 0 | 2 | 0 | 0 | 2 | 0 | 0 | 2 | 0 | 0 | 2 | 0 | 0 | E | 9 | 0 | E | 9 | 12 | A | 7 | 7 | A | 7 | 71 | A | 7 | 1004 | E | 9 | 310 | A | 7 | 4.1 | A | 7 | 16100 | A | 7 | 77777 | A | 7 | 1.7 | E | 8 | 0.123 | F | 8 | 0.13 | F | 8 | -9900 | -9900 | ? | 0
2002-06-09 | 23:00 | 0 | 0 | 0 | 2 | 0 | 0 | 2 | 0 | 0 | 2 | 0 | 0 | 2 | 0 | 0 | 2 | 0 | 0 | 2 | 0 | 0 | 2 | 0 | 0 | E | 9 | 0 | E | 9 | 11 | A | 7 | 7 | A | 7 | 76 | A | 7 | 1004 | E | 9 | 300 | A | 7 | 3.1 | A | 7 | 16100 | A | 7 | 77777 | A | 7 | 1.7 | E | 8 | 0.123 | F | 8 | 0.13 | F | 8 | -9900 | -9900 | ? | 0
2002-06-09 | 24:00 | 0 | 0 | 0 | 2 | 0 | 0 | 2 | 0 | 0 | 2 | 0 | 0 | 2 | 0 | 0 | 2 | 0 | 0 | 2 | 0 | 0 | 2 | 0 | 0 | E | 9 | 0 | E | 9 | 10 | A | 7 | 7 | A | 7 | 82 | A | 7 | 1004 | E | 9 | 310 | A | 7 | 2.6 | A | 7 | 16100 | A | 7 | 77777 | A | 7 | 1.7 | E | 8 | 0.123 | F | 8 | 0.13 | F | 8 | -9900 | -9900 | ? | 0
2002-06-10 | 1:00 | 0 | 0 | 0 | 2 | 0 | 0 | 2 | 0 | 0 | 2 | 0 | 0 | 2 | 0 | 0 | 2 | 0 | 0 | 2 | 0 | 0 | 2 | 0 | 0 | E | 9 | 0 | E | 9 | 9 | A | 7 | 6 | A | 7 | 81 | A | 7 | 1004 | E | 9 | 270 | A | 7 | 2.1 | A | 7 | 16100 | A | 7 | 77777 | A | 7 | 1.7 | E | 8 | 0.123 | F | 8 | 0.13 | F | 8 | -9900 | -9900 | ? | 0
2002-06-10 | 2:00 | 0 | 0 | 0 | 2 | 0 | 0 | 2 | 0 | 0 | 2 | 0 | 0 | 2 | 0 | 0 | 2 | 0 | 0 | 2 | 0 | 0 | 2 | 0 | 0 | E | 9 | 0 | E | 9 | 6 | A | 7 | 4 | A | 7 | 87 | A | 7 | 1004 | E | 9 | 190 | A | 7 | 2.1 | A | 7 | 16100 | A | 7 | 77777 | A | 7 | 1.7 | E | 8 | 0.123 | F | 8 | 0.13 | F | 8 | -9900 | -9900 | ? | 0
2002-06-10 | 3:00 | 0 | 0 | 0 | 2 | 0 | 0 | 2 | 0 | 0 | 2 | 0 | 0 | 2 | 0 | 0 | 2 | 0 | 0 | 2 | 0 | 0 | 2 | 0 | 0 | E | 9 | 0 | E | 9 | 6 | A | 7 | 4 | A | 7 | 87 | A | 7 | 1004 | E | 9 | 230 | A | 7 | 2.1 | A | 7 | 16100 | A | 7 | 77777 | A | 7 | 1.7 | E | 8 | 0.123 | F | 8 | 0.13 | F | 8 | -9900 | -9900 | ? | 0
2002-06-10 | 4:00 | 0 | 0 | 0 | 2 | 0 | 0 | 2 | 0 | 0 | 2 | 0 | 0 | 2 | 0 | 0 | 2 | 0 | 0 | 2 | 0 | 0 | 2 | 0 | 3 | E | 9 | 3 | E | 9 | 5 | A | 7 | 3 | A | 7 | 87 | A | 7 | 1004 | E | 9 | 240 | A | 7 | 2.1 | A | 7 | 16100 | A | 7 | 77777 | A | 7 | 1.7 | E | 8 | 0.123 | F | 8 | 0.13 | F | 8 | -9900 | -9900 | ? | 0
2002-06-10 | 5:00 | 23 | 652 | 0 | 2 | 8 | 0 | 2 | 15 | 0 | 2 | 8 | 0 | 2 | 8 | 0 | 2 | 15 | 0 | 2 | 8 | 0 | 2 | 19 | 4 | E | 9 | 4 | E | 9 | 5 | A | 7 | 4 | A | 7 | 93 | A | 7 | 1004 | E | 9 | 0 | A | 7 | 0 | A | 7 | 16100 | A | 7 | 77777 | A | 7 | 1.7 | E | 8 | 0.123 | F | 8 | 0.13 | F | 8 | -9900 | -9900 | ? | 0
2002-06-10 | 6:00 | 205 | 1325 | 95 | 2 | 8 | 388 | 2 | 15 | 35 | 2 | 8 | 9800 | 2 | 8 | 26800 | 2 | 15 | 5700 | 2 | 8 | 640 | 2 | 19 | 0 | E | 9 | 0 | E | 9 | 8 | A | 7 | 6 | A | 7 | 87 | A | 7 | 1004 | E | 9 | 180 | A | 7 | 1.5 | A | 7 | 16100 | A | 7 | 77777 | A | 7 | 1.7 | E | 8 | 0.123 | F | 8 | 0.13 | F | 8 | -9900 | -9900 | ? | 0
2002-06-10 | 7:00 | 430 | 1325 | 244 | 2 | 8 | 511 | 2 | 15 | 78 | 2 | 8 | 25300 | 2 | 8 | 46100 | 2 | 15 | 10300 | 2 | 8 | 1470 | 2 | 19 | 0 | E | 9 | 0 | E | 9 | 12 | A | 7 | 8 | A | 7 | 76 | A | 7 | 1004 | E | 9 | 0 | A | 7 | 0 | A | 7 | 16100 | A | 7 | 77777 | A | 7 | 1.7 | E | 8 | 0.123 | F | 8 | 0.13 | F | 8 | 19 | 1 | A | 7
2002-06-10 | 8:00 | 651 | 1325 | 421 | 2 | 8 | 650 | 2 | 15 | 101 | 2 | 8 | 44500 | 2 | 8 | 64300 | 2 | 15 | 12900 | 2 | 8 | 2170 | 2 | 19 | 0 | E | 9 | 0 | E | 9 | 14 | A | 7 | 8 | A | 7 | 67 | A | 7 | 1004 | E | 9 | 50 | A | 7 | 2.1 | A | 7 | 16100 | A | 7 | 77777 | A | 7 | 1.8 | E | 8 | 0.123 | F | 8 | 0.13 | F | 8 | -9900 | -9900 | ? | 0
2002-06-10 | 9:00 | 853 | 1325 | 610 | 2 | 8 | 768 | 2 | 15 | 115 | 2 | 8 | 64100 | 2 | 8 | 76800 | 2 | 15 | 14500 | 2 | 8 | 2790 | 2 | 19 | 0 | E | 9 | 0 | E | 9 | 15 | A | 7 | 8 | A | 7 | 63 | A | 7 | 1004 | E | 9 | 360 | A | 7 | 1.5 | A | 7 | 16100 | A | 7 | 77777 | A | 7 | 1.8 | E | 8 | 0.123 | F | 8 | 0.13 | F | 8 | -9900 | -9900 | ? | 0
2002-06-10 | 10:00 | 1022 | 1325 | 744 | 2 | 8 | 805 | 2 | 15 | 122 | 2 | 8 | 79600 | 2 | 8 | 81600 | 2 | 15 | 16600 | 2 | 8 | 3920 | 2 | 19 | 0 | E | 9 | 0 | A | 7 | 17 | A | 7 | 9 | A | 7 | 59 | A | 7 | 1004 | E | 9 | 0 | A | 7 | 0 | A | 7 | 16100 | A | 7 | 77777 | A | 7 | 1.8 | E | 8 | 0.123 | F | 8 | 0.13 | F | 8 | 19 | 6 | A | 7
2002-06-10 | 11:00 | 1146 | 1325 | 862 | 2 | 8 | 822 | 2 | 15 | 150 | 2 | 8 | 91700 | 2 | 8 | 83200 | 2 | 15 | 19600 | 2 | 8 | 6420 | 2 | 19 | 0 | E | 9 | 0 | E | 9 | 19 | A | 7 | 11 | A | 7 | 60 | A | 7 | 1004 | E | 9 | 0 | A | 7 | 0 | A | 7 | 16100 | A | 7 | 77777 | A | 7 | 1.9 | E | 8 | 0.123 | F | 8 | 0.13 | F | 8 | -9900 | -9900 | ? | 0
2002-06-10 | 12:00 | 1216 | 1325 | 924 | 2 | 8 | 832 | 2 | 15 | 158 | 2 | 8 | 98500 | 2 | 8 | 84300 | 2 | 15 | 21000 | 2 | 8 | 8840 | 2 | 19 | 0 | E | 9 | 0 | E | 9 | 21 | A | 7 | 10 | A | 7 | 49 | A | 7 | 1004 | E | 9 | 0 | A | 7 | 0 | A | 7 | 14500 | A | 7 | 77777 | A | 7 | 2 | E | 8 | 0.123 | F | 8 | 0.13 | F | 8 | -9900 | -9900 | ? | 0
2002-06-10 | 13:00 | 1229 | 1325 | 932 | 2 | 8 | 824 | 2 | 15 | 167 | 2 | 8 | 99100 | 2 | 8 | 83400 | 2 | 15 | 21700 | 2 | 8 | 9840 | 2 | 19 | 0 | E | 9 | 0 | E | 9 | 23 | A | 7 | 12 | A | 7 | 50 | A | 7 | 1004 | E | 9 | 90 | A | 7 | 1.5 | A | 7 | 14500 | A | 7 | 77777 | A | 7 | 2 | E | 8 | 0.123 | F | 8 | 0.13 | F | 8 | -9900 | -9900 | ? | 0
2002-06-10 | 14:00 | 1182 | 1325 | 892 | 2 | 8 | 834 | 2 | 15 | 146 | 2 | 8 | 95600 | 2 | 8 | 84700 | 2 | 15 | 19900 | 2 | 8 | 7160 | 2 | 19 | 0 | E | 9 | 0 | E | 9 | 24 | A | 7 | 12 | A | 7 | 47 | A | 7 | 1004 | E | 9 | 70 | A | 7 | 2.6 | A | 7 | 16100 | A | 7 | 77777 | A | 7 | 2 | E | 8 | 0.123 | F | 8 | 0.13 | F | 8 | -9900 | -9900 | ? | 0
2002-06-10 | 15:00 | 1080 | 1325 | 794 | 2 | 8 | 761 | 2 | 15 | 173 | 2 | 8 | 82500 | 2 | 8 | 76200 | 2 | 15 | 20300 | 2 | 8 | 5830 | 2 | 19 | 0 | E | 9 | 0 | E | 9 | 26 | A | 7 | 11 | A | 7 | 39 | A | 7 | 1004 | E | 9 | 60 | A | 7 | 1.5 | A | 7 | 16100 | A | 7 | 77777 | A | 7 | 2 | E | 8 | 0.123 | F | 8 | 0.13 | F | 8 | -9900 | -9900 | ? | 0
2002-06-10 | 16:00 | 929 | 1325 | 675 | 2 | 8 | 781 | 2 | 15 | 126 | 2 | 8 | 71000 | 2 | 8 | 78500 | 2 | 15 | 15900 | 2 | 8 | 3350 | 2 | 19 | 0 | E | 9 | 0 | E | 9 | 26 | A | 7 | 11 | A | 7 | 39 | A | 7 | 1004 | E | 9 | 60 | A | 7 | 4.6 | A | 7 | 16100 | A | 7 | 77777 | A | 7 | 2 | E | 8 | 0.123 | F | 8 | 0.13 | F | 8 | -9900 | -9900 | ? | 0
2002-06-10 | 17:00 | 740 | 1325 | 527 | 2 | 8 | 741 | 2 | 15 | 113 | 2 | 8 | 56000 | 2 | 8 | 74500 | 2 | 15 | 14400 | 2 | 8 | 2600 | 2 | 19 | 0 | E | 9 | 0 | E | 9 | 26 | A | 7 | 12 | A | 7 | 42 | A | 7 | 1004 | E | 9 | 320 | A | 7 | 2.1 | A | 7 | 16100 | A | 7 | 77777 | A | 7 | 2 | E | 8 | 0.123 | F | 8 | 0.13 | F | 8 | -9900 | -9900 | ? | 0
2002-06-10 | 18:00 | 525 | 1325 | 335 | 2 | 8 | 534 | 2 | 15 | 124 | 2 | 8 | 35500 | 2 | 8 | 51100 | 2 | 15 | 15200 | 2 | 8 | 2410 | 2 | 19 | 0 | E | 9 | 0 | E | 9 | 23 | A | 7 | 9 | A | 7 | 41 | A | 7 | 1004 | E | 9 | 320 | A | 7 | 6.2 | A | 7 | 16100 | A | 7 | 77777 | A | 7 | 2.1 | E | 8 | 0.123 | F | 8 | 0.13 | F | 8 | -9900 | -9900 | ? | 0
2002-06-10 | 19:00 | 300 | 1325 | 186 | 2 | 8 | 405 | 2 | 15 | 95 | 2 | 8 | 18900 | 2 | 8 | 31900 | 2 | 15 | 11700 | 2 | 8 | 1800 | 2 | 19 | 0 | E | 9 | 0 | E | 9 | 21 | A | 7 | 11 | A | 7 | 53 | A | 7 | 1004 | E | 9 | 310 | A | 7 | 7.7 | A | 7 | 16100 | A | 7 | 77777 | A | 7 | 2.2 | E | 8 | 0.123 | F | 8 | 0.13 | F | 8 | -9900 | -9900 | ? | 0
2002-06-10 | 20:00 | 83 | 1226 | 22 | 2 | 8 | 179 | 2 | 15 | 11 | 2 | 8 | 2500 | 2 | 8 | 10200 | 2 | 15 | 1800 | 2 | 8 | 250 | 2 | 19 | 0 | E | 9 | 0 | E | 9 | 18 | A | 7 | 10 | A | 7 | 59 | A | 7 | 1004 | E | 9 | 310 | A | 7 | 5.1 | A | 7 | 16100 | A | 7 | 77777 | A | 7 | 2.1 | E | 8 | 0.123 | F | 8 | 0.13 | F | 8 | -9900 | -9900 | ? | 0
2002-06-10 | 21:00 | 0 | 0 | 0 | 2 | 0 | 0 | 2 | 0 | 0 | 2 | 0 | 0 | 2 | 0 | 0 | 2 | 0 | 0 | 2 | 0 | 0 | 2 | 0 | 0 | E | 9 | 0 | E | 9 | 17 | A | 7 | 9 | A | 7 | 59 | A | 7 | 1004 | E | 9 | 310 | A | 7 | 5.1 | A | 7 | 16100 | A | 7 | 77777 | A | 7 | 2.1 | E | 8 | 0.123 | F | 8 | 0.13 | F | 8 | -9900 | -9900 | ? | 0
2002-06-10 | 22:00 | 0 | 0 | 0 | 2 | 0 | 0 | 2 | 0 | 0 | 2 | 0 | 0 | 2 | 0 | 0 | 2 | 0 | 0 | 2 | 0 | 0 | 2 | 0 | 0 | E | 9 | 0 | E | 9 | 14 | A | 7 | 9 | A | 7 | 72 | A | 7 | 1004 | E | 9 | 300 | A | 7 | 5.1 | A | 7 | 16100 | A | 7 | 77777 | A | 7 | 2.1 | E | 8 | 0.123 | F | 8 | 0.13 | F | 8 | -9900 | -9900 | ? | 0
2002-06-10 | 23:00 | 0 | 0 | 0 | 2 | 0 | 0 | 2 | 0 | 0 | 2 | 0 | 0 | 2 | 0 | 0 | 2 | 0 | 0 | 2 | 0 | 0 | 2 | 0 | 0 | E | 9 | 0 | E | 9 | 14 | A | 7 | 9 | A | 7 | 72 | A | 7 | 1004 | E | 9 | 300 | A | 7 | 5.7 | A | 7 | 16100 | A | 7 | 77777 | A | 7 | 2.1 | E | 8 | 0.123 | F | 8 | 0.13 | F | 8 | -9900 | -9900 | ? | 0
2002-06-10 | 24:00 | 0 | 0 | 0 | 2 | 0 | 0 | 2 | 0 | 0 | 2 | 0 | 0 | 2 | 0 | 0 | 2 | 0 | 0 | 2 | 0 | 0 | 2 | 0 | 0 | E | 9 | 0 | E | 9 | 13 | A | 7 | 9 | A | 7 | 77 | A | 7 | 1004 | E | 9 | 310 | A | 7 | 5.7 | A | 7 | 16100 | A | 7 | 77777 | A | 7 | 2 | E | 8 | 0.123 | F | 8 | 0.13 | F | 8 | -9900 | -9900 | ? | 0
2002-06-11 | 1:00 | 0 | 0 | 0 | 2 | 0 | 0 | 2 | 0 | 0 | 2 | 0 | 0 | 2 | 0 | 0 | 2 | 0 | 0 | 2 | 0 | 0 | 2 | 0 | 0 | E | 9 | 0 | E | 9 | 12 | A | 7 | 8 | A | 7 | 76 | A | 7 | 1004 | E | 9 | 310 | A | 7 | 5.1 | A | 7 | 16100 | A | 7 | 77777 | A | 7 | 1.9 | E | 8 | 0.123 | F | 8 | 0.13 | F | 8 | -9900 | -9900 | ? | 0
2002-06-11 | 2:00 | 0 | 0 | 0 | 2 | 0 | 0 | 2 | 0 | 0 | 2 | 0 | 0 | 2 | 0 | 0 | 2 | 0 | 0 | 2 | 0 | 0 | 2 | 0 | 0 | E | 9 | 0 | E | 9 | 12 | A | 7 | 8 | A | 7 | 76 | A | 7 | 1004 | E | 9 | 310 | A | 7 | 4.1 | A | 7 | 16100 | A | 7 | 77777 | A | 7 | 1.9 | E | 8 | 0.123 | F | 8 | 0.13 | F | 8 | -9900 | -9900 | ? | 0
2002-06-11 | 3:00 | 0 | 0 | 0 | 2 | 0 | 0 | 2 | 0 | 0 | 2 | 0 | 0 | 2 | 0 | 0 | 2 | 0 | 0 | 2 | 0 | 0 | 2 | 0 | 0 | E | 9 | 0 | E | 9 | 11 | A | 7 | 8 | A | 7 | 82 | A | 7 | 1004 | E | 9 | 300 | A | 7 | 4.1 | A | 7 | 16100 | A | 7 | 77777 | A | 7 | 1.8 | E | 8 | 0.123 | F | 8 | 0.13 | F | 8 | -9900 | -9900 | ? | 0
2002-06-11 | 4:00 | 0 | 0 | 0 | 2 | 0 | 0 | 2 | 0 | 0 | 2 | 0 | 0 | 2 | 0 | 0 | 2 | 0 | 0 | 2 | 0 | 0 | 2 | 0 | 0 | E | 9 | 0 | E | 9 | 11 | A | 7 | 8 | A | 7 | 82 | A | 7 | 1004 | E | 9 | 300 | A | 7 | 4.1 | A | 7 | 16100 | A | 7 | 77777 | A | 7 | 1.8 | E | 8 | 0.123 | F | 8 | 0.13 | F | 8 | 19 | 24 | A | 7
2002-06-11 | 5:00 | 24 | 673 | 0 | 2 | 8 | 43 | 2 | 15 | 0 | 2 | 8 | 0 | 2 | 8 | 0 | 2 | 15 | 0 | 2 | 8 | 0 | 2 | 19 | 0 | E | 9 | 0 | E | 9 | 11 | A | 7 | 8 | A | 7 | 82 | A | 7 | 1004 | E | 9 | 320 | A | 7 | 3.1 | A | 7 | 16100 | A | 7 | 77777 | A | 7 | 1.7 | E | 8 | 0.123 | F | 8 | 0.13 | F | 8 | -9900 | -9900 | ? | 0
2002-06-11 | 6:00 | 206 | 1325 | 95 | 2 | 8 | 384 | 2 | 15 | 36 | 2 | 8 | 9800 | 2 | 8 | 26500 | 2 | 15 | 5700 | 2 | 8 | 660 | 2 | 19 | 0 | E | 9 | 0 | E | 9 | 12 | A | 7 | 9 | A | 7 | 82 | A | 7 | 1004 | E | 9 | 320 | A | 7 | 3.6 | A | 7 | 16100 | A | 7 | 77777 | A | 7 | 1.7 | E | 8 | 0.123 | F | 8 | 0.13 | F | 8 | -9900 | -9900 | ? | 0
2002-06-11 | 7:00 | 430 | 1325 | 262 | 2 | 8 | 605 | 2 | 15 | 65 | 2 | 8 | 27500 | 2 | 8 | 55000 | 2 | 15 | 9600 | 2 | 8 | 1270 | 2 | 19 | 0 | E | 9 | 0 | E | 9 | 14 | A | 7 | 9 | A | 7 | 72 | A | 7 | 1004 | E | 9 | 320 | A | 7 | 2.6 | A | 7 | 16100 | A | 7 | 77777 | A | 7 | 1.7 | E | 8 | 0.123 | F | 8 | 0.13 | F | 8 | -9900 | -9900 | ? | 0
2002-06-11 | 8:00 | 651 | 1325 | 451 | 2 | 8 | 753 | 2 | 15 | 80 | 2 | 8 | 47500 | 2 | 8 | 73800 | 2 | 15 | 11100 | 2 | 8 | 1740 | 2 | 19 | 0 | E | 9 | 0 | E | 9 | 16 | A | 7 | 9 | A | 7 | 63 | A | 7 | 1004 | E | 9 | 350 | A | 7 | 2.1 | A | 7 | 16100 | A | 7 | 77777 | A | 7 | 1.7 | E | 8 | 0.123 | F | 8 | 0.13 | F | 8 | -9900 | -9900 | ? | 0
2002-06-11 | 9:00 | 853 | 1325 | 626 | 2 | 8 | 820 | 2 | 15 | 97 | 2 | 8 | 66900 | 2 | 8 | 82600 | 2 | 15 | 13600 | 2 | 8 | 2490 | 2 | 19 | 0 | E | 9 | 0 | E | 9 | 18 | A | 7 | 11 | A | 7 | 64 | A | 7 | 1004 | E | 9 | 0 | A | 7 | 0 | A | 7 | 16100 | A | 7 | 77777 | A | 7 | 1.7 | E | 8 | 0.123 | F | 8 | 0.13 | F | 8 | -9900 | -9900 | ? | 0
2002-06-11 | 10:00 | 1022 | 1325 | 760 | 2 | 8 | 858 | 2 | 15 | 97 | 2 | 8 | 78800 | 2 | 8 | 85800 | 2 | 15 | 12500 | 2 | 8 | 2850 | 2 | 19 | 0 | E | 9 | 0 | E | 9 | 21 | A | 7 | 11 | A | 7 | 53 | A | 7 | 1004 | E | 9 | 0 | A | 7 | 0 | A | 7 | 16100 | A | 7 | 77777 | A | 7 | 1.7 | E | 8 | 0.123 | F | 8 | 0.13 | F | 8 | -9900 | -9900 | ? | 0
2002-06-11 | 11:00 | 1146 | 1325 | 868 | 2 | 8 | 840 | 2 | 15 | 140 | 2 | 8 | 89000 | 2 | 8 | 84000 | 2 | 15 | 16100 | 2 | 8 | 4730 | 2 | 19 | 0 | E | 9 | 0 | E | 9 | 23 | A | 7 | 11 | A | 7 | 47 | A | 7 | 1004 | E | 9 | 70 | A | 7 | 1.5 | A | 7 | 16100 | A | 7 | 77777 | A | 7 | 1.7 | E | 8 | 0.123 | F | 8 | 0.13 | F | 8 | -9900 | -9900 | ? | 0
2002-06-11 | 12:00 | 1216 | 1325 | 941 | 2 | 8 | 850 | 2 | 15 | 159 | 2 | 8 | 100400 | 2 | 8 | 86100 | 2 | 15 | 21200 | 2 | 8 | 8900 | 2 | 19 | 0 | E | 9 | 0 | E | 9 | 25 | A | 7 | 11 | A | 7 | 41 | A | 7 | 1004 | E | 9 | 70 | A | 7 | 3.6 | A | 7 | 16100 | A | 7 | 77777 | A | 7 | 1.7 | E | 8 | 0.123 | F | 8 | 0.13 | F | 8 | -9900 | -9900 | ? | 0
2002-06-11 | 13:00 | 1229 | 1325 | 920 | 2 | 8 | 782 | 2 | 15 | 193 | 2 | 8 | 96300 | 2 | 8 | 78600 | 2 | 15 | 23200 | 2 | 8 | 11130 | 2 | 19 | 0 | E | 9 | 0 | E | 9 | 27 | A | 7 | 11 | A | 7 | 37 | A | 7 | 1004 | E | 9 | 10 | A | 7 | 3.1 | A | 7 | 16100 | A | 7 | 77777 | A | 7 | 1.7 | E | 8 | 0.123 | F | 8 | 0.13 | F | 8 | -9900 | -9900 | ? | 0
2002-06-11 | 14:00 | 1183 | 1325 | 885 | 2 | 8 | 804 | 2 | 15 | 166 | 2 | 8 | 93600 | 2 | 8 | 81200 | 2 | 15 | 21000 | 2 | 8 | 7980 | 2 | 19 | 0 | E | 9 | 0 | A | 7 | 28 | A | 7 | 11 | A | 7 | 35 | A | 7 | 1004 | E | 9 | 70 | A | 7 | 4.1 | A | 7 | 16100 | A | 7 | 77777 | A | 7 | 1.7 | E | 8 | 0.123 | F | 8 | 0.13 | F | 8 | -9900 | -9900 | ? | 0
2002-06-11 | 15:00 | 1081 | 1325 | 800 | 2 | 8 | 803 | 2 | 15 | 144 | 2 | 8 | 84800 | 2 | 8 | 81100 | 2 | 15 | 18500 | 2 | 8 | 5120 | 2 | 19 | 0 | E | 9 | 0 | E | 9 | 29 | A | 7 | 11 | A | 7 | 33 | A | 7 | 1004 | E | 9 | 50 | A | 7 | 5.1 | A | 7 | 16100 | A | 7 | 77777 | A | 7 | 1.6 | E | 8 | 0.123 | F | 8 | 0.13 | F | 8 | -9900 | -9900 | ? | 0
2002-06-11 | 16:00 | 930 | 1325 | 675 | 2 | 8 | 775 | 2 | 15 | 130 | 2 | 8 | 70800 | 2 | 8 | 77700 | 2 | 15 | 16100 | 2 | 8 | 3430 | 2 | 19 | 0 | E | 9 | 0 | E | 9 | 29 | A | 7 | 11 | A | 7 | 33 | A | 7 | 1004 | E | 9 | 40 | A | 7 | 5.1 | A | 7 | 16100 | A | 7 | 77777 | A | 7 | 1.6 | E | 8 | 0.123 | F | 8 | 0.13 | F | 8 | -9900 | -9900 | ? | 0
2002-06-11 | 17:00 | 741 | 1325 | 519 | 2 | 8 | 709 | 2 | 15 | 122 | 2 | 8 | 54900 | 2 | 8 | 71000 | 2 | 15 | 15100 | 2 | 8 | 2780 | 2 | 19 | 0 | E | 9 | 0 | E | 9 | 29 | A | 7 | 11 | A | 7 | 33 | A | 7 | 1004 | E | 9 | 10 | A | 7 | 3.6 | A | 7 | 16100 | A | 7 | 77777 | A | 7 | 1.6 | E | 8 | 0.123 | F | 8 | 0.13 | F | 8 | -9900 | -9900 | ? | 0
2002-06-11 | 18:00 | 526 | 1325 | 352 | 2 | 8 | 593 | 2 | 15 | 116 | 2 | 8 | 36100 | 2 | 8 | 55500 | 2 | 15 | 14000 | 2 | 8 | 2190 | 2 | 19 | 0 | E | 9 | 0 | E | 9 | 29 | A | 7 | 12 | A | 7 | 35 | A | 7 | 1004 | E | 9 | 360 | A | 7 | 3.1 | A | 7 | 16100 | A | 7 | 77777 | A | 7 | 1.6 | E | 8 | 0.123 | F | 8 | 0.13 | F | 8 | -9900 | -9900 | ? | 0
2002-06-11 | 19:00 | 301 | 1325 | 185 | 2 | 8 | 412 | 2 | 15 | 92 | 2 | 8 | 18900 | 2 | 8 | 32600 | 2 | 15 | 11500 | 2 | 8 | 1730 | 2 | 19 | 0 | E | 9 | 0 | A | 7 | 25 | A | 7 | 13 | A | 7 | 47 | A | 7 | 1004 | E | 9 | 300 | A | 7 | 4.6 | A | 7 | 16100 | A | 7 | 77777 | A | 7 | 1.6 | E | 8 | 0.123 | F | 8 | 0.13 | F | 8 | -9900 | -9900 | ? | 0
2002-06-11 | 20:00 | 85 | 1225 | 23 | 2 | 8 | 184 | 2 | 15 | 11 | 2 | 8 | 2600 | 2 | 8 | 10500 | 2 | 15 | 1800 | 2 | 8 | 250 | 2 | 19 | 0 | E | 9 | 0 | E | 9 | 22 | A | 7 | 12 | A | 7 | 53 | A | 7 | 1004 | E | 9 | 310 | A | 7 | 4.6 | A | 7 | 16100 | A | 7 | 77777 | A | 7 | 1.6 | E | 8 | 0.123 | F | 8 | 0.13 | F | 8 | -9900 | -9900 | ? | 0
2002-06-11 | 21:00 | 0 | 0 | 0 | 2 | 0 | 0 | 2 | 0 | 0 | 2 | 0 | 0 | 2 | 0 | 0 | 2 | 0 | 0 | 2 | 0 | 0 | 2 | 0 | 0 | E | 9 | 0 | E | 9 | 19 | A | 7 | 12 | A | 7 | 64 | A | 7 | 1004 | E | 9 | 310 | A | 7 | 4.1 | A | 7 | 16100 | A | 7 | 77777 | A | 7 | 1.5 | E | 8 | 0.123 | F | 8 | 0.13 | F | 8 | -9900 | -9900 | ? | 0
2002-06-11 | 22:00 | 0 | 0 | 0 | 2 | 0 | 0 | 2 | 0 | 0 | 2 | 0 | 0 | 2 | 0 | 0 | 2 | 0 | 0 | 2 | 0 | 0 | 2 | 0 | 0 | E | 9 | 0 | E | 9 | 18 | A | 7 | 12 | A | 7 | 68 | A | 7 | 1004 | E | 9 | 300 | A | 7 | 4.1 | A | 7 | 16100 | A | 7 | 77777 | A | 7 | 1.5 | E | 8 | 0.123 | F | 8 | 0.13 | F | 8 | -9900 | -9900 | ? | 0
2002-06-11 | 23:00 | 0 | 0 | 0 | 2 | 0 | 0 | 2 | 0 | 0 | 2 | 0 | 0 | 2 | 0 | 0 | 2 | 0 | 0 | 2 | 0 | 0 | 2 | 0 | 0 | B | 8 | 0 | B | 8 | 17 | B | 8 | 11.4 | B | 8 | 70 | A | 7 | 1004 | E | 9 | 310 | B | 8 | 3.1 | B | 8 | -9900 | ? | 0 | 77777 | B | 8 | 1.5 | E | 8 | 0.123 | F | 8 | 0.13 | F | 8 | -9900 | -9900 | ? | 0
2002-06-11 | 24:00 | 0 | 0 | 0 | 2 | 0 | 0 | 2 | 0 | 0 | 2 | 0 | 0 | 2 | 0 | 0 | 2 | 0 | 0 | 2 | 0 | 0 | 2 | 0 | 0 | E | 9 | 0 | E | 9 | 16 | A | 7 | 11 | A | 7 | 72 | A | 7 | 1004 | E | 9 | 310 | A | 7 | 2.1 | A | 7 | 16100 | A | 7 | 77777 | A | 7 | 1.5 | E | 8 | 0.123 | F | 8 | 0.13 | F | 8 | -9900 | -9900 | ? | 0
2002-06-12 | 1:00 | 0 | 0 | 0 | 2 | 0 | 0 | 2 | 0 | 0 | 2 | 0 | 0 | 2 | 0 | 0 | 2 | 0 | 0 | 2 | 0 | 0 | 2 | 0 | 0 | E | 9 | 0 | E | 9 | 15 | A | 7 | 10 | A | 7 | 72 | A | 7 | 1004 | E | 9 | 290 | A | 7 | 2.6 | A | 7 | 16100 | A | 7 | 77777 | A | 7 | 1.4 | E | 8 | 0.122 | F | 8 | 0.13 | F | 8 | -9900 | -9900 | ? | 0
2002-06-12 | 2:00 | 0 | 0 | 0 | 2 | 0 | 0 | 2 | 0 | 0 | 2 | 0 | 0 | 2 | 0 | 0 | 2 | 0 | 0 | 2 | 0 | 0 | 2 | 0 | 0 | B | 8 | 0 | B | 8 | 13.4 | B | 8 | 9.4 | B | 8 | 77 | A | 7 | 1004 | E | 9 | 330 | B | 8 | 1.3 | B | 8 | -9900 | ? | 0 | 77777 | B | 8 | 1.4 | E | 8 | 0.122 | F | 8 | 0.13 | F | 8 | -9900 | -9900 | ? | 0
2002-06-12 | 3:00 | 0 | 0 | 0 | 2 | 0 | 0 | 2 | 0 | 0 | 2 | 0 | 0 | 2 | 0 | 0 | 2 | 0 | 0 | 2 | 0 | 0 | 2 | 0 | 0 | E | 9 | 0 | E | 9 | 12 | A | 7 | 9 | A | 7 | 82 | A | 7 | 1004 | E | 9 | 0 | A | 7 | 0 | A | 7 | 16100 | A | 7 | 77777 | A | 7 | 1.4 | E | 8 | 0.122 | F | 8 | 0.13 | F | 8 | -9900 | -9900 | ? | 0
2002-06-12 | 4:00 | 0 | 0 | 0 | 2 | 0 | 0 | 2 | 0 | 0 | 2 | 0 | 0 | 2 | 0 | 0 | 2 | 0 | 0 | 2 | 0 | 0 | 2 | 0 | 0 | E | 9 | 0 | E | 9 | 11 | A | 7 | 9 | A | 7 | 87 | A | 7 | 1004 | E | 9 | 0 | A | 7 | 0 | A | 7 | 16100 | A | 7 | 77777 | A | 7 | 1.4 | E | 8 | 0.122 | F | 8 | 0.13 | F | 8 | -9900 | -9900 | ? | 0
2002-06-12 | 5:00 | 24 | 673 | 0 | 2 | 8 | 43 | 2 | 15 | 0 | 2 | 8 | 0 | 2 | 8 | 0 | 2 | 15 | 0 | 2 | 8 | 0 | 2 | 19 | 0 | E | 9 | 0 | E | 9 | 10 | A | 7 | 7 | A | 7 | 82 | A | 7 | 1004 | E | 9 | 0 | A | 7 | 0 | A | 7 | 16100 | A | 7 | 77777 | A | 7 | 1.4 | E | 8 | 0.122 | F | 8 | 0.13 | F | 8 | -9900 | -9900 | ? | 0
2002-06-12 | 6:00 | 206 | 1325 | 95 | 2 | 8 | 379 | 2 | 15 | 36 | 2 | 8 | 9800 | 2 | 8 | 26200 | 2 | 15 | 5700 | 2 | 8 | 660 | 2 | 19 | 0 | E | 9 | 0 | E | 9 | 13 | A | 7 | 10 | A | 7 | 82 | A | 7 | 1004 | E | 9 | 0 | A | 7 | 0 | A | 7 | 16100 | A | 7 | 77777 | A | 7 | 1.4 | E | 8 | 0.122 | F | 8 | 0.13 | F | 8 | -9900 | -9900 | ? | 0
2002-06-12 | 7:00 | 430 | 1325 | 253 | 2 | 8 | 566 | 2 | 15 | 69 | 2 | 8 | 26500 | 2 | 8 | 51400 | 2 | 15 | 9800 | 2 | 8 | 1330 | 2 | 19 | 0 | E | 9 | 0 | E | 9 | 17 | A | 7 | 12 | A | 7 | 72 | A | 7 | 1004 | E | 9 | 0 | A | 7 | 0 | A | 7 | 16100 | A | 7 | 77777 | A | 7 | 1.4 | E | 8 | 0.122 | F | 8 | 0.13 | F | 8 | -9900 | -9900 | ? | 0
2002-06-12 | 8:00 | 651 | 1325 | 436 | 2 | 8 | 719 | 2 | 15 | 82 | 2 | 8 | 45800 | 2 | 8 | 70400 | 2 | 15 | 11100 | 2 | 8 | 1770 | 2 | 19 | 0 | E | 9 | 0 | E | 9 | 22 | A | 7 | 12 | A | 7 | 53 | A | 7 | 1004 | E | 9 | 10 | A | 7 | 1.5 | A | 7 | 16100 | A | 7 | 77777 | A | 7 | 1.4 | E | 8 | 0.122 | F | 8 | 0.13 | F | 8 | -9900 | -9900 | ? | 0
2002-06-12 | 9:00 | 853 | 1325 | 605 | 2 | 8 | 738 | 2 | 15 | 128 | 2 | 8 | 64600 | 2 | 8 | 75200 | 2 | 15 | 16100 | 2 | 8 | 3310 | 2 | 19 | 0 | E | 9 | 0 | E | 9 | 24 | A | 7 | 12 | A | 7 | 47 | A | 7 | 1004 | E | 9 | 350 | A | 7 | 1.5 | A | 7 | 16100 | A | 7 | 77777 | A | 7 | 1.5 | E | 8 | 0.122 | F | 8 | 0.13 | F | 8 | -9900 | -9900 | ? | 0
2002-06-12 | 10:00 | 1022 | 1325 | 749 | 2 | 8 | 823 | 2 | 15 | 113 | 2 | 8 | 77300 | 2 | 8 | 82200 | 2 | 15 | 13800 | 2 | 8 | 3030 | 2 | 19 | 0 | E | 9 | 0 | E | 9 | 27 | A | 7 | 12 | A | 7 | 39 | A | 7 | 1004 | E | 9 | 50 | A | 7 | 3.6 | A | 7 | 16100 | A | 7 | 77777 | A | 7 | 1.5 | E | 8 | 0.122 | F | 8 | 0.13 | F | 8 | -9900 | -9900 | ? | 0
2002-06-12 | 11:00 | 1146 | 1325 | 856 | 2 | 8 | 804 | 2 | 15 | 159 | 2 | 8 | 90500 | 2 | 8 | 81200 | 2 | 15 | 20100 | 2 | 8 | 6730 | 2 | 19 | 0 | E | 9 | 0 | E | 9 | 29 | A | 7 | 12 | A | 7 | 35 | A | 7 | 1004 | E | 9 | 60 | A | 7 | 4.6 | A | 7 | 16100 | A | 7 | 77777 | A | 7 | 1.6 | E | 8 | 0.122 | F | 8 | 0.13 | F | 8 | -9900 | -9900 | ? | 0
2002-06-12 | 12:00 | 1216 | 1325 | 929 | 2 | 8 | 844 | 2 | 15 | 153 | 2 | 8 | 99600 | 2 | 8 | 85700 | 2 | 15 | 20800 | 2 | 8 | 8630 | 2 | 19 | 0 | E | 9 | 0 | E | 9 | 32 | A | 7 | 11 | A | 7 | 28 | A | 7 | 1004 | E | 9 | 30 | A | 7 | 5.7 | A | 7 | 16100 | A | 7 | 77777 | A | 7 | 1.7 | E | 8 | 0.122 | F | 8 | 0.13 | F | 8 | -9900 | -9900 | ? | 0
2002-06-12 | 13:00 | 1229 | 1325 | 938 | 2 | 8 | 842 | 2 | 15 | 155 | 2 | 8 | 100500 | 2 | 8 | 85500 | 2 | 15 | 21000 | 2 | 8 | 9290 | 2 | 19 | 0 | E | 9 | 0 | E | 9 | 33 | A | 7 | 10 | A | 7 | 24 | A | 7 | 1004 | E | 9 | 40 | A | 7 | 4.6 | A | 7 | 16100 | A | 7 | 77777 | A | 7 | 1.8 | E | 8 | 0.122 | F | 8 | 0.13 | F | 8 | -9900 | -9900 | ? | 0
2002-06-12 | 14:00 | 1183 | 1325 | 898 | 2 | 8 | 846 | 2 | 15 | 140 | 2 | 8 | 92000 | 2 | 8 | 84700 | 2 | 15 | 16100 | 2 | 8 | 5500 | 2 | 19 | 0 | E | 9 | 0 | E | 9 | 34 | A | 7 | 8 | A | 7 | 20 | A | 7 | 1004 | E | 9 | 360 | A | 7 | 4.1 | A | 7 | 16100 | A | 7 | 77777 | A | 7 | 1.8 | E | 8 | 0.122 | F | 8 | 0.13 | F | 8 | -9900 | -9900 | ? | 0
2002-06-12 | 15:00 | 1082 | 1325 | 806 | 2 | 8 | 803 | 2 | 15 | 149 | 2 | 8 | 85100 | 2 | 8 | 81000 | 2 | 15 | 18800 | 2 | 8 | 5270 | 2 | 19 | 0 | E | 9 | 0 | E | 9 | 35 | A | 7 | 7 | A | 7 | 18 | A | 7 | 1004 | E | 9 | 10 | A | 7 | 4.1 | A | 7 | 16100 | A | 7 | 77777 | A | 7 | 1.8 | E | 8 | 0.122 | F | 8 | 0.13 | F | 8 | -9900 | -9900 | ? | 0
2002-06-12 | 16:00 | 931 | 1325 | 674 | 2 | 8 | 769 | 2 | 15 | 133 | 2 | 8 | 70600 | 2 | 8 | 77100 | 2 | 15 | 16300 | 2 | 8 | 3490 | 2 | 19 | 0 | E | 9 | 0 | E | 9 | 35 | A | 7 | 8 | A | 7 | 19 | A | 7 | 1004 | E | 9 | 30 | A | 7 | 4.6 | A | 7 | 16100 | A | 7 | 77777 | A | 7 | 1.8 | E | 8 | 0.122 | F | 8 | 0.13 | F | 8 | -9900 | -9900 | ? | 0
2002-06-12 | 17:00 | 742 | 1325 | 519 | 2 | 8 | 709 | 2 | 15 | 121 | 2 | 8 | 54900 | 2 | 8 | 71100 | 2 | 15 | 15000 | 2 | 8 | 2770 | 2 | 19 | 0 | E | 9 | 0 | E | 9 | 34 | A | 7 | 9 | A | 7 | 22 | A | 7 | 1004 | E | 9 | 30 | A | 7 | 4.6 | A | 7 | 16100 | A | 7 | 77777 | A | 7 | 1.9 | E | 8 | 0.122 | F | 8 | 0.13 | F | 8 | -9900 | -9900 | ? | 0
2002-06-12 | 18:00 | 528 | 1325 | 351 | 2 | 8 | 586 | 2 | 15 | 117 | 2 | 8 | 36000 | 2 | 8 | 54900 | 2 | 15 | 14100 | 2 | 8 | 2210 | 2 | 19 | 0 | E | 9 | 0 | E | 9 | 33 | A | 7 | 9 | A | 7 | 23 | A | 7 | 1004 | E | 9 | 360 | A | 7 | 2.6 | A | 7 | 16100 | A | 7 | 77777 | A | 7 | 1.9 | E | 8 | 0.122 | F | 8 | 0.13 | F | 8 | -9900 | -9900 | ? | 0
2002-06-12 | 19:00 | 303 | 1325 | 184 | 2 | 8 | 403 | 2 | 15 | 92 | 2 | 8 | 18800 | 2 | 8 | 31900 | 2 | 15 | 11500 | 2 | 8 | 1730 | 2 | 19 | 0 | E | 9 | 0 | E | 9 | 29 | A | 7 | 14 | A | 7 | 40 | A | 7 | 1004 | E | 9 | 300 | A | 7 | 2.6 | A | 7 | 16100 | A | 7 | 77777 | A | 7 | 1.9 | E | 8 | 0.122 | F | 8 | 0.13 | F | 8 | -9900 | -9900 | ? | 0
2002-06-12 | 20:00 | 87 | 1247 | 23 | 2 | 8 | 182 | 2 | 15 | 12 | 2 | 8 | 2700 | 2 | 8 | 9200 | 2 | 15 | 2000 | 2 | 8 | 230 | 2 | 19 | 0 | E | 9 | 0 | E | 9 | 24 | A | 7 | 12 | A | 7 | 47 | A | 7 | 1004 | E | 9 | 300 | A | 7 | 3.6 | A | 7 | 16100 | A | 7 | 77777 | A | 7 | 2 | E | 8 | 0.122 | F | 8 | 0.13 | F | 8 | -9900 | -9900 | ? | 0
2002-06-12 | 21:00 | 0 | 0 | 0 | 2 | 0 | 0 | 2 | 0 | 0 | 2 | 0 | 0 | 2 | 0 | 0 | 2 | 0 | 0 | 2 | 0 | 0 | 2 | 0 | 0 | E | 9 | 0 | E | 9 | 21 | A | 7 | 12 | A | 7 | 56 | A | 7 | 1004 | E | 9 | 290 | A | 7 | 2.6 | A | 7 | 16100 | A | 7 | 77777 | A | 7 | 2 | E | 8 | 0.122 | F | 8 | 0.13 | F | 8 | -9900 | -9900 | ? | 0
2002-06-12 | 22:00 | 0 | 0 | 0 | 2 | 0 | 0 | 2 | 0 | 0 | 2 | 0 | 0 | 2 | 0 | 0 | 2 | 0 | 0 | 2 | 0 | 0 | 2 | 0 | 0 | E | 9 | 0 | E | 9 | 21 | A | 7 | 11 | A | 7 | 53 | A | 7 | 1004 | E | 9 | 310 | A | 7 | 3.6 | A | 7 | 16100 | A | 7 | 77777 | A | 7 | 2 | E | 8 | 0.122 | F | 8 | 0.13 | F | 8 | -9900 | -9900 | ? | 0
2002-06-12 | 23:00 | 0 | 0 | 0 | 2 | 0 | 0 | 2 | 0 | 0 | 2 | 0 | 0 | 2 | 0 | 0 | 2 | 0 | 0 | 2 | 0 | 0 | 2 | 0 | 0 | E | 9 | 0 | E | 9 | 21 | A | 7 | 11 | A | 7 | 53 | A | 7 | 1004 | E | 9 | 310 | A | 7 | 3.1 | A | 7 | 16100 | A | 7 | 77777 | A | 7 | 2.1 | E | 8 | 0.122 | F | 8 | 0.13 | F | 8 | -9900 | -9900 | ? | 0
2002-06-12 | 24:00 | 0 | 0 | 0 | 2 | 0 | 0 | 2 | 0 | 0 | 2 | 0 | 0 | 2 | 0 | 0 | 2 | 0 | 0 | 2 | 0 | 0 | 2 | 0 | 0 | E | 9 | 0 | E | 9 | 19 | A | 7 | 11 | A | 7 | 60 | A | 7 | 1004 | E | 9 | 310 | A | 7 | 3.1 | A | 7 | 16100 | A | 7 | 77777 | A | 7 | 2.2 | E | 8 | 0.122 | F | 8 | 0.13 | F | 8 | -9900 | -9900 | ? | 0
2002-06-13 | 1:00 | 0 | 0 | 0 | 2 | 0 | 0 | 2 | 0 | 0 | 2 | 0 | 0 | 2 | 0 | 0 | 2 | 0 | 0 | 2 | 0 | 0 | 2 | 0 | 0 | E | 9 | 0 | E | 9 | 17 | A | 7 | 11 | A | 7 | 68 | A | 7 | 1004 | E | 9 | 0 | A | 7 | 0 | A | 7 | 16100 | A | 7 | 77777 | A | 7 | 2.2 | E | 8 | 0.122 | F | 8 | 0.13 | F | 8 | -9900 | -9900 | ? | 0
2002-06-13 | 2:00 | 0 | 0 | 0 | 2 | 0 | 0 | 2 | 0 | 0 | 2 | 0 | 0 | 2 | 0 | 0 | 2 | 0 | 0 | 2 | 0 | 0 | 2 | 0 | 0 | E | 9 | 0 | E | 9 | 16 | A | 7 | 10 | A | 7 | 68 | A | 7 | 1004 | E | 9 | 280 | A | 7 | 3.6 | A | 7 | 16100 | A | 7 | 77777 | A | 7 | 2.1 | E | 8 | 0.122 | F | 8 | 0.13 | F | 8 | -9900 | -9900 | ? | 0
2002-06-13 | 3:00 | 0 | 0 | 0 | 2 | 0 | 0 | 2 | 0 | 0 | 2 | 0 | 0 | 2 | 0 | 0 | 2 | 0 | 0 | 2 | 0 | 0 | 2 | 0 | 0 | E | 9 | 0 | A | 7 | 15 | A | 7 | 9 | A | 7 | 67 | A | 7 | 1004 | E | 9 | 260 | A | 7 | 3.1 | A | 7 | 16100 | A | 7 | 77777 | A | 7 | 2.1 | E | 8 | 0.122 | F | 8 | 0.13 | F | 8 | -9900 | -9900 | ? | 0
2002-06-13 | 4:00 | 0 | 0 | 0 | 2 | 0 | 0 | 2 | 0 | 0 | 2 | 0 | 0 | 2 | 0 | 0 | 2 | 0 | 0 | 2 | 0 | 0 | 2 | 0 | 0 | E | 9 | 0 | E | 9 | 15 | A | 7 | 9 | A | 7 | 67 | A | 7 | 1004 | E | 9 | 300 | A | 7 | 4.6 | A | 7 | 16100 | A | 7 | 77777 | A | 7 | 2 | E | 8 | 0.122 | F | 8 | 0.13 | F | 8 | -9900 | -9900 | ? | 0
2002-06-13 | 5:00 | 24 | 673 | 0 | 2 | 8 | 43 | 2 | 15 | 0 | 2 | 8 | 0 | 2 | 8 | 0 | 2 | 15 | 0 | 2 | 8 | 0 | 2 | 19 | 0 | E | 9 | 0 | E | 9 | 11 | A | 7 | 9 | A | 7 | 87 | A | 7 | 1004 | E | 9 | 250 | A | 7 | 2.1 | A | 7 | 16100 | A | 7 | 77777 | A | 7 | 1.9 | E | 8 | 0.122 | F | 8 | 0.13 | F | 8 | -9900 | -9900 | ? | 0
2002-06-13 | 6:00 | 206 | 1324 | 95 | 2 | 8 | 389 | 2 | 15 | 35 | 2 | 8 | 9900 | 2 | 8 | 26900 | 2 | 15 | 5700 | 2 | 8 | 640 | 2 | 19 | 0 | E | 9 | 0 | E | 9 | 14 | A | 7 | 11 | A | 7 | 82 | A | 7 | 1004 | E | 9 | 190 | A | 7 | 1.5 | A | 7 | 16100 | A | 7 | 77777 | A | 7 | 1.9 | E | 8 | 0.122 | F | 8 | 0.13 | F | 8 | -9900 | -9900 | ? | 0
2002-06-13 | 7:00 | 430 | 1324 | 244 | 2 | 8 | 511 | 2 | 15 | 78 | 2 | 8 | 25300 | 2 | 8 | 46100 | 2 | 15 | 10300 | 2 | 8 | 1480 | 2 | 19 | 0 | E | 9 | 0 | E | 9 | 16 | A | 7 | 11 | A | 7 | 72 | A | 7 | 1004 | E | 9 | 0 | A | 7 | 0 | A | 7 | 16100 | A | 7 | 77777 | A | 7 | 1.9 | E | 8 | 0.122 | F | 8 | 0.13 | F | 8 | -9900 | -9900 | ? | 0
2002-06-13 | 8:00 | 651 | 1324 | 436 | 2 | 8 | 707 | 2 | 15 | 88 | 2 | 8 | 45500 | 2 | 8 | 69100 | 2 | 15 | 11500 | 2 | 8 | 1850 | 2 | 19 | 0 | E | 9 | 0 | E | 9 | 18 | A | 7 | 12 | A | 7 | 68 | A | 7 | 1004 | E | 9 | 150 | A | 7 | 1.5 | A | 7 | 16100 | A | 7 | 77777 | A | 7 | 1.9 | E | 8 | 0.122 | F | 8 | 0.13 | F | 8 | -9900 | -9900 | ? | 0
2002-06-13 | 9:00 | 853 | 1324 | 605 | 2 | 8 | 738 | 2 | 15 | 128 | 2 | 8 | 64600 | 2 | 8 | 75200 | 2 | 15 | 16100 | 2 | 8 | 3310 | 2 | 19 | 0 | E | 9 | 0 | E | 9 | 22 | A | 7 | 12 | A | 7 | 53 | A | 7 | 1004 | E | 9 | 310 | A | 7 | 2.6 | A | 7 | 16100 | A | 7 | 77777 | A | 7 | 1.9 | E | 8 | 0.122 | F | 8 | 0.13 | F | 8 | -9900 | -9900 | ? | 0
2002-06-13 | 10:00 | 1022 | 1324 | 744 | 2 | 8 | 805 | 2 | 15 | 121 | 2 | 8 | 79600 | 2 | 8 | 81600 | 2 | 15 | 16500 | 2 | 8 | 3900 | 2 | 19 | 0 | E | 9 | 0 | E | 9 | 23 | A | 7 | 13 | A | 7 | 53 | A | 7 | 1004 | E | 9 | 270 | A | 7 | 2.1 | A | 7 | 16100 | A | 7 | 77777 | A | 7 | 2 | E | 8 | 0.122 | F | 8 | 0.13 | F | 8 | -9900 | -9900 | ? | 0
2002-06-13 | 11:00 | 1146 | 1324 | 862 | 2 | 8 | 798 | 2 | 15 | 170 | 2 | 8 | 90500 | 2 | 8 | 80300 | 2 | 15 | 20800 | 2 | 8 | 7090 | 2 | 19 | 0 | E | 9 | 0 | E | 9 | 26 | A | 7 | 14 | A | 7 | 48 | A | 7 | 1004 | E | 9 | 320 | A | 7 | 2.6 | A | 7 | 16100 | A | 7 | 77777 | A | 7 | 2.1 | E | 8 | 0.122 | F | 8 | 0.13 | F | 8 | -9900 | -9900 | ? | 0
2002-06-13 | 12:00 | 1216 | 1324 | 947 | 2 | 8 | 862 | 2 | 15 | 154 | 2 | 8 | 96800 | 2 | 8 | 86300 | 2 | 15 | 17400 | 2 | 8 | 6780 | 2 | 19 | 0 | E | 9 | 0 | E | 9 | 27 | A | 7 | 14 | A | 7 | 45 | A | 7 | 1004 | E | 9 | 290 | A | 7 | 2.1 | A | 7 | 16100 | A | 7 | 77777 | A | 7 | 2.2 | E | 8 | 0.122 | F | 8 | 0.13 | F | 8 | -9900 | -9900 | ? | 0
2002-06-13 | 13:00 | 1229 | 1324 | 914 | 2 | 8 | 746 | 2 | 15 | 220 | 2 | 8 | 98100 | 2 | 8 | 76400 | 2 | 15 | 27000 | 2 | 8 | 13850 | 2 | 19 | 0 | E | 9 | 0 | E | 9 | 28 | A | 7 | 15 | A | 7 | 45 | A | 7 | 1004 | E | 9 | 290 | A | 7 | 2.6 | A | 7 | 16100 | A | 7 | 77777 | A | 7 | 2.3 | E | 8 | 0.122 | F | 8 | 0.13 | F | 8 | -9900 | -9900 | ? | 0
2002-06-13 | 14:00 | 1184 | 1324 | 879 | 2 | 8 | 780 | 2 | 15 | 181 | 2 | 8 | 92200 | 2 | 8 | 78400 | 2 | 15 | 21900 | 2 | 8 | 8600 | 2 | 19 | 0 | B | 8 | 0 | B | 8 | 28.3 | B | 8 | 14.4 | B | 8 | 43 | A | 7 | 1004 | E | 9 | 310 | B | 8 | 4.4 | B | 8 | -9900 | ? | 0 | 77777 | B | 8 | 2.4 | E | 8 | 0.122 | F | 8 | 0.13 | F | 8 | -9900 | -9900 | ? | 0
2002-06-13 | 15:00 | 1082 | 1324 | 800 | 2 | 8 | 791 | 2 | 15 | 152 | 2 | 8 | 84300 | 2 | 8 | 79700 | 2 | 15 | 19000 | 2 | 8 | 5360 | 2 | 19 | 1 | E | 9 | 1 | E | 9 | 28 | A | 7 | 14 | A | 7 | 42 | A | 7 | 1004 | E | 9 | 330 | A | 7 | 6.2 | A | 7 | 16100 | A | 7 | 77777 | A | 7 | 2.4 | E | 8 | 0.122 | F | 8 | 0.13 | F | 8 | -9900 | -9900 | ? | 0
2002-06-13 | 16:00 | 932 | 1324 | 681 | 2 | 8 | 787 | 2 | 15 | 126 | 2 | 8 | 71700 | 2 | 8 | 79100 | 2 | 15 | 15900 | 2 | 8 | 3370 | 2 | 19 | 0 | B | 8 | 0 | B | 8 | 27.2 | B | 8 | 12.9 | B | 8 | 41 | A | 7 | 1004 | E | 9 | 320 | B | 8 | 6.5 | B | 8 | -9900 | ? | 0 | 77777 | B | 8 | 2.5 | E | 8 | 0.122 | F | 8 | 0.13 | F | 8 | -9900 | -9900 | ? | 0
2002-06-13 | 17:00 | 744 | 1324 | 519 | 2 | 8 | 703 | 2 | 15 | 124 | 2 | 8 | 54900 | 2 | 8 | 70400 | 2 | 15 | 15300 | 2 | 8 | 2830 | 2 | 19 | 0 | E | 9 | 0 | E | 9 | 26 | A | 7 | 12 | A | 7 | 42 | A | 7 | 1004 | E | 9 | 310 | A | 7 | 6.7 | A | 7 | 16100 | A | 7 | 77777 | A | 7 | 2.6 | E | 8 | 0.122 | F | 8 | 0.13 | F | 8 | -9900 | -9900 | ? | 0
2002-06-13 | 18:00 | 529 | 1324 | 359 | 2 | 8 | 618 | 2 | 15 | 112 | 2 | 8 | 37000 | 2 | 8 | 58100 | 2 | 15 | 13700 | 2 | 8 | 2140 | 2 | 19 | 0 | B | 8 | 0 | B | 8 | 23.9 | B | 8 | 11.8 | B | 8 | 47 | A | 7 | 1004 | E | 9 | 310 | B | 8 | 6 | B | 8 | -9900 | ? | 0 | 77777 | B | 8 | 2.7 | E | 8 | 0.122 | F | 8 | 0.13 | F | 8 | -9900 | -9900 | ? | 0
2002-06-13 | 19:00 | 305 | 1324 | 183 | 2 | 8 | 387 | 2 | 15 | 94 | 2 | 8 | 18600 | 2 | 8 | 30700 | 2 | 15 | 11600 | 2 | 8 | 1770 | 2 | 19 | 0 | B | 8 | 0 | B | 8 | 21.2 | B | 8 | 11.4 | B | 8 | 54 | A | 7 | 1004 | E | 9 | 310 | B | 8 | 5.3 | B | 8 | -9900 | ? | 0 | 77777 | B | 8 | 2.8 | E | 8 | 0.122 | F | 8 | 0.13 | F | 8 | -9900 | -9900 | ? | 0
2002-06-13 | 20:00 | 88 | 1247 | 23 | 2 | 8 | 176 | 2 | 15 | 12 | 2 | 8 | 2700 | 2 | 8 | 8900 | 2 | 15 | 2000 | 2 | 8 | 230 | 2 | 19 | 0 | E | 9 | 0 | E | 9 | 18 | A | 7 | 11 | A | 7 | 64 | A | 7 | 1004 | E | 9 | 310 | A | 7 | 4.6 | A | 7 | 16100 | A | 7 | 77777 | A | 7 | 2.8 | E | 8 | 0.122 | F | 8 | 0.13 | F | 8 | -9900 | -9900 | ? | 0
2002-06-13 | 21:00 | 0 | 0 | 0 | 2 | 0 | 0 | 2 | 0 | 0 | 2 | 0 | 0 | 2 | 0 | 0 | 2 | 0 | 0 | 2 | 0 | 0 | 2 | 0 | 8 | E | 9 | 8 | E | 9 | 16 | A | 7 | 10 | A | 7 | 68 | A | 7 | 1004 | E | 9 | 310 | A | 7 | 6.2 | A | 7 | 16100 | A | 7 | 3000 | A | 7 | 2.8 | E | 8 | 0.122 | F | 8 | 0.13 | F | 8 | -9900 | -9900 | ? | 0
2002-06-13 | 22:00 | 0 | 0 | 0 | 2 | 0 | 0 | 2 | 0 | 0 | 2 | 0 | 0 | 2 | 0 | 0 | 2 | 0 | 0 | 2 | 0 | 0 | 2 | 0 | 3 | E | 9 | 3 | E | 9 | 14 | A | 7 | 9 | A | 7 | 72 | A | 7 | 1004 | E | 9 | 310 | A | 7 | 5.7 | A | 7 | 16100 | A | 7 | 77777 | A | 7 | 2.8 | E | 8 | 0.122 | F | 8 | 0.13 | F | 8 | -9900 | -9900 | ? | 0
2002-06-13 | 23:00 | 0 | 0 | 0 | 2 | 0 | 0 | 2 | 0 | 0 | 2 | 0 | 0 | 2 | 0 | 0 | 2 | 0 | 0 | 2 | 0 | 0 | 2 | 0 | 1 | E | 9 | 1 | E | 9 | 13 | A | 7 | 9 | A | 7 | 77 | A | 7 | 1004 | E | 9 | 300 | A | 7 | 7.2 | A | 7 | 16100 | A | 7 | 77777 | A | 7 | 2.7 | E | 8 | 0.122 | F | 8 | 0.13 | F | 8 | -9900 | -9900 | ? | 0
2002-06-13 | 24:00 | 0 | 0 | 0 | 2 | 0 | 0 | 2 | 0 | 0 | 2 | 0 | 0 | 2 | 0 | 0 | 2 | 0 | 0 | 2 | 0 | 0 | 2 | 0 | 4 | E | 9 | 3 | E | 9 | 12 | A | 7 | 9 | A | 7 | 82 | A | 7 | 1004 | E | 9 | 300 | A | 7 | 6.2 | A | 7 | 16100 | A | 7 | 77777 | A | 7 | 2.7 | E | 8 | 0.122 | F | 8 | 0.13 | F | 8 | -9900 | -9900 | ? | 0
2002-06-14 | 1:00 | 0 | 0 | 0 | 2 | 0 | 0 | 2 | 0 | 0 | 2 | 0 | 0 | 2 | 0 | 0 | 2 | 0 | 0 | 2 | 0 | 0 | 2 | 0 | 2 | E | 9 | 2 | E | 9 | 12 | A | 7 | 9 | A | 7 | 82 | A | 7 | 1004 | E | 9 | 300 | A | 7 | 6.7 | A | 7 | 16100 | A | 7 | 77777 | A | 7 | 2.6 | E | 8 | 0.122 | F | 8 | 0.13 | F | 8 | -9900 | -9900 | ? | 0
2002-06-14 | 2:00 | 0 | 0 | 0 | 2 | 0 | 0 | 2 | 0 | 0 | 2 | 0 | 0 | 2 | 0 | 0 | 2 | 0 | 0 | 2 | 0 | 0 | 2 | 0 | 1 | B | 8 | 1 | B | 8 | 11.9 | B | 8 | 8.4 | B | 8 | 79 | A | 7 | 1004 | E | 9 | 300 | B | 8 | 5.6 | B | 8 | -9900 | ? | 0 | 77777 | B | 8 | 2.3 | E | 8 | 0.122 | F | 8 | 0.13 | F | 8 | -9900 | -9900 | ? | 0
2002-06-14 | 3:00 | 0 | 0 | 0 | 2 | 0 | 0 | 2 | 0 | 0 | 2 | 0 | 0 | 2 | 0 | 0 | 2 | 0 | 0 | 2 | 0 | 0 | 2 | 0 | 0 | E | 9 | 0 | E | 9 | 12 | A | 7 | 8 | A | 7 | 76 | A | 7 | 1004 | E | 9 | 300 | A | 7 | 4.6 | A | 7 | 16100 | A | 7 | 77777 | A | 7 | 2.1 | E | 8 | 0.122 | F | 8 | 0.13 | F | 8 | -9900 | -9900 | ? | 0
2002-06-14 | 4:00 | 0 | 0 | 0 | 2 | 0 | 0 | 2 | 0 | 0 | 2 | 0 | 0 | 2 | 0 | 0 | 2 | 0 | 0 | 2 | 0 | 0 | 2 | 0 | 0 | E | 9 | 0 | E | 9 | 11 | A | 7 | 8 | A | 7 | 82 | A | 7 | 1004 | E | 9 | 290 | A | 7 | 4.1 | A | 7 | 16100 | A | 7 | 77777 | A | 7 | 1.8 | E | 8 | 0.122 | F | 8 | 0.13 | F | 8 | -9900 | -9900 | ? | 0
2002-06-14 | 5:00 | 24 | 673 | 0 | 2 | 8 | 43 | 2 | 15 | 0 | 2 | 8 | 0 | 2 | 8 | 0 | 2 | 15 | 0 | 2 | 8 | 0 | 2 | 19 | 3 | E | 9 | 3 | E | 9 | 11 | A | 7 | 8 | A | 7 | 82 | A | 7 | 1004 | E | 9 | 300 | A | 7 | 4.1 | A | 7 | 16100 | A | 7 | 77777 | A | 7 | 1.7 | E | 8 | 0.122 | F | 8 | 0.13 | F | 8 | -9900 | -9900 | ? | 0
2002-06-14 | 6:00 | 206 | 1324 | 95 | 2 | 8 | 265 | 2 | 15 | 54 | 2 | 8 | 9800 | 2 | 8 | 17500 | 2 | 15 | 7100 | 2 | 8 | 980 | 2 | 19 | 3 | E | 9 | 3 | E | 9 | 13 | A | 7 | 8 | A | 7 | 72 | A | 7 | 1004 | E | 9 | 300 | A | 7 | 3.6 | A | 7 | 16100 | A | 7 | 77777 | A | 7 | 1.7 | E | 8 | 0.122 | F | 8 | 0.13 | F | 8 | -9900 | -9900 | ? | 0
2002-06-14 | 7:00 | 430 | 1324 | 183 | 2 | 8 | 165 | 2 | 15 | 130 | 2 | 8 | 20000 | 2 | 8 | 15400 | 2 | 15 | 15000 | 2 | 8 | 2940 | 2 | 19 | 10 | E | 9 | 10 | E | 9 | 13 | A | 7 | 9 | A | 7 | 77 | A | 7 | 1004 | E | 9 | 310 | A | 7 | 2.6 | A | 7 | 16100 | A | 7 | 480 | A | 7 | 1.7 | E | 8 | 0.122 | F | 8 | 0.13 | F | 8 | -9900 | -9900 | ? | 0
2002-06-14 | 8:00 | 651 | 1324 | 193 | 2 | 8 | 17 | 2 | 15 | 185 | 2 | 8 | 22100 | 2 | 8 | 1400 | 2 | 15 | 21400 | 2 | 8 | 7450 | 2 | 19 | 10 | E | 9 | 10 | E | 9 | 14 | A | 7 | 9 | A | 7 | 72 | A | 7 | 1004 | E | 9 | 320 | A | 7 | 3.6 | A | 7 | 16100 | A | 7 | 540 | A | 7 | 1.7 | E | 8 | 0.122 | F | 8 | 0.13 | F | 8 | -9900 | -9900 | ? | 0
2002-06-14 | 9:00 | 853 | 1324 | 292 | 2 | 8 | 23 | 2 | 15 | 277 | 2 | 8 | 33500 | 2 | 8 | 2100 | 2 | 15 | 32100 | 2 | 8 | 11530 | 2 | 19 | 10 | E | 9 | 10 | E | 9 | 15 | A | 7 | 9 | A | 7 | 67 | A | 7 | 1004 | E | 9 | 310 | A | 7 | 3.6 | A | 7 | 16100 | A | 7 | 540 | A | 7 | 1.7 | E | 8 | 0.122 | F | 8 | 0.13 | F | 8 | -9900 | -9900 | ? | 0
2002-06-14 | 10:00 | 1021 | 1324 | 455 | 2 | 8 | 148 | 2 | 15 | 341 | 2 | 8 | 50100 | 2 | 8 | 15700 | 2 | 15 | 37900 | 2 | 8 | 11560 | 2 | 19 | 10 | E | 9 | 10 | E | 9 | 17 | A | 7 | 9 | A | 7 | 59 | A | 7 | 1004 | E | 9 | 340 | A | 7 | 3.6 | A | 7 | 16100 | A | 7 | 600 | A | 7 | 1.7 | E | 8 | 0.122 | F | 8 | 0.13 | F | 8 | -9900 | -9900 | ? | 0
2002-06-14 | 11:00 | 1145 | 1324 | 816 | 2 | 8 | 608 | 2 | 15 | 289 | 2 | 8 | 85100 | 2 | 8 | 61100 | 2 | 15 | 32200 | 2 | 8 | 12720 | 2 | 19 | 8 | E | 9 | 8 | E | 9 | 19 | A | 7 | 9 | A | 7 | 52 | A | 7 | 1004 | E | 9 | 340 | A | 7 | 3.6 | A | 7 | 16100 | A | 7 | 720 | A | 7 | 1.8 | E | 8 | 0.122 | F | 8 | 0.13 | F | 8 | -9900 | -9900 | ? | 0
2002-06-14 | 12:00 | 1216 | 1324 | 906 | 2 | 8 | 754 | 2 | 15 | 211 | 2 | 8 | 97300 | 2 | 8 | 77400 | 2 | 15 | 26100 | 2 | 8 | 12530 | 2 | 19 | 0 | E | 9 | 0 | E | 9 | 19 | A | 7 | 10 | A | 7 | 56 | A | 7 | 1004 | E | 9 | 260 | A | 7 | 2.1 | A | 7 | 16100 | A | 7 | 77777 | A | 7 | 1.8 | E | 8 | 0.122 | F | 8 | 0.13 | F | 8 | -9900 | -9900 | ? | 0
2002-06-14 | 13:00 | 1230 | 1324 | 932 | 2 | 8 | 800 | 2 | 15 | 188 | 2 | 8 | 97900 | 2 | 8 | 80500 | 2 | 15 | 23000 | 2 | 8 | 10990 | 2 | 19 | 0 | E | 9 | 0 | E | 9 | 21 | A | 7 | 11 | A | 7 | 53 | A | 7 | 1004 | E | 9 | 270 | A | 7 | 2.1 | A | 7 | 16100 | A | 7 | 77777 | A | 7 | 1.9 | E | 8 | 0.122 | F | 8 | 0.13 | F | 8 | -9900 | -9900 | ? | 0
2002-06-14 | 14:00 | 1184 | 1324 | 873 | 2 | 8 | 762 | 2 | 15 | 190 | 2 | 8 | 91000 | 2 | 8 | 76400 | 2 | 15 | 22500 | 2 | 8 | 8960 | 2 | 19 | 0 | E | 9 | 0 | E | 9 | 22 | A | 7 | 11 | A | 7 | 50 | A | 7 | 1004 | E | 9 | 320 | A | 7 | 3.6 | A | 7 | 16100 | A | 7 | 77777 | A | 7 | 1.7 | E | 8 | 0.122 | F | 8 | 0.13 | F | 8 | -9900 | -9900 | ? | 0
2002-06-14 | 15:00 | 1083 | 1324 | 800 | 2 | 8 | 785 | 2 | 15 | 156 | 2 | 8 | 84000 | 2 | 8 | 79000 | 2 | 15 | 19200 | 2 | 8 | 5480 | 2 | 19 | 0 | E | 9 | 0 | E | 9 | 23 | A | 7 | 11 | A | 7 | 47 | A | 7 | 1004 | E | 9 | 330 | A | 7 | 4.1 | A | 7 | 16100 | A | 7 | 77777 | A | 7 | 1.4 | E | 8 | 0.122 | F | 8 | 0.13 | F | 8 | -9900 | -9900 | ? | 0
2002-06-14 | 16:00 | 933 | 1324 | 681 | 2 | 8 | 787 | 2 | 15 | 125 | 2 | 8 | 71700 | 2 | 8 | 79100 | 2 | 15 | 15900 | 2 | 8 | 3360 | 2 | 19 | 0 | E | 9 | 0 | E | 9 | 23 | A | 7 | 11 | A | 7 | 47 | A | 7 | 1004 | E | 9 | 330 | A | 7 | 5.1 | A | 7 | 16100 | A | 7 | 77777 | A | 7 | 1.2 | E | 8 | 0.122 | F | 8 | 0.13 | F | 8 | -9900 | -9900 | ? | 0
2002-06-14 | 17:00 | 745 | 1324 | 518 | 2 | 8 | 690 | 2 | 15 | 130 | 2 | 8 | 54600 | 2 | 8 | 69000 | 2 | 15 | 15700 | 2 | 8 | 2950 | 2 | 19 | 0 | E | 9 | 0 | E | 9 | 23 | A | 7 | 10 | A | 7 | 44 | A | 7 | 1004 | E | 9 | 310 | A | 7 | 5.7 | A | 7 | 16100 | A | 7 | 77777 | A | 7 | 1.3 | E | 8 | 0.122 | F | 8 | 0.13 | F | 8 | -9900 | -9900 | ? | 0
2002-06-14 | 18:00 | 531 | 1324 | 333 | 2 | 8 | 513 | 2 | 15 | 128 | 2 | 8 | 35200 | 2 | 8 | 49200 | 2 | 15 | 15500 | 2 | 8 | 2500 | 2 | 19 | 0 | E | 9 | 0 | E | 9 | 21 | A | 7 | 9 | A | 7 | 46 | A | 7 | 1004 | E | 9 | 320 | A | 7 | 6.7 | A | 7 | 16100 | A | 7 | 77777 | A | 7 | 1.3 | E | 8 | 0.122 | F | 8 | 0.13 | F | 8 | -9900 | -9900 | ? | 0
2002-06-14 | 19:00 | 306 | 1324 | 182 | 2 | 8 | 363 | 2 | 15 | 98 | 2 | 8 | 18400 | 2 | 8 | 28800 | 2 | 15 | 11800 | 2 | 8 | 1860 | 2 | 19 | 0 | E | 9 | 0 | E | 9 | 18 | A | 7 | 9 | A | 7 | 56 | A | 7 | 1004 | E | 9 | 300 | A | 7 | 6.2 | A | 7 | 16100 | A | 7 | 77777 | A | 7 | 1.4 | E | 8 | 0.122 | F | 8 | 0.13 | F | 8 | -9900 | -9900 | ? | 0
2002-06-14 | 20:00 | 89 | 1269 | 24 | 2 | 8 | 167 | 2 | 15 | 13 | 2 | 8 | 2700 | 2 | 8 | 8400 | 2 | 15 | 2100 | 2 | 8 | 250 | 2 | 19 | 0 | E | 9 | 0 | E | 9 | 15 | A | 7 | 8 | A | 7 | 63 | A | 7 | 1004 | E | 9 | 300 | A | 7 | 7.2 | A | 7 | 16100 | A | 7 | 77777 | A | 7 | 1.5 | E | 8 | 0.122 | F | 8 | 0.13 | F | 8 | -9900 | -9900 | ? | 0
2002-06-14 | 21:00 | 0 | 0 | 0 | 2 | 0 | 0 | 2 | 0 | 0 | 2 | 0 | 0 | 2 | 0 | 0 | 2 | 0 | 0 | 2 | 0 | 0 | 2 | 0 | 0 | E | 9 | 0 | E | 9 | 13 | A | 7 | 8 | A | 7 | 72 | A | 7 | 1004 | E | 9 | 300 | A | 7 | 5.1 | A | 7 | 16100 | A | 7 | 77777 | A | 7 | 1.5 | E | 8 | 0.122 | F | 8 | 0.13 | F | 8 | -9900 | -9900 | ? | 0
2002-06-14 | 22:00 | 0 | 0 | 0 | 2 | 0 | 0 | 2 | 0 | 0 | 2 | 0 | 0 | 2 | 0 | 0 | 2 | 0 | 0 | 2 | 0 | 0 | 2 | 0 | 0 | E | 9 | 0 | E | 9 | 13 | A | 7 | 7 | A | 7 | 67 | A | 7 | 1004 | E | 9 | 300 | A | 7 | 4.6 | A | 7 | 16100 | A | 7 | 77777 | A | 7 | 1.6 | E | 8 | 0.122 | F | 8 | 0.13 | F | 8 | -9900 | -9900 | ? | 0
2002-06-14 | 23:00 | 0 | 0 | 0 | 2 | 0 | 0 | 2 | 0 | 0 | 2 | 0 | 0 | 2 | 0 | 0 | 2 | 0 | 0 | 2 | 0 | 0 | 2 | 0 | 0 | E | 9 | 0 | E | 9 | 12 | A | 7 | 7 | A | 7 | 71 | A | 7 | 1004 | E | 9 | 300 | A | 7 | 3.6 | A | 7 | 16100 | A | 7 | 77777 | A | 7 | 1.6 | E | 8 | 0.122 | F | 8 | 0.13 | F | 8 | -9900 | -9900 | ? | 0
2002-06-14 | 24:00 | 0 | 0 | 0 | 2 | 0 | 0 | 2 | 0 | 0 | 2 | 0 | 0 | 2 | 0 | 0 | 2 | 0 | 0 | 2 | 0 | 0 | 2 | 0 | 0 | E | 9 | 0 | E | 9 | 11 | A | 7 | 7 | A | 7 | 76 | A | 7 | 1004 | E | 9 | 300 | A | 7 | 3.1 | A | 7 | 16100 | A | 7 | 77777 | A | 7 | 1.6 | E | 8 | 0.122 | F | 8 | 0.13 | F | 8 | -9900 | -9900 | ? | 0
2002-06-15 | 1:00 | 0 | 0 | 0 | 2 | 0 | 0 | 2 | 0 | 0 | 2 | 0 | 0 | 2 | 0 | 0 | 2 | 0 | 0 | 2 | 0 | 0 | 2 | 0 | 0 | E | 9 | 0 | E | 9 | 11 | A | 7 | 7 | A | 7 | 76 | A | 7 | 1004 | E | 9 | 290 | A | 7 | 2.6 | A | 7 | 16100 | A | 7 | 77777 | A | 7 | 1.7 | E | 8 | 0.122 | F | 8 | 0.13 | F | 8 | -9900 | -9900 | ? | 0
2002-06-15 | 2:00 | 0 | 0 | 0 | 2 | 0 | 0 | 2 | 0 | 0 | 2 | 0 | 0 | 2 | 0 | 0 | 2 | 0 | 0 | 2 | 0 | 0 | 2 | 0 | 0 | E | 9 | 0 | E | 9 | 9 | A | 7 | 6 | A | 7 | 81 | A | 7 | 1004 | E | 9 | 240 | A | 7 | 1.5 | A | 7 | 16100 | A | 7 | 77777 | A | 7 | 1.6 | E | 8 | 0.122 | F | 8 | 0.13 | F | 8 | -9900 | -9900 | ? | 0
2002-06-15 | 3:00 | 0 | 0 | 0 | 2 | 0 | 0 | 2 | 0 | 0 | 2 | 0 | 0 | 2 | 0 | 0 | 2 | 0 | 0 | 2 | 0 | 0 | 2 | 0 | 0 | E | 9 | 0 | E | 9 | 7 | A | 7 | 5 | A | 7 | 87 | A | 7 | 1004 | E | 9 | 250 | A | 7 | 1.5 | A | 7 | 16100 | A | 7 | 77777 | A | 7 | 1.5 | E | 8 | 0.122 | F | 8 | 0.13 | F | 8 | -9900 | -9900 | ? | 0
2002-06-15 | 4:00 | 0 | 0 | 0 | 2 | 0 | 0 | 2 | 0 | 0 | 2 | 0 | 0 | 2 | 0 | 0 | 2 | 0 | 0 | 2 | 0 | 0 | 2 | 0 | 8 | E | 9 | 8 | E | 9 | 8 | A | 7 | 5 | A | 7 | 81 | A | 7 | 1004 | E | 9 | 240 | A | 7 | 1.5 | A | 7 | 16100 | A | 7 | 780 | A | 7 | 1.4 | E | 8 | 0.122 | F | 8 | 0.13 | F | 8 | -9900 | -9900 | ? | 0
2002-06-15 | 5:00 | 24 | 673 | 0 | 2 | 8 | 0 | 2 | 15 | 0 | 2 | 8 | 0 | 2 | 8 | 0 | 2 | 15 | 0 | 2 | 8 | 0 | 2 | 19 | 10 | E | 9 | 10 | E | 9 | 10 | A | 7 | 8 | A | 7 | 87 | A | 7 | 1004 | E | 9 | 0 | A | 7 | 0 | A | 7 | 16100 | A | 7 | 720 | A | 7 | 1.5 | E | 8 | 0.122 | F | 8 | 0.13 | F | 8 | -9900 | -9900 | ? | 0
2002-06-15 | 6:00 | 206 | 1324 | 49 | 2 | 8 | 9 | 2 | 15 | 48 | 2 | 8 | 5600 | 2 | 8 | 100 | 2 | 15 | 5500 | 2 | 8 | 1660 | 2 | 19 | 10 | E | 9 | 10 | E | 9 | 12 | A | 7 | 8 | A | 7 | 76 | A | 7 | 1004 | E | 9 | 0 | A | 7 | 0 | A | 7 | 16100 | A | 7 | 540 | A | 7 | 1.6 | E | 8 | 0.122 | F | 8 | 0.13 | F | 8 | -9900 | -9900 | ? | 0
2002-06-15 | 7:00 | 430 | 1324 | 78 | 2 | 8 | 0 | 2 | 15 | 78 | 2 | 8 | 9100 | 2 | 8 | 0 | 2 | 15 | 9100 | 2 | 8 | 3190 | 2 | 19 | 10 | E | 9 | 10 | E | 9 | 13 | A | 7 | 8 | A | 7 | 72 | A | 7 | 1004 | E | 9 | 310 | A | 7 | 1.5 | A | 7 | 16100 | A | 7 | 660 | A | 7 | 1.7 | E | 8 | 0.122 | F | 8 | 0.13 | F | 8 | -9900 | -9900 | ? | 0
2002-06-15 | 8:00 | 651 | 1324 | 168 | 2 | 8 | 6 | 2 | 15 | 166 | 2 | 8 | 19500 | 2 | 8 | 500 | 2 | 15 | 19200 | 2 | 8 | 6900 | 2 | 19 | 10 | E | 9 | 10 | E | 9 | 14 | A | 7 | 8 | A | 7 | 67 | A | 7 | 1004 | E | 9 | 0 | A | 7 | 0 | A | 7 | 16100 | A | 7 | 660 | A | 7 | 1.8 | E | 8 | 0.122 | F | 8 | 0.13 | F | 8 | -9900 | -9900 | ? | 0
2002-06-15 | 9:00 | 852 | 1324 | 239 | 2 | 8 | 12 | 2 | 15 | 231 | 2 | 8 | 27800 | 2 | 8 | 1000 | 2 | 15 | 27100 | 2 | 8 | 10160 | 2 | 19 | 10 | B | 8 | 10 | B | 8 | 15 | B | 8 | 8.4 | B | 8 | 65 | A | 7 | 1004 | E | 9 | 20 | B | 8 | 1.1 | B | 8 | -9900 | ? | 0 | 705 | B | 8 | 1.8 | E | 8 | 0.122 | F | 8 | 0.13 | F | 8 | -9900 | -9900 | ? | 0
2002-06-15 | 10:00 | 1021 | 1324 | 394 | 2 | 8 | 53 | 2 | 15 | 353 | 2 | 8 | 43400 | 2 | 8 | 5400 | 2 | 15 | 39200 | 2 | 8 | 13520 | 2 | 19 | 10 | E | 9 | 10 | E | 9 | 16 | A | 7 | 9 | A | 7 | 63 | A | 7 | 1004 | E | 9 | 40 | A | 7 | 2.1 | A | 7 | 16100 | A | 7 | 750 | A | 7 | 1.9 | E | 8 | 0.122 | F | 8 | 0.13 | F | 8 | -9900 | -9900 | ? | 0
2002-06-15 | 11:00 | 1145 | 1324 | 391 | 2 | 8 | 24 | 2 | 15 | 370 | 2 | 8 | 45800 | 2 | 8 | 2200 | 2 | 15 | 43900 | 2 | 8 | 16210 | 2 | 19 | 10 | B | 8 | 10 | B | 8 | 17 | B | 8 | 10 | B | 8 | 63 | A | 7 | 1004 | E | 9 | 20 | B | 8 | 1.1 | B | 8 | -9900 | ? | 0 | 720 | B | 8 | 2 | E | 8 | 0.122 | F | 8 | 0.13 | F | 8 | -9900 | -9900 | ? | 0
2002-06-15 | 12:00 | 1216 | 1324 | 320 | 2 | 8 | 18 | 2 | 15 | 303 | 2 | 8 | 38400 | 2 | 8 | 1500 | 2 | 15 | 37000 | 2 | 8 | 14260 | 2 | 19 | 10 | E | 9 | 10 | E | 9 | 18 | A | 7 | 11 | A | 7 | 64 | A | 7 | 1004 | E | 9 | 0 | A | 7 | 0 | A | 7 | 16100 | A | 7 | 690 | A | 7 | 2 | E | 8 | 0.122 | F | 8 | 0.13 | F | 8 | -9900 | -9900 | ? | 0
2002-06-15 | 13:00 | 1230 | 1324 | 372 | 2 | 8 | 48 | 2 | 15 | 327 | 2 | 8 | 41200 | 2 | 8 | 4900 | 2 | 15 | 36600 | 2 | 8 | 17620 | 2 | 19 | 10 | E | 9 | 10 | E | 9 | 19 | A | 7 | 11 | A | 7 | 60 | A | 7 | 1004 | E | 9 | 10 | A | 7 | 1.5 | A | 7 | 14500 | A | 7 | 690 | A | 7 | 2.1 | E | 8 | 0.122 | F | 8 | 0.13 | F | 8 | -9900 | -9900 | ? | 0
2002-06-15 | 14:00 | 1185 | 1324 | 879 | 2 | 8 | 665 | 2 | 15 | 283 | 2 | 8 | 92300 | 2 | 8 | 67100 | 2 | 15 | 32100 | 2 | 8 | 14410 | 2 | 19 | 8 | E | 9 | 8 | E | 9 | 21 | A | 7 | 11 | A | 7 | 53 | A | 7 | 1004 | E | 9 | 60 | A | 7 | 3.6 | A | 7 | 14500 | A | 7 | 750 | A | 7 | 2.1 | E | 8 | 0.122 | F | 8 | 0.13 | F | 8 | -9900 | -9900 | ? | 0
2002-06-15 | 15:00 | 1084 | 1324 | 786 | 2 | 8 | 742 | 2 | 15 | 178 | 2 | 8 | 84400 | 2 | 8 | 76100 | 2 | 15 | 22000 | 2 | 8 | 6840 | 2 | 19 | 0 | E | 9 | 0 | E | 9 | 22 | A | 7 | 12 | A | 7 | 53 | A | 7 | 1004 | E | 9 | 110 | A | 7 | 2.1 | A | 7 | 14500 | A | 7 | 77777 | A | 7 | 2.1 | E | 8 | 0.122 | F | 8 | 0.13 | F | 8 | -9900 | -9900 | ? | 0
2002-06-15 | 16:00 | 934 | 1324 | 680 | 2 | 8 | 768 | 2 | 15 | 137 | 2 | 8 | 70900 | 2 | 8 | 76900 | 2 | 15 | 16600 | 2 | 8 | 3570 | 2 | 19 | 0 | E | 9 | 0 | E | 9 | 23 | A | 7 | 12 | A | 7 | 50 | A | 7 | 1004 | E | 9 | 50 | A | 7 | 3.1 | A | 7 | 16100 | A | 7 | 77777 | A | 7 | 2.1 | E | 8 | 0.122 | F | 8 | 0.13 | F | 8 | -9900 | -9900 | ? | 0
2002-06-15 | 17:00 | 746 | 1324 | 496 | 2 | 8 | 583 | 2 | 15 | 167 | 2 | 8 | 53300 | 2 | 8 | 59400 | 2 | 15 | 19800 | 2 | 8 | 3720 | 2 | 19 | 0 | E | 9 | 0 | E | 9 | 23 | A | 7 | 13 | A | 7 | 53 | A | 7 | 1004 | E | 9 | 0 | A | 7 | 0 | A | 7 | 14500 | A | 7 | 77777 | A | 7 | 2.2 | E | 8 | 0.122 | F | 8 | 0.13 | F | 8 | -9900 | -9900 | ? | 0
2002-06-15 | 18:00 | 532 | 1324 | 358 | 2 | 8 | 618 | 2 | 15 | 110 | 2 | 8 | 37000 | 2 | 8 | 58200 | 2 | 15 | 13500 | 2 | 8 | 2110 | 2 | 19 | 3 | E | 9 | 3 | E | 9 | 22 | A | 7 | 11 | A | 7 | 50 | A | 7 | 1004 | E | 9 | 310 | A | 7 | 6.7 | A | 7 | 16100 | A | 7 | 77777 | A | 7 | 2.3 | E | 8 | 0.122 | F | 8 | 0.13 | F | 8 | -9900 | -9900 | ? | 0
2002-06-15 | 19:00 | 307 | 1324 | 181 | 2 | 8 | 354 | 2 | 15 | 99 | 2 | 8 | 18400 | 2 | 8 | 28200 | 2 | 15 | 11800 | 2 | 8 | 1880 | 2 | 19 | 0 | E | 9 | 0 | E | 9 | 19 | A | 7 | 10 | A | 7 | 56 | A | 7 | 1004 | E | 9 | 310 | A | 7 | 5.7 | A | 7 | 16100 | A | 7 | 77777 | A | 7 | 2.3 | E | 8 | 0.122 | F | 8 | 0.13 | F | 8 | -9900 | -9900 | ? | 0
2002-06-15 | 20:00 | 91 | 1269 | 24 | 2 | 8 | 164 | 2 | 15 | 13 | 2 | 8 | 2700 | 2 | 8 | 8300 | 2 | 15 | 2000 | 2 | 8 | 250 | 2 | 19 | 0 | E | 9 | 0 | E | 9 | 16 | A | 7 | 9 | A | 7 | 63 | A | 7 | 1004 | E | 9 | 310 | A | 7 | 6.2 | A | 7 | 16100 | A | 7 | 77777 | A | 7 | 2.3 | E | 8 | 0.122 | F | 8 | 0.13 | F | 8 | -9900 | -9900 | ? | 0
2002-06-15 | 21:00 | 0 | 0 | 0 | 2 | 0 | 0 | 2 | 0 | 0 | 2 | 0 | 0 | 2 | 0 | 0 | 2 | 0 | 0 | 2 | 0 | 0 | 2 | 0 | 10 | E | 9 | 10 | E | 9 | 15 | A | 7 | 9 | A | 7 | 67 | A | 7 | 1004 | E | 9 | 300 | A | 7 | 5.7 | A | 7 | 16100 | A | 7 | 960 | A | 7 | 2.3 | E | 8 | 0.122 | F | 8 | 0.13 | F | 8 | -9900 | -9900 | ? | 0
2002-06-15 | 22:00 | 0 | 0 | 0 | 2 | 0 | 0 | 2 | 0 | 0 | 2 | 0 | 0 | 2 | 0 | 0 | 2 | 0 | 0 | 2 | 0 | 0 | 2 | 0 | 8 | E | 9 | 8 | E | 9 | 14 | A | 7 | 9 | A | 7 | 72 | A | 7 | 1004 | E | 9 | 300 | A | 7 | 4.6 | A | 7 | 16100 | A | 7 | 1020 | A | 7 | 2.3 | E | 8 | 0.122 | F | 8 | 0.13 | F | 8 | -9900 | -9900 | ? | 0
2002-06-15 | 23:00 | 0 | 0 | 0 | 2 | 0 | 0 | 2 | 0 | 0 | 2 | 0 | 0 | 2 | 0 | 0 | 2 | 0 | 0 | 2 | 0 | 0 | 2 | 0 | 6 | E | 9 | 5 | E | 9 | 13 | A | 7 | 8 | A | 7 | 72 | A | 7 | 1004 | E | 9 | 280 | A | 7 | 2.6 | A | 7 | 16100 | A | 7 | 77777 | A | 7 | 2.3 | E | 8 | 0.122 | F | 8 | 0.13 | F | 8 | -9900 | -9900 | ? | 0
2002-06-15 | 24:00 | 0 | 0 | 0 | 2 | 0 | 0 | 2 | 0 | 0 | 2 | 0 | 0 | 2 | 0 | 0 | 2 | 0 | 0 | 2 | 0 | 0 | 2 | 0 | 10 | E | 9 | 10 | E | 9 | 13 | A | 7 | 9 | A | 7 | 77 | A | 7 | 1004 | E | 9 | 0 | A | 7 | 0 | A | 7 | 16100 | A | 7 | 900 | A | 7 | 2.3 | E | 8 | 0.122 | F | 8 | 0.13 | F | 8 | -9900 | -9900 | ? | 0
2002-06-16 | 1:00 | 0 | 0 | 0 | 2 | 0 | 0 | 2 | 0 | 0 | 2 | 0 | 0 | 2 | 0 | 0 | 2 | 0 | 0 | 2 | 0 | 0 | 2 | 0 | 10 | B | 8 | 10 | B | 8 | 13.5 | B | 8 | 8.6 | B | 8 | 72 | A | 7 | 1004 | E | 9 | 340 | B | 8 | 1.1 | B | 8 | -9900 | ? | 0 | 780 | B | 8 | 2.3 | E | 8 | 0.122 | F | 8 | 0.13 | F | 8 | -9900 | -9900 | ? | 0
2002-06-16 | 2:00 | 0 | 0 | 0 | 2 | 0 | 0 | 2 | 0 | 0 | 2 | 0 | 0 | 2 | 0 | 0 | 2 | 0 | 0 | 2 | 0 | 0 | 2 | 0 | 10 | E | 9 | 10 | E | 9 | 14 | A | 7 | 8 | A | 7 | 67 | A | 7 | 1004 | E | 9 | 310 | A | 7 | 2.1 | A | 7 | 16100 | A | 7 | 660 | A | 7 | 2.1 | E | 8 | 0.122 | F | 8 | 0.13 | F | 8 | -9900 | -9900 | ? | 0
2002-06-16 | 3:00 | 0 | 0 | 0 | 2 | 0 | 0 | 2 | 0 | 0 | 2 | 0 | 0 | 2 | 0 | 0 | 2 | 0 | 0 | 2 | 0 | 0 | 2 | 0 | 10 | E | 9 | 10 | E | 9 | 13 | A | 7 | 8 | A | 7 | 72 | A | 7 | 1004 | E | 9 | 0 | A | 7 | 0 | A | 7 | 16100 | A | 7 | 660 | A | 7 | 1.9 | E | 8 | 0.122 | F | 8 | 0.13 | F | 8 | -9900 | -9900 | ? | 0
2002-06-16 | 4:00 | 0 | 0 | 0 | 2 | 0 | 0 | 2 | 0 | 0 | 2 | 0 | 0 | 2 | 0 | 0 | 2 | 0 | 0 | 2 | 0 | 0 | 2 | 0 | 10 | E | 9 | 10 | E | 9 | 13 | A | 7 | 9 | A | 7 | 77 | A | 7 | 1004 | E | 9 | 0 | A | 7 | 0 | A | 7 | 16100 | A | 7 | 660 | A | 7 | 1.7 | E | 8 | 0.122 | F | 8 | 0.13 | F | 8 | -9900 | -9900 | ? | 0
2002-06-16 | 5:00 | 24 | 673 | 0 | 2 | 8 | 0 | 2 | 15 | 0 | 2 | 8 | 0 | 2 | 8 | 0 | 2 | 15 | 0 | 2 | 8 | 0 | 2 | 19 | 10 | E | 9 | 10 | E | 9 | 13 | A | 7 | 9 | A | 7 | 77 | A | 7 | 1004 | E | 9 | 0 | A | 7 | 0 | A | 7 | 16100 | A | 7 | 930 | A | 7 | 1.8 | E | 8 | 0.122 | F | 8 | 0.13 | F | 8 | -9900 | -9900 | ? | 0
2002-06-16 | 6:00 | 206 | 1324 | 25 | 2 | 8 | 0 | 2 | 15 | 25 | 2 | 8 | 3000 | 2 | 8 | 0 | 2 | 15 | 3000 | 2 | 8 | 990 | 2 | 19 | 8 | E | 9 | 8 | E | 9 | 13 | A | 7 | 9 | A | 7 | 77 | A | 7 | 1004 | E | 9 | 180 | A | 7 | 1.5 | A | 7 | 16100 | A | 7 | 990 | A | 7 | 1.8 | E | 8 | 0.122 | F | 8 | 0.13 | F | 8 | -9900 | -9900 | ? | 0
2002-06-16 | 7:00 | 430 | 1324 | 74 | 2 | 8 | 0 | 2 | 15 | 74 | 2 | 8 | 8600 | 2 | 8 | 0 | 2 | 15 | 8600 | 2 | 8 | 3060 | 2 | 19 | 10 | E | 9 | 10 | E | 9 | 14 | A | 7 | 9 | A | 7 | 72 | A | 7 | 1004 | E | 9 | 190 | A | 7 | 2.6 | A | 7 | 16100 | A | 7 | 930 | A | 7 | 1.9 | E | 8 | 0.122 | F | 8 | 0.13 | F | 8 | -9900 | -9900 | ? | 0
2002-06-16 | 8:00 | 650 | 1324 | 129 | 2 | 8 | 0 | 2 | 15 | 129 | 2 | 8 | 15100 | 2 | 8 | 0 | 2 | 15 | 15100 | 2 | 8 | 5680 | 2 | 19 | 10 | E | 9 | 10 | E | 9 | 15 | A | 7 | 9 | A | 7 | 67 | A | 7 | 1004 | E | 9 | 180 | A | 7 | 1.5 | A | 7 | 16100 | A | 7 | 990 | A | 7 | 1.9 | E | 8 | 0.122 | F | 8 | 0.13 | F | 8 | -9900 | -9900 | ? | 0
2002-06-16 | 9:00 | 852 | 1324 | 202 | 2 | 8 | 6 | 2 | 15 | 198 | 2 | 8 | 23800 | 2 | 8 | 500 | 2 | 15 | 23500 | 2 | 8 | 9050 | 2 | 19 | 10 | E | 9 | 10 | E | 9 | 16 | A | 7 | 8 | A | 7 | 59 | A | 7 | 1004 | E | 9 | 190 | A | 7 | 2.1 | A | 7 | 16100 | A | 7 | 990 | A | 7 | 2 | E | 8 | 0.122 | F | 8 | 0.13 | F | 8 | -9900 | -9900 | ? | 0
2002-06-16 | 10:00 | 1021 | 1324 | 300 | 2 | 8 | 18 | 2 | 15 | 286 | 2 | 8 | 35200 | 2 | 8 | 1600 | 2 | 15 | 34000 | 2 | 8 | 12990 | 2 | 19 | 10 | E | 9 | 10 | E | 9 | 17 | A | 7 | 7 | A | 7 | 52 | A | 7 | 1004 | E | 9 | 190 | A | 7 | 2.1 | A | 7 | 16100 | A | 7 | 930 | A | 7 | 2 | E | 8 | 0.122 | F | 8 | 0.13 | F | 8 | -9900 | -9900 | ? | 0
2002-06-16 | 11:00 | 1145 | 1324 | 368 | 2 | 8 | 18 | 2 | 15 | 352 | 2 | 8 | 43300 | 2 | 8 | 1600 | 2 | 15 | 41800 | 2 | 8 | 15660 | 2 | 19 | 10 | E | 9 | 10 | E | 9 | 18 | A | 7 | 7 | A | 7 | 49 | A | 7 | 1004 | E | 9 | 280 | A | 7 | 2.6 | A | 7 | 16100 | A | 7 | 990 | A | 7 | 2.1 | E | 8 | 0.122 | F | 8 | 0.13 | F | 8 | -9900 | -9900 | ? | 0
2002-06-16 | 12:00 | 1216 | 1324 | 355 | 2 | 8 | 18 | 2 | 15 | 339 | 2 | 8 | 42400 | 2 | 8 | 1600 | 2 | 15 | 40900 | 2 | 8 | 15510 | 2 | 19 | 10 | E | 9 | 9 | E | 9 | 18 | A | 7 | 8 | A | 7 | 52 | A | 7 | 1004 | E | 9 | 200 | A | 7 | 1.5 | A | 7 | 14500 | A | 7 | 990 | A | 7 | 2.1 | E | 8 | 0.122 | F | 8 | 0.13 | F | 8 | -9900 | -9900 | ? | 0
2002-06-16 | 13:00 | 1230 | 1324 | 426 | 2 | 8 | 48 | 2 | 15 | 381 | 2 | 8 | 47100 | 2 | 8 | 4900 | 2 | 15 | 42500 | 2 | 8 | 20210 | 2 | 19 | 8 | E | 9 | 8 | E | 9 | 19 | A | 7 | 8 | A | 7 | 49 | A | 7 | 1004 | E | 9 | 330 | A | 7 | 1.5 | A | 7 | 16100 | A | 7 | 930 | A | 7 | 2.1 | E | 8 | 0.122 | F | 8 | 0.13 | F | 8 | -9900 | -9900 | ? | 0
2002-06-16 | 14:00 | 1185 | 1324 | 552 | 2 | 8 | 139 | 2 | 15 | 428 | 2 | 8 | 60800 | 2 | 8 | 14800 | 2 | 15 | 47500 | 2 | 8 | 20040 | 2 | 19 | 8 | E | 9 | 8 | E | 9 | 19 | A | 7 | 9 | A | 7 | 52 | A | 7 | 1004 | E | 9 | 310 | A | 7 | 1.5 | A | 7 | 16100 | A | 7 | 930 | A | 7 | 2.1 | E | 8 | 0.122 | F | 8 | 0.13 | F | 8 | -9900 | -9900 | ? | 0
2002-06-16 | 15:00 | 1084 | 1324 | 331 | 2 | 8 | 18 | 2 | 15 | 316 | 2 | 8 | 38900 | 2 | 8 | 1600 | 2 | 15 | 37600 | 2 | 8 | 14280 | 2 | 19 | 10 | E | 9 | 10 | E | 9 | 20 | A | 7 | 9 | A | 7 | 49 | A | 7 | 1004 | E | 9 | 10 | A | 7 | 3.1 | A | 7 | 16100 | A | 7 | 1140 | A | 7 | 2.2 | E | 8 | 0.122 | F | 8 | 0.13 | F | 8 | -9900 | -9900 | ? | 0
2002-06-16 | 16:00 | 935 | 1324 | 374 | 2 | 8 | 80 | 2 | 15 | 318 | 2 | 8 | 41300 | 2 | 8 | 8200 | 2 | 15 | 35500 | 2 | 8 | 11310 | 2 | 19 | 3 | E | 9 | 3 | E | 9 | 21 | A | 7 | 9 | A | 7 | 46 | A | 7 | 1004 | E | 9 | 280 | A | 7 | 2.1 | A | 7 | 16100 | A | 7 | 77777 | A | 7 | 2.2 | E | 8 | 0.122 | F | 8 | 0.13 | F | 8 | -9900 | -9900 | ? | 0
2002-06-16 | 17:00 | 747 | 1324 | 481 | 2 | 8 | 439 | 2 | 15 | 233 | 2 | 8 | 50000 | 2 | 8 | 44500 | 2 | 15 | 24800 | 2 | 8 | 5370 | 2 | 19 | 8 | E | 9 | 8 | E | 9 | 21 | A | 7 | 9 | A | 7 | 46 | A | 7 | 1004 | E | 9 | 30 | A | 7 | 3.1 | A | 7 | 16100 | A | 7 | 1290 | A | 7 | 2.2 | E | 8 | 0.122 | F | 8 | 0.13 | F | 8 | -9900 | -9900 | ? | 0
2002-06-16 | 18:00 | 533 | 1324 | 274 | 2 | 8 | 223 | 2 | 15 | 184 | 2 | 8 | 29600 | 2 | 8 | 21900 | 2 | 15 | 20800 | 2 | 8 | 4320 | 2 | 19 | 8 | E | 9 | 8 | E | 9 | 21 | A | 7 | 9 | A | 7 | 46 | A | 7 | 1004 | E | 9 | 350 | A | 7 | 2.1 | A | 7 | 16100 | A | 7 | 1380 | A | 7 | 2.2 | E | 8 | 0.122 | F | 8 | 0.13 | F | 8 | -9900 | -9900 | ? | 0
2002-06-16 | 19:00 | 309 | 1324 | 192 | 2 | 8 | 254 | 2 | 15 | 133 | 2 | 8 | 19600 | 2 | 8 | 20400 | 2 | 15 | 14900 | 2 | 8 | 2870 | 2 | 19 | 8 | E | 9 | 8 | E | 9 | 20 | A | 7 | 9 | A | 7 | 49 | A | 7 | 1004 | E | 9 | 330 | A | 7 | 3.6 | A | 7 | 16100 | A | 7 | 1500 | A | 7 | 2.2 | E | 8 | 0.122 | F | 8 | 0.13 | F | 8 | -9900 | -9900 | ? | 0
2002-06-16 | 20:00 | 92 | 1290 | 26 | 2 | 8 | 118 | 2 | 15 | 18 | 2 | 8 | 2900 | 2 | 8 | 5200 | 2 | 15 | 2500 | 2 | 8 | 310 | 2 | 19 | 8 | E | 9 | 8 | E | 9 | 18 | A | 7 | 9 | A | 7 | 56 | A | 7 | 1004 | E | 9 | 320 | A | 7 | 3.1 | A | 7 | 16100 | A | 7 | 1440 | A | 7 | 2.3 | E | 8 | 0.122 | F | 8 | 0.13 | F | 8 | -9900 | -9900 | ? | 0
2002-06-16 | 21:00 | 0 | 0 | 0 | 2 | 0 | 0 | 2 | 0 | 0 | 2 | 0 | 0 | 2 | 0 | 0 | 2 | 0 | 0 | 2 | 0 | 0 | 2 | 0 | 4 | E | 9 | 4 | E | 9 | 16 | A | 7 | 9 | A | 7 | 63 | A | 7 | 1004 | E | 9 | 310 | A | 7 | 4.6 | A | 7 | 16100 | A | 7 | 77777 | A | 7 | 2.3 | E | 8 | 0.122 | F | 8 | 0.13 | F | 8 | -9900 | -9900 | ? | 0
2002-06-16 | 22:00 | 0 | 0 | 0 | 2 | 0 | 0 | 2 | 0 | 0 | 2 | 0 | 0 | 2 | 0 | 0 | 2 | 0 | 0 | 2 | 0 | 0 | 2 | 0 | 3 | E | 9 | 3 | E | 9 | 14 | A | 7 | 9 | A | 7 | 72 | A | 7 | 1004 | E | 9 | 300 | A | 7 | 3.1 | A | 7 | 16100 | A | 7 | 77777 | A | 7 | 2.4 | E | 8 | 0.122 | F | 8 | 0.13 | F | 8 | -9900 | -9900 | ? | 0
2002-06-16 | 23:00 | 0 | 0 | 0 | 2 | 0 | 0 | 2 | 0 | 0 | 2 | 0 | 0 | 2 | 0 | 0 | 2 | 0 | 0 | 2 | 0 | 0 | 2 | 0 | 4 | E | 9 | 4 | E | 9 | 13 | A | 7 | 9 | A | 7 | 77 | A | 7 | 1004 | E | 9 | 290 | A | 7 | 2.6 | A | 7 | 16100 | A | 7 | 77777 | A | 7 | 2.4 | E | 8 | 0.122 | F | 8 | 0.13 | F | 8 | -9900 | -9900 | ? | 0
2002-06-16 | 24:00 | 0 | 0 | 0 | 2 | 0 | 0 | 2 | 0 | 0 | 2 | 0 | 0 | 2 | 0 | 0 | 2 | 0 | 0 | 2 | 0 | 0 | 2 | 0 | 8 | E | 9 | 8 | E | 9 | 13 | A | 7 | 9 | A | 7 | 77 | A | 7 | 1004 | E | 9 | 280 | A | 7 | 2.1 | A | 7 | 16100 | A | 7 | 77777 | A | 7 | 2.5 | E | 8 | 0.122 | F | 8 | 0.13 | F | 8 | -9900 | -9900 | ? | 0
2002-06-17 | 1:00 | 0 | 0 | 0 | 2 | 0 | 0 | 2 | 0 | 0 | 2 | 0 | 0 | 2 | 0 | 0 | 2 | 0 | 0 | 2 | 0 | 0 | 2 | 0 | 10 | E | 9 | 5 | E | 9 | 11 | A | 7 | 9 | A | 7 | 87 | A | 7 | 1004 | E | 9 | 0 | A | 7 | 0 | A | 7 | 16100 | A | 7 | 77777 | A | 7 | 2.5 | E | 8 | 0.122 | F | 8 | 0.13 | F | 8 | -9900 | -9900 | ? | 0
2002-06-17 | 2:00 | 0 | 0 | 0 | 2 | 0 | 0 | 2 | 0 | 0 | 2 | 0 | 0 | 2 | 0 | 0 | 2 | 0 | 0 | 2 | 0 | 0 | 2 | 0 | 9 | E | 9 | 7 | E | 9 | 12 | A | 7 | 9 | A | 7 | 82 | A | 7 | 1004 | E | 9 | 270 | A | 7 | 1.5 | A | 7 | 16100 | A | 7 | 77777 | A | 7 | 2.6 | E | 8 | 0.122 | F | 8 | 0.13 | F | 8 | -9900 | -9900 | ? | 0
2002-06-17 | 3:00 | 0 | 0 | 0 | 2 | 0 | 0 | 2 | 0 | 0 | 2 | 0 | 0 | 2 | 0 | 0 | 2 | 0 | 0 | 2 | 0 | 0 | 2 | 0 | 9 | E | 9 | 7 | E | 9 | 12 | A | 7 | 9 | A | 7 | 82 | A | 7 | 1004 | E | 9 | 170 | A | 7 | 1.5 | A | 7 | 16100 | A | 7 | 77777 | A | 7 | 2.6 | E | 8 | 0.122 | F | 8 | 0.13 | F | 8 | -9900 | -9900 | ? | 0
2002-06-17 | 4:00 | 0 | 0 | 0 | 2 | 0 | 0 | 2 | 0 | 0 | 2 | 0 | 0 | 2 | 0 | 0 | 2 | 0 | 0 | 2 | 0 | 0 | 2 | 0 | 10 | E | 9 | 10 | E | 9 | 12 | A | 7 | 9 | A | 7 | 82 | A | 7 | 1004 | E | 9 | 0 | A | 7 | 0 | A | 7 | 16100 | A | 7 | 2700 | A | 7 | 2.7 | E | 8 | 0.122 | F | 8 | 0.13 | F | 8 | -9900 | -9900 | ? | 0
2002-06-17 | 5:00 | 24 | 673 | 0 | 2 | 8 | 0 | 2 | 15 | 0 | 2 | 8 | 0 | 2 | 8 | 0 | 2 | 15 | 0 | 2 | 8 | 0 | 2 | 19 | 10 | E | 9 | 10 | E | 9 | 12 | A | 7 | 9 | A | 7 | 82 | A | 7 | 1004 | E | 9 | 170 | A | 7 | 2.1 | A | 7 | 16100 | A | 7 | 2400 | A | 7 | 2.7 | E | 8 | 0.122 | F | 8 | 0.13 | F | 8 | -9900 | -9900 | ? | 0
2002-06-17 | 6:00 | 206 | 1323 | 25 | 2 | 8 | 0 | 2 | 15 | 25 | 2 | 8 | 3000 | 2 | 8 | 0 | 2 | 15 | 3000 | 2 | 8 | 980 | 2 | 19 | 10 | E | 9 | 10 | E | 9 | 13 | A | 7 | 9 | A | 7 | 77 | A | 7 | 1004 | E | 9 | 190 | A | 7 | 2.1 | A | 7 | 16100 | A | 7 | 2400 | A | 7 | 2.8 | E | 8 | 0.122 | F | 8 | 0.13 | F | 8 | -9900 | -9900 | ? | 0
2002-06-17 | 7:00 | 429 | 1323 | 61 | 2 | 8 | 0 | 2 | 15 | 61 | 2 | 8 | 7200 | 2 | 8 | 0 | 2 | 15 | 7200 | 2 | 8 | 2600 | 2 | 19 | 10 | E | 9 | 10 | E | 9 | 14 | A | 7 | 9 | A | 7 | 72 | A | 7 | 1004 | E | 9 | 150 | A | 7 | 2.6 | A | 7 | 16100 | A | 7 | 1800 | A | 7 | 2.8 | E | 8 | 0.122 | F | 8 | 0.13 | F | 8 | -9900 | -9900 | ? | 0
2002-06-17 | 8:00 | 650 | 1323 | 163 | 2 | 8 | 6 | 2 | 15 | 161 | 2 | 8 | 18900 | 2 | 8 | 500 | 2 | 15 | 18700 | 2 | 8 | 6740 | 2 | 19 | 10 | E | 9 | 10 | E | 9 | 15 | A | 7 | 10 | A | 7 | 72 | A | 7 | 1004 | E | 9 | 190 | A | 7 | 2.6 | A | 7 | 16100 | A | 7 | 1320 | A | 7 | 2.9 | E | 8 | 0.122 | F | 8 | 0.13 | F | 8 | -9900 | -9900 | ? | 0
2002-06-17 | 9:00 | 851 | 1323 | 180 | 2 | 8 | 0 | 2 | 15 | 180 | 2 | 8 | 21300 | 2 | 8 | 0 | 2 | 15 | 21300 | 2 | 8 | 8390 | 2 | 19 | 10 | E | 9 | 10 | E | 9 | 16 | A | 7 | 10 | A | 7 | 68 | A | 7 | 1004 | E | 9 | 170 | A | 7 | 5.1 | A | 7 | 16100 | A | 7 | 1500 | A | 7 | 2.9 | E | 8 | 0.122 | F | 8 | 0.13 | F | 8 | -9900 | -9900 | ? | 0
2002-06-17 | 10:00 | 1020 | 1323 | 189 | 2 | 8 | 0 | 2 | 15 | 189 | 2 | 8 | 22900 | 2 | 8 | 0 | 2 | 15 | 22900 | 2 | 8 | 9380 | 2 | 19 | 10 | E | 9 | 10 | E | 9 | 17 | A | 7 | 9 | A | 7 | 59 | A | 7 | 1004 | E | 9 | 200 | A | 7 | 5.7 | A | 7 | 16100 | A | 7 | 1020 | A | 7 | 2.9 | E | 8 | 0.122 | F | 8 | 0.13 | F | 8 | -9900 | -9900 | ? | 0
2002-06-17 | 11:00 | 1145 | 1323 | 184 | 2 | 8 | 0 | 2 | 15 | 184 | 2 | 8 | 22800 | 2 | 8 | 0 | 2 | 15 | 22800 | 2 | 8 | 9380 | 2 | 19 | 10 | E | 9 | 10 | E | 9 | 16 | A | 7 | 11 | A | 7 | 72 | A | 7 | 1004 | E | 9 | 190 | A | 7 | 5.1 | A | 7 | 16100 | A | 7 | 960 | A | 7 | 3 | E | 8 | 0.122 | F | 8 | 0.13 | F | 8 | -9900 | -9900 | ? | 0
2002-06-17 | 12:00 | 1216 | 1323 | 278 | 2 | 8 | 6 | 2 | 15 | 273 | 2 | 8 | 33800 | 2 | 8 | 500 | 2 | 15 | 33300 | 2 | 8 | 13150 | 2 | 19 | 10 | E | 9 | 10 | E | 9 | 16 | A | 7 | 12 | A | 7 | 77 | A | 7 | 1004 | E | 9 | 180 | A | 7 | 6.2 | A | 7 | 9700 | A | 7 | 630 | A | 7 | 3.1 | E | 8 | 0.122 | F | 8 | 0.13 | F | 8 | -9900 | -9900 | ? | 0
2002-06-17 | 13:00 | 1230 | 1323 | 256 | 2 | 8 | 6 | 2 | 15 | 250 | 2 | 8 | 31200 | 2 | 8 | 500 | 2 | 15 | 30800 | 2 | 8 | 12270 | 2 | 19 | 10 | E | 9 | 10 | E | 9 | 16 | A | 7 | 13 | A | 7 | 82 | A | 7 | 1004 | E | 9 | 180 | A | 7 | 5.1 | A | 7 | 16100 | A | 7 | 1050 | A | 7 | 3.1 | E | 8 | 0.122 | F | 8 | 0.13 | F | 8 | -9900 | -9900 | ? | 0
2002-06-17 | 14:00 | 1185 | 1323 | 232 | 2 | 8 | 0 | 2 | 15 | 232 | 2 | 8 | 28400 | 2 | 8 | 0 | 2 | 15 | 28400 | 2 | 8 | 11470 | 2 | 19 | 10 | E | 9 | 10 | E | 9 | 17 | A | 7 | 13 | A | 7 | 77 | A | 7 | 1004 | E | 9 | 180 | A | 7 | 5.7 | A | 7 | 11300 | A | 7 | 1050 | A | 7 | 3.1 | E | 8 | 0.122 | F | 8 | 0.13 | F | 8 | 0 | 1 | A | 7
2002-06-17 | 15:00 | 1085 | 1323 | 208 | 2 | 8 | 0 | 2 | 15 | 208 | 2 | 8 | 25300 | 2 | 8 | 0 | 2 | 15 | 25300 | 2 | 8 | 10320 | 2 | 19 | 10 | E | 9 | 10 | E | 9 | 17 | A | 7 | 14 | A | 7 | 82 | A | 7 | 1004 | E | 9 | 180 | A | 7 | 5.1 | A | 7 | 12900 | A | 7 | 330 | A | 7 | 3.1 | E | 8 | 0.122 | F | 8 | 0.13 | F | 8 | 0 | 1 | A | 7
2002-06-17 | 16:00 | 936 | 1323 | 156 | 2 | 8 | 0 | 2 | 15 | 156 | 2 | 8 | 19000 | 2 | 8 | 0 | 2 | 15 | 19000 | 2 | 8 | 7750 | 2 | 19 | 10 | E | 9 | 10 | E | 9 | 17 | A | 7 | 14 | A | 7 | 82 | A | 7 | 1004 | E | 9 | 170 | A | 7 | 4.1 | A | 7 | 16100 | A | 7 | 750 | A | 7 | 3.1 | E | 8 | 0.122 | F | 8 | 0.13 | F | 8 | 1 | 1 | A | 7
2002-06-17 | 17:00 | 748 | 1323 | 219 | 2 | 8 | 6 | 2 | 15 | 215 | 2 | 8 | 25100 | 2 | 8 | 500 | 2 | 15 | 24800 | 2 | 8 | 8970 | 2 | 19 | 10 | E | 9 | 9 | E | 9 | 17 | A | 7 | 14 | A | 7 | 82 | A | 7 | 1004 | E | 9 | 190 | A | 7 | 5.1 | A | 7 | 4800 | A | 7 | 210 | A | 7 | 3.1 | E | 8 | 0.122 | F | 8 | 0.13 | F | 8 | 0 | 1 | A | 7
2002-06-17 | 18:00 | 534 | 1323 | 75 | 2 | 8 | 0 | 2 | 15 | 75 | 2 | 8 | 9000 | 2 | 8 | 0 | 2 | 15 | 9000 | 2 | 8 | 3340 | 2 | 19 | 10 | E | 9 | 10 | E | 9 | 17 | A | 7 | 14 | A | 7 | 82 | A | 7 | 1004 | E | 9 | 170 | A | 7 | 3.6 | A | 7 | 16100 | A | 7 | 540 | A | 7 | 3.1 | E | 8 | 0.122 | F | 8 | 0.13 | F | 8 | -9900 | -9900 | ? | 0
2002-06-17 | 19:00 | 310 | 1323 | 120 | 2 | 8 | 54 | 2 | 15 | 107 | 2 | 8 | 13100 | 2 | 8 | 4600 | 2 | 15 | 12000 | 2 | 8 | 2580 | 2 | 19 | 10 | E | 9 | 10 | E | 9 | 17 | A | 7 | 13 | A | 7 | 77 | A | 7 | 1004 | E | 9 | 200 | A | 7 | 3.6 | A | 7 | 16100 | A | 7 | 750 | A | 7 | 3.1 | E | 8 | 0.122 | F | 8 | 0.13 | F | 8 | 0 | 3 | A | 7
2002-06-17 | 20:00 | 93 | 1290 | 17 | 2 | 8 | 25 | 2 | 15 | 15 | 2 | 8 | 1900 | 2 | 8 | 1200 | 2 | 15 | 1800 | 2 | 8 | 310 | 2 | 19 | 10 | E | 9 | 10 | E | 9 | 17 | A | 7 | 13 | A | 7 | 77 | A | 7 | 1004 | E | 9 | 210 | A | 7 | 3.1 | A | 7 | 16100 | A | 7 | 750 | A | 7 | 2.9 | E | 8 | 0.122 | F | 8 | 0.13 | F | 8 | -9900 | -9900 | ? | 0
2002-06-17 | 21:00 | 0 | 0 | 0 | 2 | 0 | 0 | 2 | 0 | 0 | 2 | 0 | 0 | 2 | 0 | 0 | 2 | 0 | 0 | 2 | 0 | 0 | 2 | 0 | 10 | E | 9 | 10 | E | 9 | 16 | A | 7 | 13 | A | 7 | 82 | A | 7 | 1004 | E | 9 | 190 | A | 7 | 2.6 | A | 7 | 16100 | A | 7 | 660 | A | 7 | 2.8 | E | 8 | 0.122 | F | 8 | 0.13 | F | 8 | -9900 | -9900 | ? | 0
2002-06-17 | 22:00 | 0 | 0 | 0 | 2 | 0 | 0 | 2 | 0 | 0 | 2 | 0 | 0 | 2 | 0 | 0 | 2 | 0 | 0 | 2 | 0 | 0 | 2 | 0 | 10 | E | 9 | 10 | E | 9 | 16 | A | 7 | 12 | A | 7 | 77 | A | 7 | 1004 | E | 9 | 210 | A | 7 | 3.1 | A | 7 | 16100 | A | 7 | 1320 | A | 7 | 2.7 | E | 8 | 0.122 | F | 8 | 0.13 | F | 8 | 0 | 6 | A | 7
2002-06-17 | 23:00 | 0 | 0 | 0 | 2 | 0 | 0 | 2 | 0 | 0 | 2 | 0 | 0 | 2 | 0 | 0 | 2 | 0 | 0 | 2 | 0 | 0 | 2 | 0 | 10 | E | 9 | 10 | E | 9 | 15 | A | 7 | 12 | A | 7 | 82 | A | 7 | 1004 | E | 9 | 280 | A | 7 | 2.1 | A | 7 | 16100 | A | 7 | 420 | A | 7 | 2.6 | E | 8 | 0.122 | F | 8 | 0.13 | F | 8 | -9900 | -9900 | ? | 0
2002-06-17 | 24:00 | 0 | 0 | 0 | 2 | 0 | 0 | 2 | 0 | 0 | 2 | 0 | 0 | 2 | 0 | 0 | 2 | 0 | 0 | 2 | 0 | 0 | 2 | 0 | 10 | B | 8 | 10 | B | 8 | 15 | B | 8 | 11.6 | B | 8 | 80 | A | 7 | 1004 | E | 9 | 130 | B | 8 | 0.6 | B | 8 | -9900 | ? | 0 | 10743 | B | 8 | 2.4 | E | 8 | 0.122 | F | 8 | 0.13 | F | 8 | -9900 | -9900 | ? | 0
2002-06-18 | 1:00 | 0 | 0 | 0 | 2 | 0 | 0 | 2 | 0 | 0 | 2 | 0 | 0 | 2 | 0 | 0 | 2 | 0 | 0 | 2 | 0 | 0 | 2 | 0 | 9 | B | 8 | 7 | B | 8 | 12.5 | B | 8 | 10.8 | B | 8 | 89 | A | 7 | 1004 | E | 9 | 160 | B | 8 | 0.5 | B | 8 | -9900 | ? | 0 | 10816 | B | 8 | 2.3 | E | 8 | 0.121 | F | 8 | 0.13 | F | 8 | -9900 | -9900 | ? | 0
2002-06-18 | 2:00 | 0 | 0 | 0 | 2 | 0 | 0 | 2 | 0 | 0 | 2 | 0 | 0 | 2 | 0 | 0 | 2 | 0 | 0 | 2 | 0 | 0 | 2 | 0 | 9 | B | 8 | 8 | B | 8 | 13 | B | 8 | 10.4 | B | 8 | 84 | A | 7 | 1004 | E | 9 | 310 | B | 8 | 1.8 | B | 8 | -9900 | ? | 0 | 10889 | B | 8 | 1.9 | E | 8 | 0.121 | F | 8 | 0.13 | F | 8 | -9900 | -9900 | ? | 0
2002-06-18 | 3:00 | 0 | 0 | 0 | 2 | 0 | 0 | 2 | 0 | 0 | 2 | 0 | 0 | 2 | 0 | 0 | 2 | 0 | 0 | 2 | 0 | 0 | 2 | 0 | 9 | B | 8 | 8 | B | 8 | 12.5 | B | 8 | 10.1 | B | 8 | 85 | A | 7 | 1004 | E | 9 | 130 | B | 8 | 1 | B | 8 | -9900 | ? | 0 | 10961 | B | 8 | 1.6 | E | 8 | 0.121 | F | 8 | 0.13 | F | 8 | -9900 | -9900 | ? | 0
2002-06-18 | 4:00 | 0 | 0 | 0 | 2 | 0 | 0 | 2 | 0 | 0 | 2 | 0 | 0 | 2 | 0 | 0 | 2 | 0 | 0 | 2 | 0 | 0 | 2 | 0 | 9 | B | 8 | 9 | B | 8 | 12.5 | B | 8 | 9.2 | B | 8 | 80 | A | 7 | 1004 | E | 9 | 220 | B | 8 | 1.8 | B | 8 | -9900 | ? | 0 | 1384 | B | 8 | 1.3 | E | 8 | 0.121 | F | 8 | 0.13 | F | 8 | -9900 | -9900 | ? | 0
2002-06-18 | 5:00 | 24 | 673 | 0 | 2 | 8 | 0 | 2 | 15 | 0 | 2 | 8 | 0 | 2 | 8 | 0 | 2 | 15 | 0 | 2 | 8 | 0 | 2 | 19 | 9 | B | 8 | 9 | B | 8 | 12.5 | B | 8 | 8.9 | B | 8 | 79 | A | 7 | 1004 | E | 9 | 160 | B | 8 | 1.8 | B | 8 | -9900 | ? | 0 | 1307 | B | 8 | 1.3 | E | 8 | 0.121 | F | 8 | 0.13 | F | 8 | -9900 | -9900 | ? | 0
2002-06-18 | 6:00 | 205 | 1323 | 40 | 2 | 8 | 0 | 2 | 15 | 40 | 2 | 8 | 4600 | 2 | 8 | 0 | 2 | 15 | 4600 | 2 | 8 | 1450 | 2 | 19 | 10 | E | 9 | 10 | E | 9 | 13 | A | 7 | 9 | A | 7 | 77 | A | 7 | 1004 | E | 9 | 190 | A | 7 | 2.1 | A | 7 | 16100 | A | 7 | 1380 | A | 7 | 1.3 | E | 8 | 0.121 | F | 8 | 0.13 | F | 8 | -9900 | -9900 | ? | 0
2002-06-18 | 7:00 | 429 | 1323 | 87 | 2 | 8 | 0 | 2 | 15 | 87 | 2 | 8 | 10000 | 2 | 8 | 0 | 2 | 15 | 10000 | 2 | 8 | 3470 | 2 | 19 | 10 | E | 9 | 10 | E | 9 | 13 | A | 7 | 9 | A | 7 | 77 | A | 7 | 1004 | E | 9 | 210 | A | 7 | 3.1 | A | 7 | 16100 | A | 7 | 1500 | A | 7 | 1.4 | E | 8 | 0.121 | F | 8 | 0.13 | F | 8 | -9900 | -9900 | ? | 0
2002-06-18 | 8:00 | 649 | 1323 | 119 | 2 | 8 | 0 | 2 | 15 | 119 | 2 | 8 | 14100 | 2 | 8 | 0 | 2 | 15 | 14100 | 2 | 8 | 5320 | 2 | 19 | 10 | E | 9 | 10 | E | 9 | 14 | A | 7 | 9 | A | 7 | 72 | A | 7 | 1004 | E | 9 | 210 | A | 7 | 3.1 | A | 7 | 16100 | A | 7 | 1110 | A | 7 | 1.4 | E | 8 | 0.121 | F | 8 | 0.13 | F | 8 | -9900 | -9900 | ? | 0
2002-06-18 | 9:00 | 851 | 1323 | 164 | 2 | 8 | 0 | 2 | 15 | 164 | 2 | 8 | 19600 | 2 | 8 | 0 | 2 | 15 | 19600 | 2 | 8 | 7780 | 2 | 19 | 8 | E | 9 | 8 | E | 9 | 15 | A | 7 | 10 | A | 7 | 72 | A | 7 | 1004 | E | 9 | 210 | A | 7 | 4.6 | A | 7 | 16100 | A | 7 | 1320 | A | 7 | 1.5 | E | 8 | 0.121 | F | 8 | 0.13 | F | 8 | -9900 | -9900 | ? | 0
2002-06-18 | 10:00 | 1020 | 1323 | 311 | 2 | 8 | 18 | 2 | 15 | 297 | 2 | 8 | 36400 | 2 | 8 | 1600 | 2 | 15 | 35200 | 2 | 8 | 13350 | 2 | 19 | 8 | B | 8 | 8 | B | 8 | 16.1 | B | 8 | 9.1 | B | 8 | 63 | A | 7 | 1004 | E | 9 | 230 | B | 8 | 4.9 | B | 8 | -9900 | ? | 0 | 1112 | B | 8 | 1.6 | E | 8 | 0.121 | F | 8 | 0.13 | F | 8 | -9900 | -9900 | ? | 0
2002-06-18 | 11:00 | 1144 | 1323 | 373 | 2 | 8 | 24 | 2 | 15 | 353 | 2 | 8 | 44000 | 2 | 8 | 2200 | 2 | 15 | 42100 | 2 | 8 | 15690 | 2 | 19 | 8 | B | 8 | 8 | B | 8 | 16.1 | B | 8 | 9.5 | B | 8 | 65 | A | 7 | 1004 | E | 9 | 230 | B | 8 | 4.7 | B | 8 | -9900 | ? | 0 | 1114 | B | 8 | 1.6 | E | 8 | 0.121 | F | 8 | 0.13 | F | 8 | -9900 | -9900 | ? | 0
2002-06-18 | 12:00 | 1216 | 1323 | 325 | 2 | 8 | 24 | 2 | 15 | 303 | 2 | 8 | 36000 | 2 | 8 | 2400 | 2 | 15 | 33800 | 2 | 8 | 15950 | 2 | 19 | 9 | B | 8 | 9 | B | 8 | 16.7 | B | 8 | 9.5 | B | 8 | 62 | A | 7 | 1004 | E | 9 | 230 | B | 8 | 5.3 | B | 8 | -9900 | ? | 0 | 981 | B | 8 | 1.6 | E | 8 | 0.121 | F | 8 | 0.13 | F | 8 | -9900 | -9900 | ? | 0
2002-06-18 | 13:00 | 1230 | 1323 | 493 | 2 | 8 | 84 | 2 | 15 | 415 | 2 | 8 | 54500 | 2 | 8 | 8600 | 2 | 15 | 46500 | 2 | 8 | 21810 | 2 | 19 | 9 | B | 8 | 9 | B | 8 | 17.6 | B | 8 | 9.7 | B | 8 | 60 | A | 7 | 1004 | E | 9 | 240 | B | 8 | 4.8 | B | 8 | -9900 | ? | 0 | 1224 | B | 8 | 1.7 | E | 8 | 0.121 | F | 8 | 0.13 | F | 8 | -9900 | -9900 | ? | 0
2002-06-18 | 14:00 | 1186 | 1323 | 615 | 2 | 8 | 212 | 2 | 15 | 425 | 2 | 8 | 67700 | 2 | 8 | 22600 | 2 | 15 | 47400 | 2 | 8 | 19960 | 2 | 19 | 9 | B | 8 | 9 | B | 8 | 18.1 | B | 8 | 9.3 | B | 8 | 56 | A | 7 | 1004 | E | 9 | 240 | B | 8 | 3.8 | B | 8 | -9900 | ? | 0 | 1256 | B | 8 | 1.6 | E | 8 | 0.121 | F | 8 | 0.13 | F | 8 | -9900 | -9900 | ? | 0
2002-06-18 | 15:00 | 1085 | 1323 | 669 | 2 | 8 | 395 | 2 | 15 | 344 | 2 | 8 | 73200 | 2 | 8 | 42900 | 2 | 15 | 37900 | 2 | 8 | 12770 | 2 | 19 | 10 | B | 8 | 10 | B | 8 | 18.6 | B | 8 | 9.4 | B | 8 | 55 | A | 7 | 1004 | E | 9 | 250 | B | 8 | 3.8 | B | 8 | -9900 | ? | 0 | 928 | B | 8 | 1.5 | E | 8 | 0.121 | F | 8 | 0.13 | F | 8 | -9900 | -9900 | ? | 0
2002-06-18 | 16:00 | 936 | 1323 | 687 | 2 | 8 | 707 | 2 | 15 | 186 | 2 | 8 | 72300 | 2 | 8 | 71500 | 2 | 15 | 21600 | 2 | 8 | 5230 | 2 | 19 | 10 | E | 9 | 10 | E | 9 | 19 | A | 7 | 9 | A | 7 | 52 | A | 7 | 1004 | E | 9 | 250 | A | 7 | 3.6 | A | 7 | 16100 | A | 7 | 1170 | A | 7 | 1.5 | E | 8 | 0.121 | F | 8 | 0.13 | F | 8 | -9900 | -9900 | ? | 0
2002-06-18 | 17:00 | 749 | 1323 | 503 | 2 | 8 | 602 | 2 | 15 | 162 | 2 | 8 | 52200 | 2 | 8 | 59600 | 2 | 15 | 18400 | 2 | 8 | 3570 | 2 | 19 | 8 | E | 9 | 8 | E | 9 | 19 | A | 7 | 9 | A | 7 | 52 | A | 7 | 1004 | E | 9 | 310 | A | 7 | 4.1 | A | 7 | 16100 | A | 7 | 1080 | A | 7 | 1.4 | E | 8 | 0.121 | F | 8 | 0.13 | F | 8 | -9900 | -9900 | ? | 0
2002-06-18 | 18:00 | 535 | 1323 | 365 | 2 | 8 | 637 | 2 | 15 | 107 | 2 | 8 | 37700 | 2 | 8 | 60200 | 2 | 15 | 13300 | 2 | 8 | 2070 | 2 | 19 | 4 | E | 9 | 4 | E | 9 | 19 | A | 7 | 8 | A | 7 | 49 | A | 7 | 1004 | E | 9 | 330 | A | 7 | 4.1 | A | 7 | 16100 | A | 7 | 77777 | A | 7 | 1.4 | E | 8 | 0.121 | F | 8 | 0.13 | F | 8 | -9900 | -9900 | ? | 0
2002-06-18 | 19:00 | 311 | 1323 | 191 | 2 | 8 | 421 | 2 | 15 | 92 | 2 | 8 | 19500 | 2 | 8 | 33800 | 2 | 15 | 11600 | 2 | 8 | 1730 | 2 | 19 | 0 | E | 9 | 0 | E | 9 | 18 | A | 7 | 9 | A | 7 | 56 | A | 7 | 1004 | E | 9 | 300 | A | 7 | 4.1 | A | 7 | 16100 | A | 7 | 77777 | A | 7 | 1.4 | E | 8 | 0.121 | F | 8 | 0.13 | F | 8 | -9900 | -9900 | ? | 0
2002-06-18 | 20:00 | 94 | 1290 | 27 | 2 | 8 | 199 | 2 | 15 | 13 | 2 | 8 | 3000 | 2 | 8 | 10200 | 2 | 15 | 2200 | 2 | 8 | 250 | 2 | 19 | 0 | E | 9 | 0 | E | 9 | 15 | A | 7 | 8 | A | 7 | 63 | A | 7 | 1004 | E | 9 | 310 | A | 7 | 4.1 | A | 7 | 16100 | A | 7 | 77777 | A | 7 | 1.4 | E | 8 | 0.121 | F | 8 | 0.13 | F | 8 | -9900 | -9900 | ? | 0
2002-06-18 | 21:00 | 0 | 0 | 0 | 2 | 0 | 0 | 2 | 0 | 0 | 2 | 0 | 0 | 2 | 0 | 0 | 2 | 0 | 0 | 2 | 0 | 0 | 2 | 0 | 0 | E | 9 | 0 | E | 9 | 13 | A | 7 | 8 | A | 7 | 72 | A | 7 | 1004 | E | 9 | 310 | A | 7 | 2.6 | A | 7 | 16100 | A | 7 | 77777 | A | 7 | 1.4 | E | 8 | 0.121 | F | 8 | 0.13 | F | 8 | -9900 | -9900 | ? | 0
2002-06-18 | 22:00 | 0 | 0 | 0 | 2 | 0 | 0 | 2 | 0 | 0 | 2 | 0 | 0 | 2 | 0 | 0 | 2 | 0 | 0 | 2 | 0 | 0 | 2 | 0 | 3 | E | 9 | 3 | E | 9 | 12 | A | 7 | 8 | A | 7 | 76 | A | 7 | 1004 | E | 9 | 320 | A | 7 | 2.6 | A | 7 | 16100 | A | 7 | 77777 | A | 7 | 1.3 | E | 8 | 0.121 | F | 8 | 0.13 | F | 8 | -9900 | -9900 | ? | 0
2002-06-18 | 23:00 | 0 | 0 | 0 | 2 | 0 | 0 | 2 | 0 | 0 | 2 | 0 | 0 | 2 | 0 | 0 | 2 | 0 | 0 | 2 | 0 | 0 | 2 | 0 | 8 | E | 9 | 8 | E | 9 | 12 | A | 7 | 8 | A | 7 | 76 | A | 7 | 1004 | E | 9 | 320 | A | 7 | 3.1 | A | 7 | 16100 | A | 7 | 1500 | A | 7 | 1.3 | E | 8 | 0.121 | F | 8 | 0.13 | F | 8 | -9900 | -9900 | ? | 0
2002-06-18 | 24:00 | 0 | 0 | 0 | 2 | 0 | 0 | 2 | 0 | 0 | 2 | 0 | 0 | 2 | 0 | 0 | 2 | 0 | 0 | 2 | 0 | 0 | 2 | 0 | 4 | E | 9 | 4 | E | 9 | 12 | A | 7 | 8 | A | 7 | 76 | A | 7 | 1004 | E | 9 | 0 | A | 7 | 0 | A | 7 | 16100 | A | 7 | 77777 | A | 7 | 1.3 | E | 8 | 0.121 | F | 8 | 0.13 | F | 8 | -9900 | -9900 | ? | 0
2002-06-19 | 1:00 | 0 | 0 | 0 | 2 | 0 | 0 | 2 | 0 | 0 | 2 | 0 | 0 | 2 | 0 | 0 | 2 | 0 | 0 | 2 | 0 | 0 | 2 | 0 | 0 | E | 9 | 0 | E | 9 | 9 | A | 7 | 7 | A | 7 | 87 | A | 7 | 1004 | E | 9 | 310 | A | 7 | 1.5 | A | 7 | 16100 | A | 7 | 77777 | A | 7 | 1.3 | E | 8 | 0.121 | F | 8 | 0.13 | F | 8 | -9900 | -9900 | ? | 0
2002-06-19 | 2:00 | 0 | 0 | 0 | 2 | 0 | 0 | 2 | 0 | 0 | 2 | 0 | 0 | 2 | 0 | 0 | 2 | 0 | 0 | 2 | 0 | 0 | 2 | 0 | 0 | E | 9 | 0 | E | 9 | 9 | A | 7 | 7 | A | 7 | 87 | A | 7 | 1004 | E | 9 | 300 | A | 7 | 2.1 | A | 7 | 16100 | A | 7 | 77777 | A | 7 | 1.3 | E | 8 | 0.121 | F | 8 | 0.13 | F | 8 | -9900 | -9900 | ? | 0
2002-06-19 | 3:00 | 0 | 0 | 0 | 2 | 0 | 0 | 2 | 0 | 0 | 2 | 0 | 0 | 2 | 0 | 0 | 2 | 0 | 0 | 2 | 0 | 0 | 2 | 0 | 0 | E | 9 | 0 | E | 9 | 8 | A | 7 | 7 | A | 7 | 93 | A | 7 | 1004 | E | 9 | 0 | A | 7 | 0 | A | 7 | 16100 | A | 7 | 77777 | A | 7 | 1.3 | E | 8 | 0.121 | F | 8 | 0.13 | F | 8 | -9900 | -9900 | ? | 0
2002-06-19 | 4:00 | 0 | 0 | 0 | 2 | 0 | 0 | 2 | 0 | 0 | 2 | 0 | 0 | 2 | 0 | 0 | 2 | 0 | 0 | 2 | 0 | 0 | 2 | 0 | 0 | E | 9 | 0 | E | 9 | 8 | A | 7 | 6 | A | 7 | 87 | A | 7 | 1004 | E | 9 | 310 | A | 7 | 2.6 | A | 7 | 16100 | A | 7 | 77777 | A | 7 | 1.3 | E | 8 | 0.121 | F | 8 | 0.13 | F | 8 | -9900 | -9900 | ? | 0
2002-06-19 | 5:00 | 23 | 672 | 0 | 2 | 8 | 44 | 2 | 15 | 0 | 2 | 8 | 0 | 2 | 8 | 0 | 2 | 15 | 0 | 2 | 8 | 0 | 2 | 19 | 0 | E | 9 | 0 | E | 9 | 8 | A | 7 | 6 | A | 7 | 87 | A | 7 | 1004 | E | 9 | 0 | A | 7 | 0 | A | 7 | 16100 | A | 7 | 77777 | A | 7 | 1.3 | E | 8 | 0.121 | F | 8 | 0.13 | F | 8 | -9900 | -9900 | ? | 0
2002-06-19 | 6:00 | 205 | 1323 | 95 | 2 | 8 | 393 | 2 | 15 | 34 | 2 | 8 | 9800 | 2 | 8 | 27200 | 2 | 15 | 5600 | 2 | 8 | 630 | 2 | 19 | 2 | E | 9 | 2 | E | 9 | 8 | A | 7 | 7 | A | 7 | 93 | A | 7 | 1004 | E | 9 | 0 | A | 7 | 0 | A | 7 | 16100 | A | 7 | 77777 | A | 7 | 1.3 | E | 8 | 0.121 | F | 8 | 0.13 | F | 8 | -9900 | -9900 | ? | 0
2002-06-19 | 7:00 | 428 | 1323 | 248 | 2 | 8 | 538 | 2 | 15 | 74 | 2 | 8 | 25800 | 2 | 8 | 48600 | 2 | 15 | 10100 | 2 | 8 | 1410 | 2 | 19 | 0 | E | 9 | 0 | E | 9 | 13 | A | 7 | 8 | A | 7 | 72 | A | 7 | 1004 | E | 9 | 30 | A | 7 | 2.1 | A | 7 | 16100 | A | 7 | 77777 | A | 7 | 1.3 | E | 8 | 0.121 | F | 8 | 0.13 | F | 8 | -9900 | -9900 | ? | 0
2002-06-19 | 8:00 | 649 | 1323 | 406 | 2 | 8 | 575 | 2 | 15 | 124 | 2 | 8 | 42300 | 2 | 8 | 56300 | 2 | 15 | 14700 | 2 | 8 | 2580 | 2 | 19 | 0 | E | 9 | 0 | E | 9 | 16 | A | 7 | 8 | A | 7 | 59 | A | 7 | 1004 | E | 9 | 50 | A | 7 | 6.2 | A | 7 | 16100 | A | 7 | 77777 | A | 7 | 1.3 | E | 8 | 0.121 | F | 8 | 0.13 | F | 8 | -9900 | -9900 | ? | 0
2002-06-19 | 9:00 | 850 | 1323 | 557 | 2 | 8 | 592 | 2 | 15 | 176 | 2 | 8 | 58200 | 2 | 8 | 59400 | 2 | 15 | 20000 | 2 | 8 | 4360 | 2 | 19 | 0 | B | 8 | 0 | B | 8 | 17.4 | B | 8 | 7.6 | B | 8 | 53 | A | 7 | 1004 | E | 9 | 50 | B | 8 | 6.2 | B | 8 | -9900 | ? | 0 | 77777 | B | 8 | 1.3 | E | 8 | 0.121 | F | 8 | 0.13 | F | 8 | -9900 | -9900 | ? | 0
2002-06-19 | 10:00 | 1019 | 1323 | 721 | 2 | 8 | 675 | 2 | 15 | 200 | 2 | 8 | 76200 | 2 | 8 | 68600 | 2 | 15 | 23300 | 2 | 8 | 6540 | 2 | 19 | 0 | B | 8 | 0 | B | 8 | 18.6 | B | 8 | 7.5 | B | 8 | 48 | A | 7 | 1004 | E | 9 | 50 | B | 8 | 6.2 | B | 8 | -9900 | ? | 0 | 77777 | B | 8 | 1.3 | E | 8 | 0.121 | F | 8 | 0.13 | F | 8 | -9900 | -9900 | ? | 0
2002-06-19 | 11:00 | 1144 | 1323 | 844 | 2 | 8 | 769 | 2 | 15 | 178 | 2 | 8 | 88200 | 2 | 8 | 77200 | 2 | 15 | 21300 | 2 | 8 | 7330 | 2 | 19 | 0 | B | 8 | 0 | B | 8 | 19.8 | B | 8 | 7.2 | B | 8 | 44 | A | 7 | 1004 | E | 9 | 40 | B | 8 | 6.2 | B | 8 | -9900 | ? | 0 | 77777 | B | 8 | 1.3 | E | 8 | 0.121 | F | 8 | 0.13 | F | 8 | -9900 | -9900 | ? | 0
2002-06-19 | 12:00 | 1216 | 1323 | 917 | 2 | 8 | 808 | 2 | 15 | 173 | 2 | 8 | 97000 | 2 | 8 | 81600 | 2 | 15 | 21900 | 2 | 8 | 9620 | 2 | 19 | 0 | E | 9 | 0 | E | 9 | 21 | A | 7 | 7 | A | 7 | 40 | A | 7 | 1004 | E | 9 | 40 | A | 7 | 6.2 | A | 7 | 16100 | A | 7 | 77777 | A | 7 | 1.3 | E | 8 | 0.121 | F | 8 | 0.13 | F | 8 | -9900 | -9900 | ? | 0
2002-06-19 | 13:00 | 1230 | 1323 | 913 | 2 | 8 | 740 | 2 | 15 | 224 | 2 | 8 | 97900 | 2 | 8 | 75800 | 2 | 15 | 27300 | 2 | 8 | 14230 | 2 | 19 | 0 | E | 9 | 0 | E | 9 | 23 | A | 7 | 7 | A | 7 | 36 | A | 7 | 1004 | E | 9 | 30 | A | 7 | 6.2 | A | 7 | 16100 | A | 7 | 77777 | A | 7 | 1.4 | E | 8 | 0.121 | F | 8 | 0.13 | F | 8 | -9900 | -9900 | ? | 0
2002-06-19 | 14:00 | 1186 | 1323 | 903 | 2 | 8 | 828 | 2 | 15 | 160 | 2 | 8 | 96000 | 2 | 8 | 83800 | 2 | 15 | 20800 | 2 | 8 | 7900 | 2 | 19 | 0 | E | 9 | 0 | E | 9 | 23 | A | 7 | 7 | A | 7 | 36 | A | 7 | 1004 | E | 9 | 20 | A | 7 | 3.6 | A | 7 | 16100 | A | 7 | 77777 | A | 7 | 1.3 | E | 8 | 0.121 | F | 8 | 0.13 | F | 8 | -9900 | -9900 | ? | 0
2002-06-19 | 15:00 | 1086 | 1323 | 805 | 2 | 8 | 779 | 2 | 15 | 165 | 2 | 8 | 84200 | 2 | 8 | 78200 | 2 | 15 | 19900 | 2 | 8 | 5760 | 2 | 19 | 0 | B | 8 | 0 | B | 8 | 24.1 | B | 8 | 7.1 | B | 8 | 34 | A | 7 | 1004 | E | 9 | 20 | B | 8 | 4.1 | B | 8 | -9900 | ? | 0 | 77777 | B | 8 | 1.2 | E | 8 | 0.121 | F | 8 | 0.13 | F | 8 | -9900 | -9900 | ? | 0
2002-06-19 | 16:00 | 937 | 1323 | 680 | 2 | 8 | 750 | 2 | 15 | 148 | 2 | 8 | 72700 | 2 | 8 | 76700 | 2 | 15 | 18300 | 2 | 8 | 4280 | 2 | 19 | 0 | E | 9 | 0 | E | 9 | 25 | A | 7 | 7 | A | 7 | 32 | A | 7 | 1004 | E | 9 | 20 | A | 7 | 4.6 | A | 7 | 16100 | A | 7 | 77777 | A | 7 | 1.1 | E | 8 | 0.121 | F | 8 | 0.13 | F | 8 | -9900 | -9900 | ? | 0
2002-06-19 | 17:00 | 749 | 1323 | 517 | 2 | 8 | 677 | 2 | 15 | 133 | 2 | 8 | 54400 | 2 | 8 | 67700 | 2 | 15 | 16000 | 2 | 8 | 3030 | 2 | 19 | 0 | E | 9 | 0 | E | 9 | 24 | A | 7 | 8 | A | 7 | 36 | A | 7 | 1004 | E | 9 | 30 | A | 7 | 5.1 | A | 7 | 16100 | A | 7 | 77777 | A | 7 | 1.1 | E | 8 | 0.121 | F | 8 | 0.13 | F | 8 | -9900 | -9900 | ? | 0
2002-06-19 | 18:00 | 536 | 1323 | 348 | 2 | 8 | 551 | 2 | 15 | 125 | 2 | 8 | 36900 | 2 | 8 | 53100 | 2 | 15 | 15400 | 2 | 8 | 2440 | 2 | 19 | 0 | E | 9 | 0 | E | 9 | 24 | A | 7 | 8 | A | 7 | 36 | A | 7 | 1004 | E | 9 | 20 | A | 7 | 4.6 | A | 7 | 16100 | A | 7 | 77777 | A | 7 | 1.1 | E | 8 | 0.121 | F | 8 | 0.13 | F | 8 | -9900 | -9900 | ? | 0
2002-06-19 | 19:00 | 312 | 1323 | 190 | 2 | 8 | 413 | 2 | 15 | 93 | 2 | 8 | 19400 | 2 | 8 | 33200 | 2 | 15 | 11600 | 2 | 8 | 1750 | 2 | 19 | 0 | E | 9 | 0 | E | 9 | 23 | A | 7 | 9 | A | 7 | 41 | A | 7 | 1004 | E | 9 | 30 | A | 7 | 3.6 | A | 7 | 16100 | A | 7 | 77777 | A | 7 | 1.1 | E | 8 | 0.121 | F | 8 | 0.13 | F | 8 | -9900 | -9900 | ? | 0
2002-06-19 | 20:00 | 95 | 1312 | 27 | 2 | 8 | 196 | 2 | 15 | 13 | 2 | 8 | 3000 | 2 | 8 | 10100 | 2 | 15 | 2200 | 2 | 8 | 250 | 2 | 19 | 0 | E | 9 | 0 | E | 9 | 19 | A | 7 | 9 | A | 7 | 52 | A | 7 | 1004 | E | 9 | 10 | A | 7 | 2.6 | A | 7 | 16100 | A | 7 | 77777 | A | 7 | 1.1 | E | 8 | 0.121 | F | 8 | 0.13 | F | 8 | -9900 | -9900 | ? | 0
2002-06-19 | 21:00 | 0 | 0 | 0 | 2 | 0 | 0 | 2 | 0 | 0 | 2 | 0 | 0 | 2 | 0 | 0 | 2 | 0 | 0 | 2 | 0 | 0 | 2 | 0 | 0 | B | 8 | 0 | B | 8 | 16.9 | B | 8 | 9.3 | B | 8 | 61 | A | 7 | 1004 | E | 9 | 350 | B | 8 | 2.8 | B | 8 | -9900 | ? | 0 | 77777 | B | 8 | 1.1 | E | 8 | 0.121 | F | 8 | 0.13 | F | 8 | -9900 | -9900 | ? | 0
2002-06-19 | 22:00 | 0 | 0 | 0 | 2 | 0 | 0 | 2 | 0 | 0 | 2 | 0 | 0 | 2 | 0 | 0 | 2 | 0 | 0 | 2 | 0 | 0 | 2 | 0 | 0 | B | 8 | 0 | B | 8 | 15.4 | B | 8 | 9.7 | B | 8 | 69 | A | 7 | 1004 | E | 9 | 320 | B | 8 | 2.9 | B | 8 | -9900 | ? | 0 | 77777 | B | 8 | 1.1 | E | 8 | 0.121 | F | 8 | 0.13 | F | 8 | -9900 | -9900 | ? | 0
2002-06-19 | 23:00 | 0 | 0 | 0 | 2 | 0 | 0 | 2 | 0 | 0 | 2 | 0 | 0 | 2 | 0 | 0 | 2 | 0 | 0 | 2 | 0 | 0 | 2 | 0 | 0 | E | 9 | 0 | E | 9 | 14 | A | 7 | 10 | A | 7 | 77 | A | 7 | 1004 | E | 9 | 300 | A | 7 | 3.1 | A | 7 | 16100 | A | 7 | 77777 | A | 7 | 1.1 | E | 8 | 0.121 | F | 8 | 0.13 | F | 8 | -9900 | -9900 | ? | 0
2002-06-19 | 24:00 | 0 | 0 | 0 | 2 | 0 | 0 | 2 | 0 | 0 | 2 | 0 | 0 | 2 | 0 | 0 | 2 | 0 | 0 | 2 | 0 | 0 | 2 | 0 | 0 | E | 9 | 0 | E | 9 | 13 | A | 7 | 9 | A | 7 | 77 | A | 7 | 1004 | E | 9 | 310 | A | 7 | 3.1 | A | 7 | 16100 | A | 7 | 77777 | A | 7 | 1.1 | E | 8 | 0.121 | F | 8 | 0.13 | F | 8 | -9900 | -9900 | ? | 0
2002-06-20 | 1:00 | 0 | 0 | 0 | 2 | 0 | 0 | 2 | 0 | 0 | 2 | 0 | 0 | 2 | 0 | 0 | 2 | 0 | 0 | 2 | 0 | 0 | 2 | 0 | 0 | E | 9 | 0 | E | 9 | 12 | A | 7 | 9 | A | 7 | 82 | A | 7 | 1004 | E | 9 | 300 | A | 7 | 3.1 | A | 7 | 16100 | A | 7 | 77777 | A | 7 | 1.1 | E | 8 | 0.121 | F | 8 | 0.13 | F | 8 | -9900 | -9900 | ? | 0
2002-06-20 | 2:00 | 0 | 0 | 0 | 2 | 0 | 0 | 2 | 0 | 0 | 2 | 0 | 0 | 2 | 0 | 0 | 2 | 0 | 0 | 2 | 0 | 0 | 2 | 0 | 0 | E | 9 | 0 | E | 9 | 11 | A | 7 | 8 | A | 7 | 82 | A | 7 | 1004 | E | 9 | 300 | A | 7 | 3.1 | A | 7 | 16100 | A | 7 | 77777 | A | 7 | 1.1 | E | 8 | 0.121 | F | 8 | 0.13 | F | 8 | -9900 | -9900 | ? | 0
2002-06-20 | 3:00 | 0 | 0 | 0 | 2 | 0 | 0 | 2 | 0 | 0 | 2 | 0 | 0 | 2 | 0 | 0 | 2 | 0 | 0 | 2 | 0 | 0 | 2 | 0 | 4 | B | 8 | 4 | B | 8 | 10.9 | B | 8 | 8 | B | 8 | 82 | A | 7 | 1004 | E | 9 | 300 | B | 8 | 3.1 | B | 8 | -9900 | ? | 0 | 77777 | B | 8 | 1.2 | E | 8 | 0.121 | F | 8 | 0.13 | F | 8 | -9900 | -9900 | ? | 0
2002-06-20 | 4:00 | 0 | 0 | 0 | 2 | 0 | 0 | 2 | 0 | 0 | 2 | 0 | 0 | 2 | 0 | 0 | 2 | 0 | 0 | 2 | 0 | 0 | 2 | 0 | 8 | E | 9 | 8 | E | 9 | 11 | A | 7 | 8 | A | 7 | 82 | A | 7 | 1004 | E | 9 | 300 | A | 7 | 3.1 | A | 7 | 16100 | A | 7 | 77777 | A | 7 | 1.2 | E | 8 | 0.121 | F | 8 | 0.13 | F | 8 | -9900 | -9900 | ? | 0
2002-06-20 | 5:00 | 23 | 650 | 0 | 2 | 8 | 0 | 2 | 15 | 0 | 2 | 8 | 0 | 2 | 8 | 0 | 2 | 15 | 0 | 2 | 8 | 0 | 2 | 19 | 8 | E | 9 | 7 | E | 9 | 10 | A | 7 | 7 | A | 7 | 82 | A | 7 | 1004 | E | 9 | 0 | A | 7 | 0 | A | 7 | 16100 | A | 7 | 77777 | A | 7 | 1.2 | E | 8 | 0.121 | F | 8 | 0.13 | F | 8 | -9900 | -9900 | ? | 0
2002-06-20 | 6:00 | 204 | 1323 | 89 | 2 | 8 | 326 | 2 | 15 | 38 | 2 | 8 | 9000 | 2 | 8 | 22400 | 2 | 15 | 5600 | 2 | 8 | 690 | 2 | 19 | 7 | E | 9 | 6 | E | 9 | 12 | A | 7 | 9 | A | 7 | 82 | A | 7 | 1004 | E | 9 | 0 | A | 7 | 0 | A | 7 | 16100 | A | 7 | 77777 | A | 7 | 1.3 | E | 8 | 0.121 | F | 8 | 0.13 | F | 8 | -9900 | -9900 | ? | 0
2002-06-20 | 7:00 | 427 | 1323 | 252 | 2 | 8 | 577 | 2 | 15 | 66 | 2 | 8 | 26500 | 2 | 8 | 52400 | 2 | 15 | 9500 | 2 | 8 | 1280 | 2 | 19 | 2 | E | 9 | 2 | E | 9 | 15 | A | 7 | 9 | A | 7 | 67 | A | 7 | 1004 | E | 9 | 90 | A | 7 | 1.5 | A | 7 | 16100 | A | 7 | 77777 | A | 7 | 1.3 | E | 8 | 0.121 | F | 8 | 0.13 | F | 8 | -9900 | -9900 | ? | 0
2002-06-20 | 8:00 | 648 | 1323 | 431 | 2 | 8 | 701 | 2 | 15 | 87 | 2 | 8 | 44900 | 2 | 8 | 68500 | 2 | 15 | 11400 | 2 | 8 | 1830 | 2 | 19 | 0 | E | 9 | 0 | E | 9 | 18 | A | 7 | 10 | A | 7 | 59 | A | 7 | 1004 | E | 9 | 40 | A | 7 | 3.1 | A | 7 | 16100 | A | 7 | 77777 | A | 7 | 1.4 | E | 8 | 0.121 | F | 8 | 0.13 | F | 8 | -9900 | -9900 | ? | 0
2002-06-20 | 9:00 | 850 | 1323 | 599 | 2 | 8 | 726 | 2 | 15 | 132 | 2 | 8 | 63900 | 2 | 8 | 73800 | 2 | 15 | 16400 | 2 | 8 | 3390 | 2 | 19 | 0 | E | 9 | 0 | E | 9 | 19 | A | 7 | 11 | A | 7 | 60 | A | 7 | 1004 | E | 9 | 30 | A | 7 | 2.1 | A | 7 | 16100 | A | 7 | 77777 | A | 7 | 1.4 | E | 8 | 0.121 | F | 8 | 0.13 | F | 8 | -9900 | -9900 | ? | 0
2002-06-20 | 10:00 | 1019 | 1323 | 754 | 2 | 8 | 823 | 2 | 15 | 119 | 2 | 8 | 80900 | 2 | 8 | 83500 | 2 | 15 | 16500 | 2 | 8 | 3840 | 2 | 19 | 0 | E | 9 | 0 | E | 9 | 21 | A | 7 | 11 | A | 7 | 53 | A | 7 | 1004 | E | 9 | 0 | A | 7 | 0 | A | 7 | 16100 | A | 7 | 77777 | A | 7 | 1.5 | E | 8 | 0.121 | F | 8 | 0.13 | F | 8 | -9900 | -9900 | ? | 0
2002-06-20 | 11:00 | 1144 | 1323 | 855 | 2 | 8 | 804 | 2 | 15 | 159 | 2 | 8 | 90500 | 2 | 8 | 81200 | 2 | 15 | 20100 | 2 | 8 | 6720 | 2 | 19 | 0 | E | 9 | 0 | E | 9 | 22 | A | 7 | 12 | A | 7 | 53 | A | 7 | 1004 | E | 9 | 0 | A | 7 | 0 | A | 7 | 16100 | A | 7 | 77777 | A | 7 | 1.6 | E | 8 | 0.121 | F | 8 | 0.13 | F | 8 | -9900 | -9900 | ? | 0
2002-06-20 | 12:00 | 1216 | 1323 | 929 | 2 | 8 | 844 | 2 | 15 | 151 | 2 | 8 | 94900 | 2 | 8 | 84500 | 2 | 15 | 17100 | 2 | 8 | 6730 | 2 | 19 | 0 | E | 9 | 0 | E | 9 | 24 | A | 7 | 12 | A | 7 | 47 | A | 7 | 1004 | E | 9 | 50 | A | 7 | 2.6 | A | 7 | 16100 | A | 7 | 77777 | A | 7 | 1.6 | E | 8 | 0.121 | F | 8 | 0.13 | F | 8 | -9900 | -9900 | ? | 0
2002-06-20 | 13:00 | 1230 | 1323 | 943 | 2 | 8 | 848 | 2 | 15 | 153 | 2 | 8 | 96400 | 2 | 8 | 84900 | 2 | 15 | 17200 | 2 | 8 | 7330 | 2 | 19 | 0 | E | 9 | 0 | E | 9 | 26 | A | 7 | 12 | A | 7 | 42 | A | 7 | 1004 | E | 9 | 350 | A | 7 | 1.5 | A | 7 | 16100 | A | 7 | 77777 | A | 7 | 1.7 | E | 8 | 0.121 | F | 8 | 0.13 | F | 8 | -9900 | -9900 | ? | 0
2002-06-20 | 14:00 | 1186 | 1323 | 903 | 2 | 8 | 828 | 2 | 15 | 159 | 2 | 8 | 96000 | 2 | 8 | 83800 | 2 | 15 | 20700 | 2 | 8 | 7870 | 2 | 19 | 0 | E | 9 | 0 | E | 9 | 27 | A | 7 | 13 | A | 7 | 42 | A | 7 | 1004 | E | 9 | 310 | A | 7 | 5.1 | A | 7 | 16100 | A | 7 | 77777 | A | 7 | 1.8 | E | 8 | 0.121 | F | 8 | 0.13 | F | 8 | -9900 | -9900 | ? | 0
2002-06-20 | 15:00 | 1086 | 1323 | 786 | 2 | 8 | 718 | 2 | 15 | 195 | 2 | 8 | 83800 | 2 | 8 | 73400 | 2 | 15 | 23400 | 2 | 8 | 7500 | 2 | 19 | 0 | E | 9 | 0 | E | 9 | 28 | A | 7 | 14 | A | 7 | 42 | A | 7 | 1004 | E | 9 | 300 | A | 7 | 6.2 | A | 7 | 16100 | A | 7 | 77777 | A | 7 | 1.8 | E | 8 | 0.121 | F | 8 | 0.13 | F | 8 | -9900 | -9900 | ? | 0
2002-06-20 | 16:00 | 937 | 1323 | 666 | 2 | 8 | 701 | 2 | 15 | 169 | 2 | 8 | 70600 | 2 | 8 | 71300 | 2 | 15 | 20000 | 2 | 8 | 4820 | 2 | 19 | 0 | B | 8 | 0 | B | 8 | 26.8 | B | 8 | 13.3 | B | 8 | 43 | A | 7 | 1004 | E | 9 | 300 | B | 8 | 6.7 | B | 8 | -9900 | ? | 0 | 77777 | B | 8 | 1.8 | E | 8 | 0.121 | F | 8 | 0.13 | F | 8 | -9900 | -9900 | ? | 0
2002-06-20 | 17:00 | 750 | 1323 | 495 | 2 | 8 | 589 | 2 | 15 | 160 | 2 | 8 | 51300 | 2 | 8 | 58400 | 2 | 15 | 18200 | 2 | 8 | 3540 | 2 | 19 | 0 | B | 8 | 0 | B | 8 | 25.2 | B | 8 | 12.8 | B | 8 | 46 | A | 7 | 1004 | E | 9 | 310 | B | 8 | 7.2 | B | 8 | -9900 | ? | 0 | 77777 | B | 8 | 2 | E | 8 | 0.121 | F | 8 | 0.13 | F | 8 | -9900 | -9900 | ? | 0
2002-06-20 | 18:00 | 537 | 1323 | 340 | 2 | 8 | 518 | 2 | 15 | 129 | 2 | 8 | 35900 | 2 | 8 | 49900 | 2 | 15 | 15600 | 2 | 8 | 2520 | 2 | 19 | 0 | E | 9 | 0 | E | 9 | 23 | A | 7 | 12 | A | 7 | 50 | A | 7 | 1004 | E | 9 | 310 | A | 7 | 7.7 | A | 7 | 16100 | A | 7 | 77777 | A | 7 | 2.1 | E | 8 | 0.121 | F | 8 | 0.13 | F | 8 | -9900 | -9900 | ? | 0
2002-06-20 | 19:00 | 313 | 1323 | 190 | 2 | 8 | 389 | 2 | 15 | 98 | 2 | 8 | 19300 | 2 | 8 | 31200 | 2 | 15 | 11900 | 2 | 8 | 1860 | 2 | 19 | 0 | E | 9 | 0 | E | 9 | 20 | A | 7 | 11 | A | 7 | 56 | A | 7 | 1004 | E | 9 | 300 | A | 7 | 7.2 | A | 7 | 16100 | A | 7 | 77777 | A | 7 | 2.2 | E | 8 | 0.121 | F | 8 | 0.13 | F | 8 | -9900 | -9900 | ? | 0
2002-06-20 | 20:00 | 96 | 1312 | 27 | 2 | 8 | 186 | 2 | 15 | 14 | 2 | 8 | 3000 | 2 | 8 | 9500 | 2 | 15 | 2200 | 2 | 8 | 270 | 2 | 19 | 3 | E | 9 | 3 | E | 9 | 17 | A | 7 | 11 | A | 7 | 68 | A | 7 | 1004 | E | 9 | 310 | A | 7 | 8.2 | A | 7 | 16100 | A | 7 | 77777 | A | 7 | 2.2 | E | 8 | 0.121 | F | 8 | 0.13 | F | 8 | -9900 | -9900 | ? | 0
2002-06-20 | 21:00 | 0 | 0 | 0 | 2 | 0 | 0 | 2 | 0 | 0 | 2 | 0 | 0 | 2 | 0 | 0 | 2 | 0 | 0 | 2 | 0 | 0 | 2 | 0 | 0 | E | 9 | 0 | E | 9 | 16 | A | 7 | 11 | A | 7 | 72 | A | 7 | 1004 | E | 9 | 300 | A | 7 | 7.7 | A | 7 | 16100 | A | 7 | 77777 | A | 7 | 2.3 | E | 8 | 0.121 | F | 8 | 0.13 | F | 8 | -9900 | -9900 | ? | 0
2002-06-20 | 22:00 | 0 | 0 | 0 | 2 | 0 | 0 | 2 | 0 | 0 | 2 | 0 | 0 | 2 | 0 | 0 | 2 | 0 | 0 | 2 | 0 | 0 | 2 | 0 | 0 | E | 9 | 0 | E | 9 | 14 | A | 7 | 10 | A | 7 | 77 | A | 7 | 1004 | E | 9 | 300 | A | 7 | 7.2 | A | 7 | 16100 | A | 7 | 77777 | A | 7 | 2.3 | E | 8 | 0.121 | F | 8 | 0.13 | F | 8 | -9900 | -9900 | ? | 0
2002-06-20 | 23:00 | 0 | 0 | 0 | 2 | 0 | 0 | 2 | 0 | 0 | 2 | 0 | 0 | 2 | 0 | 0 | 2 | 0 | 0 | 2 | 0 | 0 | 2 | 0 | 0 | B | 8 | 0 | B | 8 | 13.6 | B | 8 | 10 | B | 8 | 79 | A | 7 | 1004 | E | 9 | 300 | B | 8 | 6.4 | B | 8 | -9900 | ? | 0 | 77777 | B | 8 | 2.3 | E | 8 | 0.121 | F | 8 | 0.13 | F | 8 | -9900 | -9900 | ? | 0
2002-06-20 | 24:00 | 0 | 0 | 0 | 2 | 0 | 0 | 2 | 0 | 0 | 2 | 0 | 0 | 2 | 0 | 0 | 2 | 0 | 0 | 2 | 0 | 0 | 2 | 0 | 0 | B | 8 | 0 | B | 8 | 13.3 | B | 8 | 10.1 | B | 8 | 81 | A | 7 | 1004 | E | 9 | 310 | B | 8 | 5.6 | B | 8 | -9900 | ? | 0 | 77777 | B | 8 | 2.3 | E | 8 | 0.121 | F | 8 | 0.13 | F | 8 | -9900 | -9900 | ? | 0
2002-06-21 | 1:00 | 0 | 0 | 0 | 2 | 0 | 0 | 2 | 0 | 0 | 2 | 0 | 0 | 2 | 0 | 0 | 2 | 0 | 0 | 2 | 0 | 0 | 2 | 0 | 0 | B | 8 | 0 | B | 8 | 13.2 | B | 8 | 10.1 | B | 8 | 81 | A | 7 | 1004 | E | 9 | 310 | B | 8 | 4.9 | B | 8 | -9900 | ? | 0 | 77777 | B | 8 | 2.3 | E | 8 | 0.121 | F | 8 | 0.13 | F | 8 | -9900 | -9900 | ? | 0
2002-06-21 | 2:00 | 0 | 0 | 0 | 2 | 0 | 0 | 2 | 0 | 0 | 2 | 0 | 0 | 2 | 0 | 0 | 2 | 0 | 0 | 2 | 0 | 0 | 2 | 0 | 0 | E | 9 | 0 | E | 9 | 13 | A | 7 | 10 | A | 7 | 82 | A | 7 | 1004 | E | 9 | 310 | A | 7 | 4.1 | A | 7 | 16100 | A | 7 | 77777 | A | 7 | 2.3 | E | 8 | 0.121 | F | 8 | 0.13 | F | 8 | -9900 | -9900 | ? | 0
2002-06-21 | 3:00 | 0 | 0 | 0 | 2 | 0 | 0 | 2 | 0 | 0 | 2 | 0 | 0 | 2 | 0 | 0 | 2 | 0 | 0 | 2 | 0 | 0 | 2 | 0 | 0 | B | 8 | 0 | B | 8 | 11.6 | B | 8 | 9 | B | 8 | 84 | A | 7 | 1004 | E | 9 | 280 | B | 8 | 3.4 | B | 8 | -9900 | ? | 0 | 77777 | B | 8 | 2.2 | E | 8 | 0.121 | F | 8 | 0.13 | F | 8 | -9900 | -9900 | ? | 0
2002-06-21 | 4:00 | 0 | 0 | 0 | 2 | 0 | 0 | 2 | 0 | 0 | 2 | 0 | 0 | 2 | 0 | 0 | 2 | 0 | 0 | 2 | 0 | 0 | 2 | 0 | 0 | B | 8 | 0 | B | 8 | 10.3 | B | 8 | 8 | B | 8 | 86 | A | 7 | 1004 | E | 9 | 260 | B | 8 | 2.8 | B | 8 | -9900 | ? | 0 | 77777 | B | 8 | 2.1 | E | 8 | 0.121 | F | 8 | 0.13 | F | 8 | -9900 | -9900 | ? | 0
2002-06-21 | 5:00 | 23 | 650 | 0 | 2 | 8 | 0 | 2 | 15 | 0 | 2 | 8 | 0 | 2 | 8 | 0 | 2 | 15 | 0 | 2 | 8 | 0 | 2 | 19 | 0 | E | 9 | 0 | E | 9 | 9 | A | 7 | 7 | A | 7 | 87 | A | 7 | 1004 | E | 9 | 230 | A | 7 | 2.1 | A | 7 | 16100 | A | 7 | 77777 | A | 7 | 2.1 | E | 8 | 0.121 | F | 8 | 0.13 | F | 8 | -9900 | -9900 | ? | 0
2002-06-21 | 6:00 | 203 | 1322 | 52 | 2 | 8 | 19 | 2 | 15 | 49 | 2 | 8 | 5700 | 2 | 8 | 1400 | 2 | 15 | 5500 | 2 | 8 | 1220 | 2 | 19 | 4 | E | 9 | 4 | E | 9 | 12 | A | 7 | 9 | A | 7 | 82 | A | 7 | 1004 | E | 9 | 0 | A | 7 | 0 | A | 7 | 16100 | A | 7 | 77777 | A | 7 | 2.1 | E | 8 | 0.121 | F | 8 | 0.13 | F | 8 | -9900 | -9900 | ? | 0
2002-06-21 | 7:00 | 427 | 1322 | 104 | 2 | 8 | 0 | 2 | 15 | 104 | 2 | 8 | 11800 | 2 | 8 | 0 | 2 | 15 | 11800 | 2 | 8 | 3960 | 2 | 19 | 10 | E | 9 | 10 | E | 9 | 14 | A | 7 | 11 | A | 7 | 82 | A | 7 | 1004 | E | 9 | 0 | A | 7 | 0 | A | 7 | 16100 | A | 7 | 300 | A | 7 | 2.1 | E | 8 | 0.121 | F | 8 | 0.13 | F | 8 | -9900 | -9900 | ? | 0
2002-06-21 | 8:00 | 647 | 1322 | 163 | 2 | 8 | 6 | 2 | 15 | 160 | 2 | 8 | 18800 | 2 | 8 | 500 | 2 | 15 | 18600 | 2 | 8 | 6700 | 2 | 19 | 10 | E | 9 | 10 | E | 9 | 15 | A | 7 | 11 | A | 7 | 77 | A | 7 | 1004 | E | 9 | 0 | A | 7 | 0 | A | 7 | 16100 | A | 7 | 300 | A | 7 | 2.1 | E | 8 | 0.121 | F | 8 | 0.13 | F | 8 | -9900 | -9900 | ? | 0
2002-06-21 | 9:00 | 849 | 1322 | 291 | 2 | 8 | 53 | 2 | 15 | 258 | 2 | 8 | 32200 | 2 | 8 | 5400 | 2 | 15 | 28700 | 2 | 8 | 8800 | 2 | 19 | 10 | E | 9 | 10 | E | 9 | 16 | A | 7 | 11 | A | 7 | 72 | A | 7 | 1004 | E | 9 | 0 | A | 7 | 0 | A | 7 | 16100 | A | 7 | 360 | A | 7 | 2.1 | E | 8 | 0.121 | F | 8 | 0.13 | F | 8 | -9900 | -9900 | ? | 0
2002-06-21 | 10:00 | 1018 | 1322 | 710 | 2 | 8 | 574 | 2 | 15 | 267 | 2 | 8 | 76100 | 2 | 8 | 59800 | 2 | 15 | 30000 | 2 | 8 | 8820 | 2 | 19 | 4 | E | 9 | 4 | E | 9 | 18 | A | 7 | 12 | A | 7 | 68 | A | 7 | 1004 | E | 9 | 0 | A | 7 | 0 | A | 7 | 16100 | A | 7 | 77777 | A | 7 | 2.1 | E | 8 | 0.121 | F | 8 | 0.13 | F | 8 | -9900 | -9900 | ? | 0
2002-06-21 | 11:00 | 1143 | 1322 | 838 | 2 | 8 | 733 | 2 | 15 | 204 | 2 | 8 | 89700 | 2 | 8 | 75000 | 2 | 15 | 24700 | 2 | 8 | 9230 | 2 | 19 | 3 | B | 8 | 3 | B | 8 | 20.1 | B | 8 | 12.6 | B | 8 | 62 | A | 7 | 1004 | E | 9 | 30 | B | 8 | 0.7 | B | 8 | -9900 | ? | 0 | 77777 | B | 8 | 2.2 | E | 8 | 0.121 | F | 8 | 0.13 | F | 8 | -9900 | -9900 | ? | 0
2002-06-21 | 12:00 | 1215 | 1322 | 917 | 2 | 8 | 808 | 2 | 15 | 173 | 2 | 8 | 97000 | 2 | 8 | 81600 | 2 | 15 | 21900 | 2 | 8 | 9610 | 2 | 19 | 2 | B | 8 | 2 | B | 8 | 22.3 | B | 8 | 13.3 | B | 8 | 57 | A | 7 | 1004 | E | 9 | 60 | B | 8 | 1.4 | B | 8 | -9900 | ? | 0 | 77777 | B | 8 | 2.3 | E | 8 | 0.121 | F | 8 | 0.13 | F | 8 | -9900 | -9900 | ? | 0
2002-06-21 | 13:00 | 1230 | 1322 | 943 | 2 | 8 | 848 | 2 | 15 | 153 | 2 | 8 | 96400 | 2 | 8 | 84900 | 2 | 15 | 17200 | 2 | 8 | 7330 | 2 | 19 | 0 | E | 9 | 0 | E | 9 | 24 | A | 7 | 14 | A | 7 | 54 | A | 7 | 1004 | E | 9 | 90 | A | 7 | 2.1 | A | 7 | 16100 | A | 7 | 77777 | A | 7 | 2.4 | E | 8 | 0.121 | F | 8 | 0.13 | F | 8 | -9900 | -9900 | ? | 0
2002-06-21 | 14:00 | 1186 | 1322 | 897 | 2 | 8 | 834 | 2 | 15 | 147 | 2 | 8 | 96100 | 2 | 8 | 84700 | 2 | 15 | 20000 | 2 | 8 | 7380 | 2 | 19 | 0 | E | 9 | 0 | E | 9 | 26 | A | 7 | 14 | A | 7 | 48 | A | 7 | 1004 | E | 9 | 30 | A | 7 | 2.1 | A | 7 | 16100 | A | 7 | 77777 | A | 7 | 2.3 | E | 8 | 0.121 | F | 8 | 0.13 | F | 8 | -9900 | -9900 | ? | 0
2002-06-21 | 15:00 | 1086 | 1322 | 799 | 2 | 8 | 772 | 2 | 15 | 163 | 2 | 8 | 83600 | 2 | 8 | 77600 | 2 | 15 | 19700 | 2 | 8 | 5730 | 2 | 19 | 0 | E | 9 | 0 | E | 9 | 28 | A | 7 | 15 | A | 7 | 45 | A | 7 | 1004 | E | 9 | 320 | A | 7 | 4.6 | A | 7 | 16100 | A | 7 | 77777 | A | 7 | 2.2 | E | 8 | 0.121 | F | 8 | 0.13 | F | 8 | -9900 | -9900 | ? | 0
2002-06-21 | 16:00 | 938 | 1322 | 686 | 2 | 8 | 774 | 2 | 15 | 136 | 2 | 8 | 71700 | 2 | 8 | 77600 | 2 | 15 | 16600 | 2 | 8 | 3590 | 2 | 19 | 0 | E | 9 | 0 | E | 9 | 27 | A | 7 | 15 | A | 7 | 48 | A | 7 | 1004 | E | 9 | 320 | A | 7 | 6.7 | A | 7 | -9900 | ? | 0 | 77777 | A | 7 | 2.1 | E | 8 | 0.121 | F | 8 | 0.13 | F | 8 | -9900 | -9900 | ? | 0
2002-06-21 | 17:00 | 751 | 1322 | 509 | 2 | 8 | 652 | 2 | 15 | 139 | 2 | 8 | 53500 | 2 | 8 | 65100 | 2 | 15 | 16500 | 2 | 8 | 3150 | 2 | 19 | 0 | E | 9 | 0 | E | 9 | 25 | A | 7 | 14 | A | 7 | 50 | A | 7 | 1004 | E | 9 | 310 | A | 7 | 6.7 | A | 7 | 16100 | A | 7 | 77777 | A | 7 | 2.2 | E | 8 | 0.121 | F | 8 | 0.13 | F | 8 | -9900 | -9900 | ? | 0
2002-06-21 | 18:00 | 538 | 1322 | 356 | 2 | 8 | 577 | 2 | 15 | 121 | 2 | 8 | 36500 | 2 | 8 | 54200 | 2 | 15 | 14400 | 2 | 8 | 2290 | 2 | 19 | 0 | E | 9 | 0 | E | 9 | 22 | A | 7 | 13 | A | 7 | 57 | A | 7 | 1004 | E | 9 | 310 | A | 7 | 7.2 | A | 7 | 16100 | A | 7 | 77777 | A | 7 | 2.3 | E | 8 | 0.121 | F | 8 | 0.13 | F | 8 | -9900 | -9900 | ? | 0
2002-06-21 | 19:00 | 314 | 1322 | 189 | 2 | 8 | 404 | 2 | 15 | 94 | 2 | 8 | 19400 | 2 | 8 | 32500 | 2 | 15 | 11700 | 2 | 8 | 1770 | 2 | 19 | 0 | E | 9 | 0 | E | 9 | 18 | A | 7 | 12 | A | 7 | 68 | A | 7 | 1004 | E | 9 | 310 | A | 7 | 9.8 | A | 7 | 16100 | A | 7 | 77777 | A | 7 | 2.3 | E | 8 | 0.121 | F | 8 | 0.13 | F | 8 | -9900 | -9900 | ? | 0
2002-06-21 | 20:00 | 96 | 1311 | 27 | 2 | 8 | 194 | 2 | 15 | 14 | 2 | 8 | 3000 | 2 | 8 | 9900 | 2 | 15 | 2300 | 2 | 8 | 270 | 2 | 19 | 0 | E | 9 | 0 | E | 9 | 16 | A | 7 | 11 | A | 7 | 72 | A | 7 | 1004 | E | 9 | 300 | A | 7 | 8.2 | A | 7 | 16100 | A | 7 | 77777 | A | 7 | 2.3 | E | 8 | 0.121 | F | 8 | 0.13 | F | 8 | -9900 | -9900 | ? | 0
2002-06-21 | 21:00 | 0 | 0 | 0 | 2 | 0 | 0 | 2 | 0 | 0 | 2 | 0 | 0 | 2 | 0 | 0 | 2 | 0 | 0 | 2 | 0 | 0 | 2 | 0 | 0 | E | 9 | 0 | E | 9 | 15 | A | 7 | 11 | A | 7 | 77 | A | 7 | 1004 | E | 9 | 290 | A | 7 | 8.2 | A | 7 | 16100 | A | 7 | 77777 | A | 7 | 2.4 | E | 8 | 0.121 | F | 8 | 0.13 | F | 8 | -9900 | -9900 | ? | 0
2002-06-21 | 22:00 | 0 | 0 | 0 | 2 | 0 | 0 | 2 | 0 | 0 | 2 | 0 | 0 | 2 | 0 | 0 | 2 | 0 | 0 | 2 | 0 | 0 | 2 | 0 | 0 | E | 9 | 0 | E | 9 | 14 | A | 7 | 11 | A | 7 | 82 | A | 7 | 1004 | E | 9 | 300 | A | 7 | 6.7 | A | 7 | 16100 | A | 7 | 77777 | A | 7 | 2.4 | E | 8 | 0.121 | F | 8 | 0.13 | F | 8 | -9900 | -9900 | ? | 0
2002-06-21 | 23:00 | 0 | 0 | 0 | 2 | 0 | 0 | 2 | 0 | 0 | 2 | 0 | 0 | 2 | 0 | 0 | 2 | 0 | 0 | 2 | 0 | 0 | 2 | 0 | 0 | E | 9 | 0 | E | 9 | 14 | A | 7 | 11 | A | 7 | 82 | A | 7 | 1004 | E | 9 | 300 | A | 7 | 6.2 | A | 7 | 16100 | A | 7 | 77777 | A | 7 | 2.4 | E | 8 | 0.121 | F | 8 | 0.13 | F | 8 | -9900 | -9900 | ? | 0
2002-06-21 | 24:00 | 0 | 0 | 0 | 2 | 0 | 0 | 2 | 0 | 0 | 2 | 0 | 0 | 2 | 0 | 0 | 2 | 0 | 0 | 2 | 0 | 0 | 2 | 0 | 0 | E | 9 | 0 | E | 9 | 14 | A | 7 | 10 | A | 7 | 77 | A | 7 | 1004 | E | 9 | 310 | A | 7 | 4.6 | A | 7 | 16100 | A | 7 | 77777 | A | 7 | 2.4 | E | 8 | 0.121 | F | 8 | 0.13 | F | 8 | -9900 | -9900 | ? | 0
2002-06-22 | 1:00 | 0 | 0 | 0 | 2 | 0 | 0 | 2 | 0 | 0 | 2 | 0 | 0 | 2 | 0 | 0 | 2 | 0 | 0 | 2 | 0 | 0 | 2 | 0 | 0 | E | 9 | 0 | E | 9 | 13 | A | 7 | 10 | A | 7 | 82 | A | 7 | 1004 | E | 9 | 300 | A | 7 | 3.6 | A | 7 | 16100 | A | 7 | 77777 | A | 7 | 2.4 | E | 8 | 0.121 | F | 8 | 0.13 | F | 8 | -9900 | -9900 | ? | 0
2002-06-22 | 2:00 | 0 | 0 | 0 | 2 | 0 | 0 | 2 | 0 | 0 | 2 | 0 | 0 | 2 | 0 | 0 | 2 | 0 | 0 | 2 | 0 | 0 | 2 | 0 | 10 | E | 9 | 10 | E | 9 | 13 | A | 7 | 10 | A | 7 | 82 | A | 7 | 1004 | E | 9 | 300 | A | 7 | 2.1 | A | 7 | 16100 | A | 7 | 420 | A | 7 | 2.3 | E | 8 | 0.121 | F | 8 | 0.13 | F | 8 | -9900 | -9900 | ? | 0
2002-06-22 | 3:00 | 0 | 0 | 0 | 2 | 0 | 0 | 2 | 0 | 0 | 2 | 0 | 0 | 2 | 0 | 0 | 2 | 0 | 0 | 2 | 0 | 0 | 2 | 0 | 10 | E | 9 | 10 | E | 9 | 14 | A | 7 | 10 | A | 7 | 77 | A | 7 | 1004 | E | 9 | 0 | A | 7 | 0 | A | 7 | 16100 | A | 7 | 420 | A | 7 | 2.2 | E | 8 | 0.121 | F | 8 | 0.13 | F | 8 | -9900 | -9900 | ? | 0
2002-06-22 | 4:00 | 0 | 0 | 0 | 2 | 0 | 0 | 2 | 0 | 0 | 2 | 0 | 0 | 2 | 0 | 0 | 2 | 0 | 0 | 2 | 0 | 0 | 2 | 0 | 10 | E | 9 | 10 | E | 9 | 14 | A | 7 | 10 | A | 7 | 77 | A | 7 | 1004 | E | 9 | 0 | A | 7 | 0 | A | 7 | 16100 | A | 7 | 360 | A | 7 | 2.1 | E | 8 | 0.121 | F | 8 | 0.13 | F | 8 | -9900 | -9900 | ? | 0
2002-06-22 | 5:00 | 22 | 650 | 0 | 2 | 8 | 0 | 2 | 15 | 0 | 2 | 8 | 0 | 2 | 8 | 0 | 2 | 15 | 0 | 2 | 8 | 0 | 2 | 19 | 10 | E | 9 | 10 | E | 9 | 14 | A | 7 | 11 | A | 7 | 82 | A | 7 | 1004 | E | 9 | 0 | A | 7 | 0 | A | 7 | 16100 | A | 7 | 360 | A | 7 | 2.1 | E | 8 | 0.121 | F | 8 | 0.13 | F | 8 | -9900 | -9900 | ? | 0
2002-06-22 | 6:00 | 202 | 1322 | 18 | 2 | 8 | 0 | 2 | 15 | 18 | 2 | 8 | 2200 | 2 | 8 | 0 | 2 | 15 | 2200 | 2 | 8 | 730 | 2 | 19 | 10 | E | 9 | 10 | E | 9 | 14 | A | 7 | 11 | A | 7 | 82 | A | 7 | 1004 | E | 9 | 0 | A | 7 | 0 | A | 7 | 16100 | A | 7 | 360 | A | 7 | 2.2 | E | 8 | 0.121 | F | 8 | 0.13 | F | 8 | -9900 | -9900 | ? | 0
2002-06-22 | 7:00 | 426 | 1322 | 39 | 2 | 8 | 0 | 2 | 15 | 39 | 2 | 8 | 4800 | 2 | 8 | 0 | 2 | 15 | 4800 | 2 | 8 | 1750 | 2 | 19 | 10 | E | 9 | 10 | E | 9 | 14 | A | 7 | 11 | A | 7 | 82 | A | 7 | 1004 | E | 9 | 0 | A | 7 | 0 | A | 7 | 16100 | A | 7 | 300 | A | 7 | 2.2 | E | 8 | 0.121 | F | 8 | 0.13 | F | 8 | -9900 | -9900 | ? | 0
2002-06-22 | 8:00 | 646 | 1322 | 183 | 2 | 8 | 11 | 2 | 15 | 177 | 2 | 8 | 20900 | 2 | 8 | 900 | 2 | 15 | 20400 | 2 | 8 | 7200 | 2 | 19 | 10 | E | 9 | 10 | E | 9 | 15 | A | 7 | 10 | A | 7 | 72 | A | 7 | 1004 | E | 9 | 0 | A | 7 | 0 | A | 7 | 16100 | A | 7 | 360 | A | 7 | 2.3 | E | 8 | 0.121 | F | 8 | 0.13 | F | 8 | -9900 | -9900 | ? | 0
2002-06-22 | 9:00 | 848 | 1322 | 196 | 2 | 8 | 0 | 2 | 15 | 196 | 2 | 8 | 23100 | 2 | 8 | 0 | 2 | 15 | 23100 | 2 | 8 | 8960 | 2 | 19 | 10 | E | 9 | 10 | E | 9 | 16 | A | 7 | 11 | A | 7 | 72 | A | 7 | 1004 | E | 9 | 0 | A | 7 | 0 | A | 7 | 16100 | A | 7 | 360 | A | 7 | 2.3 | E | 8 | 0.121 | F | 8 | 0.13 | F | 8 | -9900 | -9900 | ? | 0
2002-06-22 | 10:00 | 1017 | 1322 | 227 | 2 | 8 | 0 | 2 | 15 | 227 | 2 | 8 | 27100 | 2 | 8 | 0 | 2 | 15 | 27100 | 2 | 8 | 10880 | 2 | 19 | 10 | E | 9 | 10 | E | 9 | 16 | A | 7 | 11 | A | 7 | 72 | A | 7 | 1004 | E | 9 | 200 | A | 7 | 1.5 | A | 7 | 16100 | A | 7 | 420 | A | 7 | 2.4 | E | 8 | 0.121 | F | 8 | 0.13 | F | 8 | -9900 | -9900 | ? | 0
2002-06-22 | 11:00 | 1142 | 1322 | 276 | 2 | 8 | 12 | 2 | 15 | 265 | 2 | 8 | 33100 | 2 | 8 | 1000 | 2 | 15 | 32300 | 2 | 8 | 12680 | 2 | 19 | 10 | E | 9 | 10 | E | 9 | 17 | A | 7 | 11 | A | 7 | 68 | A | 7 | 1004 | E | 9 | 290 | A | 7 | 1.5 | A | 7 | 16100 | A | 7 | 480 | A | 7 | 2.4 | E | 8 | 0.121 | F | 8 | 0.13 | F | 8 | -9900 | -9900 | ? | 0
2002-06-22 | 12:00 | 1215 | 1322 | 284 | 2 | 8 | 6 | 2 | 15 | 278 | 2 | 8 | 34300 | 2 | 8 | 500 | 2 | 15 | 33900 | 2 | 8 | 13340 | 2 | 19 | 10 | E | 9 | 10 | E | 9 | 17 | A | 7 | 11 | A | 7 | 68 | A | 7 | 1004 | E | 9 | 0 | A | 7 | 0 | A | 7 | 16100 | A | 7 | 480 | A | 7 | 2.5 | E | 8 | 0.121 | F | 8 | 0.13 | F | 8 | -9900 | -9900 | ? | 0
2002-06-22 | 13:00 | 1230 | 1322 | 292 | 2 | 8 | 6 | 2 | 15 | 287 | 2 | 8 | 35400 | 2 | 8 | 500 | 2 | 15 | 34900 | 2 | 8 | 13710 | 2 | 19 | 10 | E | 9 | 10 | E | 9 | 18 | A | 7 | 11 | A | 7 | 64 | A | 7 | 1004 | E | 9 | 320 | A | 7 | 2.6 | A | 7 | 16100 | A | 7 | 540 | A | 7 | 2.5 | E | 8 | 0.121 | F | 8 | 0.13 | F | 8 | -9900 | -9900 | ? | 0
2002-06-22 | 14:00 | 1186 | 1322 | 408 | 2 | 8 | 48 | 2 | 15 | 364 | 2 | 8 | 45000 | 2 | 8 | 4900 | 2 | 15 | 40600 | 2 | 8 | 17660 | 2 | 19 | 10 | E | 9 | 10 | E | 9 | 19 | A | 7 | 11 | A | 7 | 60 | A | 7 | 1004 | E | 9 | 320 | A | 7 | 2.6 | A | 7 | 16100 | A | 7 | 540 | A | 7 | 2.4 | E | 8 | 0.121 | F | 8 | 0.13 | F | 8 | -9900 | -9900 | ? | 0
2002-06-22 | 15:00 | 1087 | 1322 | 688 | 2 | 8 | 438 | 2 | 15 | 328 | 2 | 8 | 73000 | 2 | 8 | 45600 | 2 | 15 | 35500 | 2 | 8 | 12830 | 2 | 19 | 10 | E | 9 | 10 | E | 9 | 19 | A | 7 | 11 | A | 7 | 60 | A | 7 | 1004 | E | 9 | 360 | A | 7 | 2.1 | A | 7 | 16100 | A | 7 | 600 | A | 7 | 2.2 | E | 8 | 0.121 | F | 8 | 0.13 | F | 8 | -9900 | -9900 | ? | 0
2002-06-22 | 16:00 | 938 | 1322 | 510 | 2 | 8 | 264 | 2 | 15 | 322 | 2 | 8 | 55000 | 2 | 8 | 28400 | 2 | 15 | 34800 | 2 | 8 | 9480 | 2 | 19 | 8 | E | 9 | 8 | E | 9 | 21 | A | 7 | 12 | A | 7 | 56 | A | 7 | 1004 | E | 9 | 0 | A | 7 | 0 | A | 7 | 16100 | A | 7 | 720 | A | 7 | 2.1 | E | 8 | 0.121 | F | 8 | 0.13 | F | 8 | -9900 | -9900 | ? | 0
2002-06-22 | 17:00 | 751 | 1322 | 451 | 2 | 8 | 370 | 2 | 15 | 241 | 2 | 8 | 48400 | 2 | 8 | 39100 | 2 | 15 | 26200 | 2 | 8 | 5830 | 2 | 19 | 8 | E | 9 | 8 | E | 9 | 21 | A | 7 | 12 | A | 7 | 56 | A | 7 | 1004 | E | 9 | 170 | A | 7 | 3.1 | A | 7 | 16100 | A | 7 | 960 | A | 7 | 2.1 | E | 8 | 0.121 | F | 8 | 0.13 | F | 8 | -9900 | -9900 | ? | 0
2002-06-22 | 18:00 | 538 | 1322 | 199 | 2 | 8 | 59 | 2 | 15 | 175 | 2 | 8 | 21800 | 2 | 8 | 5700 | 2 | 15 | 19500 | 2 | 8 | 4860 | 2 | 19 | 10 | E | 9 | 10 | E | 9 | 19 | A | 7 | 11 | A | 7 | 60 | A | 7 | 1004 | E | 9 | 320 | A | 7 | 4.6 | A | 7 | 16100 | A | 7 | 810 | A | 7 | 2.2 | E | 8 | 0.121 | F | 8 | 0.13 | F | 8 | -9900 | -9900 | ? | 0
2002-06-22 | 19:00 | 314 | 1322 | 165 | 2 | 8 | 191 | 2 | 15 | 120 | 2 | 8 | 17700 | 2 | 8 | 15900 | 2 | 15 | 13900 | 2 | 8 | 2620 | 2 | 19 | 10 | E | 9 | 10 | E | 9 | 17 | A | 7 | 10 | A | 7 | 63 | A | 7 | 1004 | E | 9 | 310 | A | 7 | 6.2 | A | 7 | 16100 | A | 7 | 810 | A | 7 | 2.3 | E | 8 | 0.121 | F | 8 | 0.13 | F | 8 | -9900 | -9900 | ? | 0
2002-06-22 | 20:00 | 97 | 1311 | 24 | 2 | 8 | 92 | 2 | 15 | 18 | 2 | 8 | 2700 | 2 | 8 | 4100 | 2 | 15 | 2400 | 2 | 8 | 310 | 2 | 19 | 6 | E | 9 | 6 | E | 9 | 15 | A | 7 | 10 | A | 7 | 72 | A | 7 | 1004 | E | 9 | 300 | A | 7 | 5.1 | A | 7 | 16100 | A | 7 | 77777 | A | 7 | 2.4 | E | 8 | 0.121 | F | 8 | 0.13 | F | 8 | -9900 | -9900 | ? | 0
2002-06-22 | 21:00 | 0 | 0 | 0 | 2 | 0 | 0 | 2 | 0 | 0 | 2 | 0 | 0 | 2 | 0 | 0 | 2 | 0 | 0 | 2 | 0 | 0 | 2 | 0 | 10 | E | 9 | 9 | E | 9 | 14 | A | 7 | 10 | A | 7 | 77 | A | 7 | 1004 | E | 9 | 300 | A | 7 | 4.1 | A | 7 | 16100 | A | 7 | 77777 | A | 7 | 2.4 | E | 8 | 0.121 | F | 8 | 0.13 | F | 8 | -9900 | -9900 | ? | 0
2002-06-22 | 22:00 | 0 | 0 | 0 | 2 | 0 | 0 | 2 | 0 | 0 | 2 | 0 | 0 | 2 | 0 | 0 | 2 | 0 | 0 | 2 | 0 | 0 | 2 | 0 | 10 | E | 9 | 8 | E | 9 | 14 | A | 7 | 9 | A | 7 | 72 | A | 7 | 1004 | E | 9 | 300 | A | 7 | 3.1 | A | 7 | 16100 | A | 7 | 77777 | A | 7 | 2.5 | E | 8 | 0.121 | F | 8 | 0.13 | F | 8 | -9900 | -9900 | ? | 0
2002-06-22 | 23:00 | 0 | 0 | 0 | 2 | 0 | 0 | 2 | 0 | 0 | 2 | 0 | 0 | 2 | 0 | 0 | 2 | 0 | 0 | 2 | 0 | 0 | 2 | 0 | 10 | E | 9 | 8 | E | 9 | 13 | A | 7 | 9 | A | 7 | 77 | A | 7 | 1004 | E | 9 | 290 | A | 7 | 3.1 | A | 7 | 16100 | A | 7 | 77777 | A | 7 | 2.5 | E | 8 | 0.121 | F | 8 | 0.13 | F | 8 | -9900 | -9900 | ? | 0
2002-06-22 | 24:00 | 0 | 0 | 0 | 2 | 0 | 0 | 2 | 0 | 0 | 2 | 0 | 0 | 2 | 0 | 0 | 2 | 0 | 0 | 2 | 0 | 0 | 2 | 0 | 9 | E | 9 | 8 | E | 9 | 13 | A | 7 | 9 | A | 7 | 77 | A | 7 | 1004 | E | 9 | 310 | A | 7 | 2.6 | A | 7 | 16100 | A | 7 | 77777 | A | 7 | 2.6 | E | 8 | 0.121 | F | 8 | 0.13 | F | 8 | -9900 | -9900 | ? | 0
2002-06-23 | 1:00 | 0 | 0 | 0 | 2 | 0 | 0 | 2 | 0 | 0 | 2 | 0 | 0 | 2 | 0 | 0 | 2 | 0 | 0 | 2 | 0 | 0 | 2 | 0 | 10 | E | 9 | 8 | E | 9 | 12 | A | 7 | 9 | A | 7 | 82 | A | 7 | 1004 | E | 9 | 300 | A | 7 | 2.1 | A | 7 | 16100 | A | 7 | 77777 | A | 7 | 2.6 | E | 8 | 0.121 | F | 8 | 0.13 | F | 8 | -9900 | -9900 | ? | 0
2002-06-23 | 2:00 | 0 | 0 | 0 | 2 | 0 | 0 | 2 | 0 | 0 | 2 | 0 | 0 | 2 | 0 | 0 | 2 | 0 | 0 | 2 | 0 | 0 | 2 | 0 | 6 | E | 9 | 6 | E | 9 | 12 | A | 7 | 8 | A | 7 | 76 | A | 7 | 1004 | E | 9 | 0 | A | 7 | 0 | A | 7 | 16100 | A | 7 | 77777 | A | 7 | 2.5 | E | 8 | 0.121 | F | 8 | 0.13 | F | 8 | -9900 | -9900 | ? | 0
2002-06-23 | 3:00 | 0 | 0 | 0 | 2 | 0 | 0 | 2 | 0 | 0 | 2 | 0 | 0 | 2 | 0 | 0 | 2 | 0 | 0 | 2 | 0 | 0 | 2 | 0 | 7 | E | 9 | 7 | E | 9 | 9 | A | 7 | 8 | A | 7 | 93 | A | 7 | 1004 | E | 9 | 0 | A | 7 | 0 | A | 7 | 14500 | A | 7 | 77777 | A | 7 | 2.4 | E | 8 | 0.121 | F | 8 | 0.13 | F | 8 | -9900 | -9900 | ? | 0
2002-06-23 | 4:00 | 0 | 0 | 0 | 2 | 0 | 0 | 2 | 0 | 0 | 2 | 0 | 0 | 2 | 0 | 0 | 2 | 0 | 0 | 2 | 0 | 0 | 2 | 0 | 5 | E | 9 | 5 | E | 9 | 9 | A | 7 | 7 | A | 7 | 87 | A | 7 | 1004 | E | 9 | 240 | A | 7 | 1.5 | A | 7 | 4000 | A | 7 | 77777 | A | 7 | 2.3 | E | 8 | 0.121 | F | 8 | 0.13 | F | 8 | -9900 | -9900 | ? | 0
2002-06-23 | 5:00 | 22 | 650 | 0 | 2 | 8 | 0 | 2 | 15 | 0 | 2 | 8 | 0 | 2 | 8 | 0 | 2 | 15 | 0 | 2 | 8 | 0 | 2 | 19 | 10 | E | 9 | 10 | E | 9 | 9 | A | 7 | 7 | A | 7 | 87 | A | 7 | 1004 | E | 9 | 220 | A | 7 | 2.1 | A | 7 | 16100 | A | 7 | 510 | A | 7 | 2.2 | E | 8 | 0.121 | F | 8 | 0.13 | F | 8 | -9900 | -9900 | ? | 0
2002-06-23 | 6:00 | 201 | 1322 | 51 | 2 | 8 | 33 | 2 | 15 | 46 | 2 | 8 | 5600 | 2 | 8 | 2400 | 2 | 15 | 5200 | 2 | 8 | 1160 | 2 | 19 | 10 | E | 9 | 10 | E | 9 | 12 | A | 7 | 9 | A | 7 | 82 | A | 7 | 1004 | E | 9 | 0 | A | 7 | 0 | A | 7 | 16100 | A | 7 | 390 | A | 7 | 2.2 | E | 8 | 0.121 | F | 8 | 0.13 | F | 8 | -9900 | -9900 | ? | 0
2002-06-23 | 7:00 | 425 | 1322 | 239 | 2 | 8 | 406 | 2 | 15 | 108 | 2 | 8 | 24900 | 2 | 8 | 36600 | 2 | 15 | 13100 | 2 | 8 | 2040 | 2 | 19 | 10 | E | 9 | 10 | E | 9 | 14 | A | 7 | 10 | A | 7 | 77 | A | 7 | 1004 | E | 9 | 270 | A | 7 | 1.5 | A | 7 | 16100 | A | 7 | 390 | A | 7 | 2.1 | E | 8 | 0.121 | F | 8 | 0.13 | F | 8 | -9900 | -9900 | ? | 0
2002-06-23 | 8:00 | 645 | 1322 | 247 | 2 | 8 | 75 | 2 | 15 | 211 | 2 | 8 | 27200 | 2 | 8 | 7500 | 2 | 15 | 23500 | 2 | 8 | 6230 | 2 | 19 | 8 | E | 9 | 8 | E | 9 | 16 | A | 7 | 10 | A | 7 | 68 | A | 7 | 1004 | E | 9 | 280 | A | 7 | 2.6 | A | 7 | 16100 | A | 7 | 420 | A | 7 | 2.1 | E | 8 | 0.121 | F | 8 | 0.13 | F | 8 | -9900 | -9900 | ? | 0
2002-06-23 | 9:00 | 847 | 1322 | 350 | 2 | 8 | 88 | 2 | 15 | 293 | 2 | 8 | 38400 | 2 | 8 | 9000 | 2 | 15 | 32700 | 2 | 8 | 9730 | 2 | 19 | 10 | E | 9 | 10 | E | 9 | 17 | A | 7 | 11 | A | 7 | 68 | A | 7 | 1004 | E | 9 | 0 | A | 7 | 0 | A | 7 | 16100 | A | 7 | 1440 | A | 7 | 2.1 | E | 8 | 0.121 | F | 8 | 0.13 | F | 8 | -9900 | -9900 | ? | 0
2002-06-23 | 10:00 | 1017 | 1322 | 676 | 2 | 8 | 545 | 2 | 15 | 257 | 2 | 8 | 72800 | 2 | 8 | 56800 | 2 | 15 | 29100 | 2 | 8 | 8450 | 2 | 19 | 10 | E | 9 | 10 | E | 9 | 19 | A | 7 | 11 | A | 7 | 60 | A | 7 | 1004 | E | 9 | 100 | A | 7 | 1.5 | A | 7 | 16100 | A | 7 | 1140 | A | 7 | 2.1 | E | 8 | 0.121 | F | 8 | 0.13 | F | 8 | -9900 | -9900 | ? | 0
2002-06-23 | 11:00 | 1142 | 1322 | 832 | 2 | 8 | 691 | 2 | 15 | 234 | 2 | 8 | 88100 | 2 | 8 | 70300 | 2 | 15 | 27300 | 2 | 8 | 10440 | 2 | 19 | 8 | E | 9 | 8 | E | 9 | 20 | A | 7 | 11 | A | 7 | 56 | A | 7 | 1004 | E | 9 | 0 | A | 7 | 0 | A | 7 | 16100 | A | 7 | 1500 | A | 7 | 2.2 | E | 8 | 0.121 | F | 8 | 0.13 | F | 8 | -9900 | -9900 | ? | 0
2002-06-23 | 12:00 | 1215 | 1322 | 840 | 2 | 8 | 605 | 2 | 15 | 283 | 2 | 8 | 88400 | 2 | 8 | 61200 | 2 | 15 | 32100 | 2 | 8 | 16480 | 2 | 19 | 8 | E | 9 | 8 | E | 9 | 23 | A | 7 | 11 | A | 7 | 47 | A | 7 | 1004 | E | 9 | 340 | A | 7 | 3.1 | A | 7 | 16100 | A | 7 | 1500 | A | 7 | 2.2 | E | 8 | 0.121 | F | 8 | 0.13 | F | 8 | -9900 | -9900 | ? | 0
2002-06-23 | 13:00 | 1230 | 1322 | 852 | 2 | 8 | 547 | 2 | 15 | 342 | 2 | 8 | 91800 | 2 | 8 | 57200 | 2 | 15 | 38400 | 2 | 8 | 22150 | 2 | 19 | 4 | E | 9 | 4 | E | 9 | 24 | A | 7 | 12 | A | 7 | 47 | A | 7 | 1004 | E | 9 | 320 | A | 7 | 2.6 | A | 7 | 16100 | A | 7 | 77777 | A | 7 | 2.3 | E | 8 | 0.121 | F | 8 | 0.13 | F | 8 | -9900 | -9900 | ? | 0
2002-06-23 | 14:00 | 1186 | 1322 | 464 | 2 | 8 | 85 | 2 | 15 | 388 | 2 | 8 | 51300 | 2 | 8 | 8700 | 2 | 15 | 43500 | 2 | 8 | 18670 | 2 | 19 | 8 | E | 9 | 8 | E | 9 | 25 | A | 7 | 12 | A | 7 | 44 | A | 7 | 1004 | E | 9 | 280 | A | 7 | 2.1 | A | 7 | 16100 | A | 7 | 1170 | A | 7 | 2.2 | E | 8 | 0.121 | F | 8 | 0.13 | F | 8 | -9900 | -9900 | ? | 0
2002-06-23 | 15:00 | 1087 | 1322 | 396 | 2 | 8 | 30 | 2 | 15 | 371 | 2 | 8 | 43700 | 2 | 8 | 3100 | 2 | 15 | 41100 | 2 | 8 | 15320 | 2 | 19 | 10 | E | 9 | 10 | E | 9 | 26 | A | 7 | 13 | A | 7 | 45 | A | 7 | 1004 | E | 9 | 330 | A | 7 | 1.5 | A | 7 | 16100 | A | 7 | 1230 | A | 7 | 2.1 | E | 8 | 0.121 | F | 8 | 0.13 | F | 8 | -9900 | -9900 | ? | 0
2002-06-23 | 16:00 | 939 | 1322 | 333 | 2 | 8 | 61 | 2 | 15 | 289 | 2 | 8 | 36600 | 2 | 8 | 6200 | 2 | 15 | 32200 | 2 | 8 | 10520 | 2 | 19 | 8 | E | 9 | 8 | E | 9 | 24 | A | 7 | 13 | A | 7 | 50 | A | 7 | 1004 | E | 9 | 310 | A | 7 | 5.1 | A | 7 | 16100 | A | 7 | 1500 | A | 7 | 2 | E | 8 | 0.121 | F | 8 | 0.13 | F | 8 | -9900 | -9900 | ? | 0
2002-06-23 | 17:00 | 752 | 1322 | 524 | 2 | 8 | 551 | 2 | 15 | 210 | 2 | 8 | 55100 | 2 | 8 | 56100 | 2 | 15 | 23100 | 2 | 8 | 4800 | 2 | 19 | 6 | E | 9 | 6 | E | 9 | 23 | A | 7 | 13 | A | 7 | 53 | A | 7 | 1004 | E | 9 | 310 | A | 7 | 5.1 | A | 7 | 16100 | A | 7 | 77777 | A | 7 | 2 | E | 8 | 0.121 | F | 8 | 0.13 | F | 8 | -9900 | -9900 | ? | 0
2002-06-23 | 18:00 | 539 | 1322 | 256 | 2 | 8 | 184 | 2 | 15 | 182 | 2 | 8 | 27900 | 2 | 8 | 18100 | 2 | 15 | 20500 | 2 | 8 | 4280 | 2 | 19 | 3 | E | 9 | 3 | E | 9 | 23 | A | 7 | 12 | A | 7 | 50 | A | 7 | 1004 | E | 9 | 300 | A | 7 | 6.7 | A | 7 | 16100 | A | 7 | 77777 | A | 7 | 2.1 | E | 8 | 0.121 | F | 8 | 0.13 | F | 8 | -9900 | -9900 | ? | 0
2002-06-23 | 19:00 | 315 | 1322 | 189 | 2 | 8 | 228 | 2 | 15 | 134 | 2 | 8 | 20000 | 2 | 8 | 18900 | 2 | 15 | 15500 | 2 | 8 | 2930 | 2 | 19 | 0 | E | 9 | 0 | E | 9 | 21 | A | 7 | 12 | A | 7 | 56 | A | 7 | 1004 | E | 9 | 300 | A | 7 | 6.2 | A | 7 | 16100 | A | 7 | 77777 | A | 7 | 2.1 | E | 8 | 0.121 | F | 8 | 0.13 | F | 8 | -9900 | -9900 | ? | 0
2002-06-23 | 20:00 | 98 | 1311 | 28 | 2 | 8 | 110 | 2 | 15 | 20 | 2 | 8 | 3100 | 2 | 8 | 4900 | 2 | 15 | 2700 | 2 | 8 | 350 | 2 | 19 | 0 | E | 9 | 0 | E | 9 | 18 | A | 7 | 12 | A | 7 | 68 | A | 7 | 1004 | E | 9 | 310 | A | 7 | 5.7 | A | 7 | 16100 | A | 7 | 77777 | A | 7 | 2.1 | E | 8 | 0.121 | F | 8 | 0.13 | F | 8 | -9900 | -9900 | ? | 0
2002-06-23 | 21:00 | 0 | 0 | 0 | 2 | 0 | 0 | 2 | 0 | 0 | 2 | 0 | 0 | 2 | 0 | 0 | 2 | 0 | 0 | 2 | 0 | 0 | 2 | 0 | 0 | E | 9 | 0 | E | 9 | 17 | A | 7 | 12 | A | 7 | 72 | A | 7 | 1004 | E | 9 | 310 | A | 7 | 5.1 | A | 7 | 16100 | A | 7 | 77777 | A | 7 | 2.1 | E | 8 | 0.121 | F | 8 | 0.13 | F | 8 | -9900 | -9900 | ? | 0
2002-06-23 | 22:00 | 0 | 0 | 0 | 2 | 0 | 0 | 2 | 0 | 0 | 2 | 0 | 0 | 2 | 0 | 0 | 2 | 0 | 0 | 2 | 0 | 0 | 2 | 0 | 0 | E | 9 | 0 | E | 9 | 16 | A | 7 | 11 | A | 7 | 72 | A | 7 | 1004 | E | 9 | 310 | A | 7 | 5.1 | A | 7 | 16100 | A | 7 | 77777 | A | 7 | 2.2 | E | 8 | 0.121 | F | 8 | 0.13 | F | 8 | -9900 | -9900 | ? | 0
2002-06-23 | 23:00 | 0 | 0 | 0 | 2 | 0 | 0 | 2 | 0 | 0 | 2 | 0 | 0 | 2 | 0 | 0 | 2 | 0 | 0 | 2 | 0 | 0 | 2 | 0 | 0 | E | 9 | 0 | E | 9 | 16 | A | 7 | 11 | A | 7 | 72 | A | 7 | 1004 | E | 9 | 320 | A | 7 | 4.6 | A | 7 | 16100 | A | 7 | 77777 | A | 7 | 2.2 | E | 8 | 0.121 | F | 8 | 0.13 | F | 8 | -9900 | -9900 | ? | 0
2002-06-23 | 24:00 | 0 | 0 | 0 | 2 | 0 | 0 | 2 | 0 | 0 | 2 | 0 | 0 | 2 | 0 | 0 | 2 | 0 | 0 | 2 | 0 | 0 | 2 | 0 | 8 | E | 9 | 8 | E | 9 | 15 | A | 7 | 11 | A | 7 | 77 | A | 7 | 1004 | E | 9 | 310 | A | 7 | 4.1 | A | 7 | 16100 | A | 7 | 1110 | A | 7 | 2.2 | E | 8 | 0.121 | F | 8 | 0.13 | F | 8 | -9900 | -9900 | ? | 0
2002-06-24 | 1:00 | 0 | 0 | 0 | 2 | 0 | 0 | 2 | 0 | 0 | 2 | 0 | 0 | 2 | 0 | 0 | 2 | 0 | 0 | 2 | 0 | 0 | 2 | 0 | 10 | E | 9 | 10 | E | 9 | 15 | A | 7 | 11 | A | 7 | 77 | A | 7 | 1004 | E | 9 | 300 | A | 7 | 4.6 | A | 7 | 16100 | A | 7 | 1110 | A | 7 | 2.2 | E | 8 | 0.121 | F | 8 | 0.13 | F | 8 | -9900 | -9900 | ? | 0
2002-06-24 | 2:00 | 0 | 0 | 0 | 2 | 0 | 0 | 2 | 0 | 0 | 2 | 0 | 0 | 2 | 0 | 0 | 2 | 0 | 0 | 2 | 0 | 0 | 2 | 0 | 10 | E | 9 | 10 | E | 9 | 15 | A | 7 | 11 | A | 7 | 77 | A | 7 | 1004 | E | 9 | 300 | A | 7 | 3.6 | A | 7 | 16100 | A | 7 | 720 | A | 7 | 2.1 | E | 8 | 0.121 | F | 8 | 0.13 | F | 8 | -9900 | -9900 | ? | 0
2002-06-24 | 3:00 | 0 | 0 | 0 | 2 | 0 | 0 | 2 | 0 | 0 | 2 | 0 | 0 | 2 | 0 | 0 | 2 | 0 | 0 | 2 | 0 | 0 | 2 | 0 | 10 | E | 9 | 10 | E | 9 | 16 | A | 7 | 11 | A | 7 | 72 | A | 7 | 1004 | E | 9 | 320 | A | 7 | 3.6 | A | 7 | 16100 | A | 7 | 600 | A | 7 | 2 | E | 8 | 0.121 | F | 8 | 0.13 | F | 8 | -9900 | -9900 | ? | 0
2002-06-24 | 4:00 | 0 | 0 | 0 | 2 | 0 | 0 | 2 | 0 | 0 | 2 | 0 | 0 | 2 | 0 | 0 | 2 | 0 | 0 | 2 | 0 | 0 | 2 | 0 | 10 | E | 9 | 10 | E | 9 | 16 | A | 7 | 11 | A | 7 | 72 | A | 7 | 1004 | E | 9 | 330 | A | 7 | 1.5 | A | 7 | 16100 | A | 7 | 540 | A | 7 | 1.9 | E | 8 | 0.121 | F | 8 | 0.13 | F | 8 | -9900 | -9900 | ? | 0
2002-06-24 | 5:00 | 22 | 628 | 0 | 2 | 8 | 0 | 2 | 15 | 0 | 2 | 8 | 0 | 2 | 8 | 0 | 2 | 15 | 0 | 2 | 8 | 0 | 2 | 19 | 10 | E | 9 | 10 | E | 9 | 15 | A | 7 | 12 | A | 7 | 82 | A | 7 | 1004 | E | 9 | 0 | A | 7 | 0 | A | 7 | 16100 | A | 7 | 540 | A | 7 | 2 | E | 8 | 0.121 | F | 8 | 0.13 | F | 8 | -9900 | -9900 | ? | 0
2002-06-24 | 6:00 | 200 | 1322 | 21 | 2 | 8 | 0 | 2 | 15 | 21 | 2 | 8 | 2500 | 2 | 8 | 0 | 2 | 15 | 2500 | 2 | 8 | 840 | 2 | 19 | 10 | B | 8 | 10 | B | 8 | 15.2 | B | 8 | 12.2 | B | 8 | 82 | A | 7 | 1004 | E | 9 | 330 | B | 8 | 0.8 | B | 8 | -9900 | ? | 0 | 480 | B | 8 | 2.1 | E | 8 | 0.121 | F | 8 | 0.13 | F | 8 | -9900 | -9900 | ? | 0
2002-06-24 | 7:00 | 423 | 1322 | 65 | 2 | 8 | 0 | 2 | 15 | 65 | 2 | 8 | 7700 | 2 | 8 | 0 | 2 | 15 | 7700 | 2 | 8 | 2730 | 2 | 19 | 10 | E | 9 | 10 | E | 9 | 16 | A | 7 | 12 | A | 7 | 77 | A | 7 | 1004 | E | 9 | 300 | A | 7 | 1.5 | A | 7 | 16100 | A | 7 | 420 | A | 7 | 2.2 | E | 8 | 0.121 | F | 8 | 0.13 | F | 8 | -9900 | -9900 | ? | 0
2002-06-24 | 8:00 | 644 | 1322 | 158 | 2 | 8 | 6 | 2 | 15 | 155 | 2 | 8 | 18300 | 2 | 8 | 500 | 2 | 15 | 18000 | 2 | 8 | 6530 | 2 | 19 | 10 | E | 9 | 10 | E | 9 | 17 | A | 7 | 12 | A | 7 | 72 | A | 7 | 1004 | E | 9 | 30 | A | 7 | 2.6 | A | 7 | 16100 | A | 7 | 420 | A | 7 | 2.2 | E | 8 | 0.121 | F | 8 | 0.13 | F | 8 | -9900 | -9900 | ? | 0
2002-06-24 | 9:00 | 846 | 1322 | 254 | 2 | 8 | 18 | 2 | 15 | 243 | 2 | 8 | 29500 | 2 | 8 | 1600 | 2 | 15 | 28500 | 2 | 8 | 10500 | 2 | 19 | 10 | E | 9 | 10 | E | 9 | 18 | A | 7 | 12 | A | 7 | 68 | A | 7 | 1004 | E | 9 | 360 | A | 7 | 2.6 | A | 7 | 16100 | A | 7 | 420 | A | 7 | 2.3 | E | 8 | 0.121 | F | 8 | 0.13 | F | 8 | -9900 | -9900 | ? | 0
2002-06-24 | 10:00 | 1016 | 1322 | 449 | 2 | 8 | 142 | 2 | 15 | 340 | 2 | 8 | 49400 | 2 | 8 | 15100 | 2 | 15 | 37800 | 2 | 8 | 11470 | 2 | 19 | 8 | E | 9 | 8 | E | 9 | 19 | A | 7 | 12 | A | 7 | 64 | A | 7 | 1004 | E | 9 | 60 | A | 7 | 1.5 | A | 7 | 16100 | A | 7 | 480 | A | 7 | 2.3 | E | 8 | 0.121 | F | 8 | 0.13 | F | 8 | -9900 | -9900 | ? | 0
2002-06-24 | 11:00 | 1141 | 1322 | 855 | 2 | 8 | 703 | 2 | 15 | 247 | 2 | 8 | 90200 | 2 | 8 | 71300 | 2 | 15 | 28600 | 2 | 8 | 10950 | 2 | 19 | 0 | E | 9 | 0 | E | 9 | 22 | A | 7 | 13 | A | 7 | 57 | A | 7 | 1004 | E | 9 | 0 | A | 7 | 0 | A | 7 | 16100 | A | 7 | 77777 | A | 7 | 2.3 | E | 8 | 0.121 | F | 8 | 0.13 | F | 8 | -9900 | -9900 | ? | 0
2002-06-24 | 12:00 | 1214 | 1322 | 934 | 2 | 8 | 862 | 2 | 15 | 141 | 2 | 8 | 95700 | 2 | 8 | 86300 | 2 | 15 | 16200 | 2 | 8 | 6440 | 2 | 19 | 0 | E | 9 | 0 | E | 9 | 23 | A | 7 | 13 | A | 7 | 53 | A | 7 | 1004 | E | 9 | 360 | A | 7 | 1.5 | A | 7 | 16100 | A | 7 | 77777 | A | 7 | 2.4 | E | 8 | 0.121 | F | 8 | 0.13 | F | 8 | -9900 | -9900 | ? | 0
2002-06-24 | 13:00 | 1229 | 1322 | 937 | 2 | 8 | 830 | 2 | 15 | 164 | 2 | 8 | 99900 | 2 | 8 | 84000 | 2 | 15 | 21600 | 2 | 8 | 9880 | 2 | 19 | 0 | E | 9 | 0 | E | 9 | 26 | A | 7 | 14 | A | 7 | 48 | A | 7 | 1004 | E | 9 | 150 | A | 7 | 1.5 | A | 7 | 16100 | A | 7 | 77777 | A | 7 | 2.5 | E | 8 | 0.121 | F | 8 | 0.13 | F | 8 | -9900 | -9900 | ? | 0
2002-06-24 | 14:00 | 1186 | 1322 | 909 | 2 | 8 | 840 | 2 | 15 | 154 | 2 | 8 | 97000 | 2 | 8 | 85100 | 2 | 15 | 20500 | 2 | 8 | 7690 | 2 | 19 | 2 | E | 9 | 2 | E | 9 | 26 | A | 7 | 13 | A | 7 | 45 | A | 7 | 1004 | E | 9 | 130 | A | 7 | 2.1 | A | 7 | 16100 | A | 7 | 77777 | A | 7 | 2.3 | E | 8 | 0.121 | F | 8 | 0.13 | F | 8 | -9900 | -9900 | ? | 0
2002-06-24 | 15:00 | 1087 | 1322 | 805 | 2 | 8 | 772 | 2 | 15 | 169 | 2 | 8 | 83900 | 2 | 8 | 77500 | 2 | 15 | 20100 | 2 | 8 | 5900 | 2 | 19 | 1 | B | 8 | 1 | B | 8 | 27.3 | B | 8 | 12.4 | B | 8 | 40 | A | 7 | 1004 | E | 9 | 100 | B | 8 | 2.9 | B | 8 | -9900 | ? | 0 | 77777 | B | 8 | 2.2 | E | 8 | 0.121 | F | 8 | 0.13 | F | 8 | -9900 | -9900 | ? | 0
2002-06-24 | 16:00 | 939 | 1322 | 686 | 2 | 8 | 787 | 2 | 15 | 126 | 2 | 8 | 72300 | 2 | 8 | 79100 | 2 | 15 | 16000 | 2 | 8 | 3420 | 2 | 19 | 1 | B | 8 | 1 | B | 8 | 28.4 | B | 8 | 11.6 | B | 8 | 35 | A | 7 | 1004 | E | 9 | 70 | B | 8 | 3.8 | B | 8 | -9900 | ? | 0 | 77777 | B | 8 | 2 | E | 8 | 0.121 | F | 8 | 0.13 | F | 8 | -9900 | -9900 | ? | 0
2002-06-24 | 17:00 | 752 | 1322 | 524 | 2 | 8 | 695 | 2 | 15 | 127 | 2 | 8 | 55200 | 2 | 8 | 69700 | 2 | 15 | 15500 | 2 | 8 | 2920 | 2 | 19 | 0 | E | 9 | 0 | E | 9 | 29 | A | 7 | 11 | A | 7 | 33 | A | 7 | 1004 | E | 9 | 40 | A | 7 | 4.6 | A | 7 | 16100 | A | 7 | 77777 | A | 7 | 2.1 | E | 8 | 0.121 | F | 8 | 0.13 | F | 8 | -9900 | -9900 | ? | 0
2002-06-24 | 18:00 | 539 | 1322 | 364 | 2 | 8 | 498 | 2 | 15 | 160 | 2 | 8 | 37600 | 2 | 8 | 47800 | 2 | 15 | 18000 | 2 | 8 | 3210 | 2 | 19 | 0 | E | 9 | 0 | E | 9 | 28 | A | 7 | 10 | A | 7 | 32 | A | 7 | 1004 | E | 9 | 50 | A | 7 | 4.6 | A | 7 | 16100 | A | 7 | 77777 | A | 7 | 2.1 | E | 8 | 0.121 | F | 8 | 0.13 | F | 8 | -9900 | -9900 | ? | 0
2002-06-24 | 19:00 | 315 | 1322 | 141 | 2 | 8 | 129 | 2 | 15 | 111 | 2 | 8 | 15200 | 2 | 8 | 10800 | 2 | 15 | 12700 | 2 | 8 | 2420 | 2 | 19 | 1 | E | 9 | 1 | E | 9 | 27 | A | 7 | 14 | A | 7 | 45 | A | 7 | 1004 | E | 9 | 320 | A | 7 | 3.1 | A | 7 | 16100 | A | 7 | 77777 | A | 7 | 2.2 | E | 8 | 0.121 | F | 8 | 0.13 | F | 8 | -9900 | -9900 | ? | 0
2002-06-24 | 20:00 | 98 | 1322 | 0 | 2 | 8 | 0 | 2 | 15 | 0 | 2 | 8 | 0 | 2 | 8 | 0 | 2 | 15 | 0 | 2 | 8 | 0 | 2 | 19 | 2 | E | 9 | 2 | E | 9 | 23 | A | 7 | 13 | A | 7 | 53 | A | 7 | 1004 | E | 9 | 310 | A | 7 | 4.1 | A | 7 | 16100 | A | 7 | 77777 | A | 7 | 2.2 | E | 8 | 0.121 | F | 8 | 0.13 | F | 8 | -9900 | -9900 | ? | 0
2002-06-24 | 21:00 | 0 | 11 | 0 | 2 | 0 | 0 | 2 | 0 | 0 | 2 | 0 | 0 | 2 | 1 | 0 | 2 | 2 | 0 | 2 | 2 | 0 | 2 | 1 | 0 | E | 9 | 0 | E | 9 | 21 | A | 7 | 12 | A | 7 | 56 | A | 7 | 1004 | E | 9 | 300 | A | 7 | 3.6 | A | 7 | 16100 | A | 7 | 77777 | A | 7 | 2.2 | E | 8 | 0.121 | F | 8 | 0.13 | F | 8 | -9900 | -9900 | ? | 0
2002-06-24 | 22:00 | 0 | 0 | 0 | 2 | 0 | 0 | 2 | 0 | 0 | 2 | 0 | 0 | 2 | 0 | 0 | 2 | 0 | 0 | 2 | 0 | 0 | 2 | 0 | 0 | E | 9 | 0 | E | 9 | 18 | A | 7 | 12 | A | 7 | 68 | A | 7 | 1004 | E | 9 | 300 | A | 7 | 3.6 | A | 7 | 16100 | A | 7 | 77777 | A | 7 | 2.3 | E | 8 | 0.121 | F | 8 | 0.13 | F | 8 | -9900 | -9900 | ? | 0
2002-06-24 | 23:00 | 0 | 0 | 0 | 2 | 0 | 0 | 2 | 0 | 0 | 2 | 0 | 0 | 2 | 0 | 0 | 2 | 0 | 0 | 2 | 0 | 0 | 2 | 0 | 2 | E | 9 | 2 | E | 9 | 18 | A | 7 | 12 | A | 7 | 68 | A | 7 | 1004 | E | 9 | 300 | A | 7 | 5.1 | A | 7 | 16100 | A | 7 | 77777 | A | 7 | 2.2 | E | 8 | 0.121 | F | 8 | 0.13 | F | 8 | -9900 | -9900 | ? | 0
2002-06-24 | 24:00 | 0 | 0 | 0 | 2 | 0 | 0 | 2 | 0 | 0 | 2 | 0 | 0 | 2 | 0 | 0 | 2 | 0 | 0 | 2 | 0 | 0 | 2 | 0 | 0 | E | 9 | 0 | E | 9 | 17 | A | 7 | 11 | A | 7 | 68 | A | 7 | 1004 | E | 9 | 300 | A | 7 | 4.1 | A | 7 | 16100 | A | 7 | 77777 | A | 7 | 2.2 | E | 8 | 0.121 | F | 8 | 0.13 | F | 8 | -9900 | -9900 | ? | 0
2002-06-25 | 1:00 | 0 | 0 | 0 | 2 | 0 | 0 | 2 | 0 | 0 | 2 | 0 | 0 | 2 | 0 | 0 | 2 | 0 | 0 | 2 | 0 | 0 | 2 | 0 | 0 | E | 9 | 0 | E | 9 | 17 | A | 7 | 11 | A | 7 | 68 | A | 7 | 1004 | E | 9 | 360 | A | 7 | 2.1 | A | 7 | 16100 | A | 7 | 77777 | A | 7 | 2.2 | E | 8 | 0.121 | F | 8 | 0.13 | F | 8 | -9900 | -9900 | ? | 0
2002-06-25 | 2:00 | 0 | 0 | 0 | 2 | 0 | 0 | 2 | 0 | 0 | 2 | 0 | 0 | 2 | 0 | 0 | 2 | 0 | 0 | 2 | 0 | 0 | 2 | 0 | 0 | E | 9 | 0 | E | 9 | 14 | A | 7 | 11 | A | 7 | 82 | A | 7 | 1004 | E | 9 | 300 | A | 7 | 2.1 | A | 7 | 16100 | A | 7 | 77777 | A | 7 | 2.3 | E | 8 | 0.121 | F | 8 | 0.13 | F | 8 | -9900 | -9900 | ? | 0
2002-06-25 | 3:00 | 0 | 0 | 0 | 2 | 0 | 0 | 2 | 0 | 0 | 2 | 0 | 0 | 2 | 0 | 0 | 2 | 0 | 0 | 2 | 0 | 0 | 2 | 0 | 0 | E | 9 | 0 | E | 9 | 13 | A | 7 | 11 | A | 7 | 88 | A | 7 | 1004 | E | 9 | 0 | A | 7 | 0 | A | 7 | 16100 | A | 7 | 77777 | A | 7 | 2.3 | E | 8 | 0.121 | F | 8 | 0.13 | F | 8 | -9900 | -9900 | ? | 0
2002-06-25 | 4:00 | 0 | 0 | 0 | 2 | 0 | 0 | 2 | 0 | 0 | 2 | 0 | 0 | 2 | 0 | 0 | 2 | 0 | 0 | 2 | 0 | 0 | 2 | 0 | 0 | E | 9 | 0 | E | 9 | 13 | A | 7 | 10 | A | 7 | 82 | A | 7 | 1004 | E | 9 | 120 | A | 7 | 1.5 | A | 7 | 16100 | A | 7 | 77777 | A | 7 | 2.4 | E | 8 | 0.121 | F | 8 | 0.13 | F | 8 | -9900 | -9900 | ? | 0
2002-06-25 | 5:00 | 21 | 628 | 0 | 2 | 8 | 0 | 2 | 15 | 0 | 2 | 8 | 0 | 2 | 8 | 0 | 2 | 15 | 0 | 2 | 8 | 0 | 2 | 19 | 0 | E | 9 | 0 | E | 9 | 9 | A | 7 | 8 | A | 7 | 93 | A | 7 | 1004 | E | 9 | 260 | A | 7 | 1.5 | A | 7 | 16100 | A | 7 | 77777 | A | 7 | 2.4 | E | 8 | 0.121 | F | 8 | 0.13 | F | 8 | -9900 | -9900 | ? | 0
2002-06-25 | 6:00 | 199 | 1322 | 90 | 2 | 8 | 371 | 2 | 15 | 35 | 2 | 8 | 9300 | 2 | 8 | 25300 | 2 | 15 | 5500 | 2 | 8 | 640 | 2 | 19 | 0 | E | 9 | 0 | E | 9 | 13 | A | 7 | 11 | A | 7 | 88 | A | 7 | 1004 | E | 9 | 280 | A | 7 | 1.5 | A | 7 | 16100 | A | 7 | 77777 | A | 7 | 2.5 | E | 8 | 0.121 | F | 8 | 0.13 | F | 8 | -9900 | -9900 | ? | 0
2002-06-25 | 7:00 | 422 | 1322 | 251 | 2 | 8 | 598 | 2 | 15 | 60 | 2 | 8 | 26500 | 2 | 8 | 54300 | 2 | 15 | 9100 | 2 | 8 | 1180 | 2 | 19 | 0 | E | 9 | 0 | E | 9 | 17 | A | 7 | 13 | A | 7 | 77 | A | 7 | 1004 | E | 9 | 0 | A | 7 | 0 | A | 7 | 16100 | A | 7 | 77777 | A | 7 | 2.5 | E | 8 | 0.121 | F | 8 | 0.13 | F | 8 | -9900 | -9900 | ? | 0
2002-06-25 | 8:00 | 643 | 1322 | 430 | 2 | 8 | 712 | 2 | 15 | 83 | 2 | 8 | 45000 | 2 | 8 | 69600 | 2 | 15 | 11100 | 2 | 8 | 1770 | 2 | 19 | 0 | E | 9 | 0 | E | 9 | 21 | A | 7 | 13 | A | 7 | 60 | A | 7 | 1004 | E | 9 | 70 | A | 7 | 2.1 | A | 7 | 14500 | A | 7 | 77777 | A | 7 | 2.5 | E | 8 | 0.121 | F | 8 | 0.13 | F | 8 | -9900 | -9900 | ? | 0
2002-06-25 | 9:00 | 845 | 1322 | 604 | 2 | 8 | 756 | 2 | 15 | 120 | 2 | 8 | 63100 | 2 | 8 | 75400 | 2 | 15 | 14800 | 2 | 8 | 2840 | 2 | 19 | 3 | E | 9 | 3 | E | 9 | 23 | A | 7 | 13 | A | 7 | 53 | A | 7 | 1004 | E | 9 | 50 | A | 7 | 1.5 | A | 7 | 14500 | A | 7 | 77777 | A | 7 | 2.5 | E | 8 | 0.121 | F | 8 | 0.13 | F | 8 | -9900 | -9900 | ? | 0
2002-06-25 | 10:00 | 1015 | 1322 | 743 | 2 | 8 | 787 | 2 | 15 | 137 | 2 | 8 | 78400 | 2 | 8 | 79300 | 2 | 15 | 17400 | 2 | 8 | 4230 | 2 | 19 | 0 | E | 9 | 0 | E | 9 | 26 | A | 7 | 14 | A | 7 | 48 | A | 7 | 1004 | E | 9 | 60 | A | 7 | 2.1 | A | 7 | 16100 | A | 7 | 77777 | A | 7 | 2.6 | E | 8 | 0.121 | F | 8 | 0.13 | F | 8 | -9900 | -9900 | ? | 0
2002-06-25 | 11:00 | 1141 | 1322 | 866 | 2 | 8 | 846 | 2 | 15 | 135 | 2 | 8 | 88900 | 2 | 8 | 84700 | 2 | 15 | 15700 | 2 | 8 | 4610 | 2 | 19 | 0 | E | 9 | 0 | E | 9 | 27 | A | 7 | 14 | A | 7 | 45 | A | 7 | 1004 | E | 9 | 0 | A | 7 | 0 | A | 7 | 16100 | A | 7 | 77777 | A | 7 | 2.6 | E | 8 | 0.121 | F | 8 | 0.13 | F | 8 | -9900 | -9900 | ? | 0
2002-06-25 | 12:00 | 1214 | 1322 | 946 | 2 | 8 | 862 | 2 | 15 | 153 | 2 | 8 | 96700 | 2 | 8 | 86300 | 2 | 15 | 17300 | 2 | 8 | 6730 | 2 | 19 | 0 | E | 9 | 0 | E | 9 | 29 | A | 7 | 14 | A | 7 | 40 | A | 7 | 1004 | E | 9 | 0 | A | 7 | 0 | A | 7 | 16100 | A | 7 | 77777 | A | 7 | 2.7 | E | 8 | 0.121 | F | 8 | 0.13 | F | 8 | -9900 | -9900 | ? | 0
2002-06-25 | 13:00 | 1229 | 1322 | 937 | 2 | 8 | 836 | 2 | 15 | 158 | 2 | 8 | 100200 | 2 | 8 | 84800 | 2 | 15 | 21200 | 2 | 8 | 9560 | 2 | 19 | 0 | E | 9 | 0 | E | 9 | 31 | A | 7 | 14 | A | 7 | 36 | A | 7 | 1004 | E | 9 | 60 | A | 7 | 3.1 | A | 7 | 16100 | A | 7 | 77777 | A | 7 | 2.8 | E | 8 | 0.121 | F | 8 | 0.13 | F | 8 | -9900 | -9900 | ? | 0
2002-06-25 | 14:00 | 1186 | 1322 | 903 | 2 | 8 | 852 | 2 | 15 | 137 | 2 | 8 | 92600 | 2 | 8 | 85300 | 2 | 15 | 15900 | 2 | 8 | 5560 | 2 | 19 | 0 | E | 9 | 0 | A | 7 | 33 | A | 7 | 13 | A | 7 | 30 | A | 7 | 1004 | E | 9 | 20 | A | 7 | 2.1 | A | 7 | 14500 | A | 7 | 77777 | A | 7 | 2.8 | E | 8 | 0.121 | F | 8 | 0.13 | F | 8 | -9900 | -9900 | ? | 0
2002-06-25 | 15:00 | 1087 | 1322 | 824 | 2 | 8 | 833 | 2 | 15 | 138 | 2 | 8 | 87900 | 2 | 8 | 84400 | 2 | 15 | 18300 | 2 | 8 | 5080 | 2 | 19 | 0 | E | 9 | 0 | A | 7 | 33 | A | 7 | 13 | A | 7 | 30 | A | 7 | 1004 | E | 9 | 50 | A | 7 | 4.1 | A | 7 | 14500 | A | 7 | 77777 | A | 7 | 2.8 | E | 8 | 0.121 | F | 8 | 0.13 | F | 8 | -9900 | -9900 | ? | 0
2002-06-25 | 16:00 | 939 | 1322 | 672 | 2 | 8 | 682 | 2 | 15 | 187 | 2 | 8 | 70700 | 2 | 8 | 69000 | 2 | 15 | 21600 | 2 | 8 | 5290 | 2 | 19 | 0 | E | 9 | 0 | E | 9 | 34 | A | 7 | 14 | A | 7 | 30 | A | 7 | 1004 | E | 9 | 30 | A | 7 | 2.1 | A | 7 | 14500 | A | 7 | 77777 | A | 7 | 2.9 | E | 8 | 0.121 | F | 8 | 0.13 | F | 8 | -9900 | -9900 | ? | 0
2002-06-25 | 17:00 | 752 | 1322 | 502 | 2 | 8 | 608 | 2 | 15 | 155 | 2 | 8 | 52200 | 2 | 8 | 60400 | 2 | 15 | 17800 | 2 | 8 | 3460 | 2 | 19 | 0 | E | 9 | 0 | E | 9 | 33 | A | 7 | 15 | A | 7 | 34 | A | 7 | 1004 | E | 9 | 310 | A | 7 | 4.6 | A | 7 | 16100 | A | 7 | 77777 | A | 7 | 2.9 | E | 8 | 0.121 | F | 8 | 0.13 | F | 8 | -9900 | -9900 | ? | 0
2002-06-25 | 18:00 | 540 | 1322 | 364 | 2 | 8 | 616 | 2 | 15 | 112 | 2 | 8 | 37500 | 2 | 8 | 58200 | 2 | 15 | 13700 | 2 | 8 | 2160 | 2 | 19 | 0 | E | 9 | 0 | E | 9 | 31 | A | 7 | 14 | A | 7 | 36 | A | 7 | 1004 | E | 9 | 320 | A | 7 | 5.1 | A | 7 | 16100 | A | 7 | 77777 | A | 7 | 2.9 | E | 8 | 0.121 | F | 8 | 0.13 | F | 8 | -9900 | -9900 | ? | 0
2002-06-25 | 19:00 | 316 | 1322 | 188 | 2 | 8 | 380 | 2 | 15 | 98 | 2 | 8 | 19200 | 2 | 8 | 30600 | 2 | 15 | 11900 | 2 | 8 | 1850 | 2 | 19 | 0 | E | 9 | 0 | E | 9 | 28 | A | 7 | 12 | A | 7 | 37 | A | 7 | 1004 | E | 9 | 300 | A | 7 | 6.2 | A | 7 | 16100 | A | 7 | 77777 | A | 7 | 2.9 | E | 8 | 0.121 | F | 8 | 0.13 | F | 8 | -9900 | -9900 | ? | 0
2002-06-25 | 20:00 | 98 | 1322 | 0 | 2 | 8 | 0 | 2 | 15 | 0 | 2 | 8 | 0 | 2 | 8 | 0 | 2 | 15 | 0 | 2 | 8 | 0 | 2 | 19 | 0 | E | 9 | 0 | E | 9 | 25 | A | 7 | 13 | A | 7 | 47 | A | 7 | 1004 | E | 9 | 310 | A | 7 | 7.2 | A | 7 | 16100 | A | 7 | 77777 | A | 7 | 3 | E | 8 | 0.121 | F | 8 | 0.13 | F | 8 | -9900 | -9900 | ? | 0
2002-06-25 | 21:00 | 0 | 11 | 0 | 2 | 0 | 0 | 2 | 0 | 0 | 2 | 0 | 0 | 2 | 1 | 0 | 2 | 2 | 0 | 2 | 2 | 0 | 2 | 1 | 0 | E | 9 | 0 | E | 9 | 22 | A | 7 | 13 | A | 7 | 57 | A | 7 | 1004 | E | 9 | 290 | A | 7 | 5.1 | A | 7 | 16100 | A | 7 | 77777 | A | 7 | 3 | E | 8 | 0.121 | F | 8 | 0.13 | F | 8 | -9900 | -9900 | ? | 0
2002-06-25 | 22:00 | 0 | 0 | 0 | 2 | 0 | 0 | 2 | 0 | 0 | 2 | 0 | 0 | 2 | 0 | 0 | 2 | 0 | 0 | 2 | 0 | 0 | 2 | 0 | 0 | E | 9 | 0 | E | 9 | 21 | A | 7 | 12 | A | 7 | 56 | A | 7 | 1004 | E | 9 | 290 | A | 7 | 4.6 | A | 7 | 16100 | A | 7 | 77777 | A | 7 | 3 | E | 8 | 0.121 | F | 8 | 0.13 | F | 8 | -9900 | -9900 | ? | 0
2002-06-25 | 23:00 | 0 | 0 | 0 | 2 | 0 | 0 | 2 | 0 | 0 | 2 | 0 | 0 | 2 | 0 | 0 | 2 | 0 | 0 | 2 | 0 | 0 | 2 | 0 | 0 | E | 9 | 0 | E | 9 | 21 | A | 7 | 12 | A | 7 | 56 | A | 7 | 1004 | E | 9 | 310 | A | 7 | 5.7 | A | 7 | 16100 | A | 7 | 77777 | A | 7 | 3 | E | 8 | 0.121 | F | 8 | 0.13 | F | 8 | -9900 | -9900 | ? | 0
2002-06-25 | 24:00 | 0 | 0 | 0 | 2 | 0 | 0 | 2 | 0 | 0 | 2 | 0 | 0 | 2 | 0 | 0 | 2 | 0 | 0 | 2 | 0 | 0 | 2 | 0 | 0 | E | 9 | 0 | E | 9 | 20 | A | 7 | 11 | A | 7 | 56 | A | 7 | 1004 | E | 9 | 320 | A | 7 | 3.1 | A | 7 | 16100 | A | 7 | 77777 | A | 7 | 3 | E | 8 | 0.121 | F | 8 | 0.13 | F | 8 | -9900 | -9900 | ? | 0
2002-06-26 | 1:00 | 0 | 0 | 0 | 2 | 0 | 0 | 2 | 0 | 0 | 2 | 0 | 0 | 2 | 0 | 0 | 2 | 0 | 0 | 2 | 0 | 0 | 2 | 0 | 0 | E | 9 | 0 | E | 9 | 17 | A | 7 | 11 | A | 7 | 68 | A | 7 | 1004 | E | 9 | 310 | A | 7 | 3.6 | A | 7 | 16100 | A | 7 | 77777 | A | 7 | 3 | E | 8 | 0.121 | F | 8 | 0.13 | F | 8 | -9900 | -9900 | ? | 0
2002-06-26 | 2:00 | 0 | 0 | 0 | 2 | 0 | 0 | 2 | 0 | 0 | 2 | 0 | 0 | 2 | 0 | 0 | 2 | 0 | 0 | 2 | 0 | 0 | 2 | 0 | 0 | E | 9 | 0 | E | 9 | 18 | A | 7 | 11 | A | 7 | 64 | A | 7 | 1004 | E | 9 | 310 | A | 7 | 5.1 | A | 7 | 16100 | A | 7 | 77777 | A | 7 | 3 | E | 8 | 0.121 | F | 8 | 0.13 | F | 8 | -9900 | -9900 | ? | 0
2002-06-26 | 3:00 | 0 | 0 | 0 | 2 | 0 | 0 | 2 | 0 | 0 | 2 | 0 | 0 | 2 | 0 | 0 | 2 | 0 | 0 | 2 | 0 | 0 | 2 | 0 | 2 | E | 9 | 2 | E | 9 | 17 | A | 7 | 10 | A | 7 | 63 | A | 7 | 1004 | E | 9 | 300 | A | 7 | 3.1 | A | 7 | 16100 | A | 7 | 77777 | A | 7 | 2.9 | E | 8 | 0.121 | F | 8 | 0.13 | F | 8 | -9900 | -9900 | ? | 0
2002-06-26 | 4:00 | 0 | 0 | 0 | 2 | 0 | 0 | 2 | 0 | 0 | 2 | 0 | 0 | 2 | 0 | 0 | 2 | 0 | 0 | 2 | 0 | 0 | 2 | 0 | 1 | E | 9 | 1 | E | 9 | 16 | A | 7 | 10 | A | 7 | 68 | A | 7 | 1004 | E | 9 | 320 | A | 7 | 2.6 | A | 7 | 16100 | A | 7 | 77777 | A | 7 | 2.9 | E | 8 | 0.121 | F | 8 | 0.13 | F | 8 | -9900 | -9900 | ? | 0
2002-06-26 | 5:00 | 20 | 628 | 0 | 2 | 8 | 0 | 2 | 15 | 0 | 2 | 8 | 0 | 2 | 8 | 0 | 2 | 15 | 0 | 2 | 8 | 0 | 2 | 19 | 0 | E | 9 | 0 | E | 9 | 16 | A | 7 | 9 | A | 7 | 63 | A | 7 | 1004 | E | 9 | 310 | A | 7 | 2.1 | A | 7 | 16100 | A | 7 | 77777 | A | 7 | 2.9 | E | 8 | 0.121 | F | 8 | 0.13 | F | 8 | -9900 | -9900 | ? | 0
2002-06-26 | 6:00 | 198 | 1322 | 84 | 2 | 8 | 272 | 2 | 15 | 43 | 2 | 8 | 8800 | 2 | 8 | 17600 | 2 | 15 | 6200 | 2 | 8 | 770 | 2 | 19 | 0 | E | 9 | 0 | E | 9 | 16 | A | 7 | 10 | A | 7 | 68 | A | 7 | 1004 | E | 9 | 290 | A | 7 | 2.6 | A | 7 | 16100 | A | 7 | 77777 | A | 7 | 2.9 | E | 8 | 0.121 | F | 8 | 0.13 | F | 8 | -9900 | -9900 | ? | 0
2002-06-26 | 7:00 | 421 | 1322 | 234 | 2 | 8 | 428 | 2 | 15 | 98 | 2 | 8 | 24700 | 2 | 8 | 38600 | 2 | 15 | 12400 | 2 | 8 | 1830 | 2 | 19 | 0 | E | 9 | 0 | E | 9 | 19 | A | 7 | 11 | A | 7 | 60 | A | 7 | 1004 | E | 9 | 300 | A | 7 | 2.6 | A | 7 | 16100 | A | 7 | 77777 | A | 7 | 3 | E | 8 | 0.121 | F | 8 | 0.13 | F | 8 | -9900 | -9900 | ? | 0
2002-06-26 | 8:00 | 642 | 1322 | 281 | 2 | 8 | 144 | 2 | 15 | 212 | 2 | 8 | 30700 | 2 | 8 | 14700 | 2 | 15 | 23600 | 2 | 8 | 5230 | 2 | 19 | 5 | E | 9 | 5 | E | 9 | 23 | A | 7 | 12 | A | 7 | 50 | A | 7 | 1004 | E | 9 | 310 | A | 7 | 1.5 | A | 7 | 14500 | A | 7 | 77777 | A | 7 | 3 | E | 8 | 0.121 | F | 8 | 0.13 | F | 8 | -9900 | -9900 | ? | 0
2002-06-26 | 9:00 | 844 | 1322 | 603 | 2 | 8 | 697 | 2 | 15 | 158 | 2 | 8 | 63500 | 2 | 8 | 70300 | 2 | 15 | 18600 | 2 | 8 | 3940 | 2 | 19 | 2 | E | 9 | 2 | E | 9 | 24 | A | 7 | 12 | A | 7 | 47 | A | 7 | 1004 | E | 9 | 0 | A | 7 | 0 | A | 7 | 16100 | A | 7 | 77777 | A | 7 | 3 | E | 8 | 0.121 | F | 8 | 0.13 | F | 8 | -9900 | -9900 | ? | 0
2002-06-26 | 10:00 | 1014 | 1322 | 737 | 2 | 8 | 775 | 2 | 15 | 141 | 2 | 8 | 77500 | 2 | 8 | 78000 | 2 | 15 | 17600 | 2 | 8 | 4310 | 2 | 19 | 0 | E | 9 | 0 | E | 9 | 26 | A | 7 | 13 | A | 7 | 45 | A | 7 | 1004 | E | 9 | 360 | A | 7 | 1.5 | A | 7 | 14500 | A | 7 | 77777 | A | 7 | 3.1 | E | 8 | 0.121 | F | 8 | 0.13 | F | 8 | -9900 | -9900 | ? | 0
2002-06-26 | 11:00 | 1140 | 1322 | 878 | 2 | 8 | 846 | 2 | 15 | 147 | 2 | 8 | 93600 | 2 | 8 | 85700 | 2 | 15 | 19500 | 2 | 8 | 6260 | 2 | 19 | 0 | E | 9 | 0 | E | 9 | 28 | A | 7 | 14 | A | 7 | 42 | A | 7 | 1004 | E | 9 | 0 | A | 7 | 0 | A | 7 | 14500 | A | 7 | 77777 | A | 7 | 3.1 | E | 8 | 0.121 | F | 8 | 0.13 | F | 8 | -9900 | -9900 | ? | 0
2002-06-26 | 12:00 | 1213 | 1322 | 910 | 2 | 8 | 778 | 2 | 15 | 195 | 2 | 8 | 95000 | 2 | 8 | 78100 | 2 | 15 | 23200 | 2 | 8 | 10510 | 2 | 19 | 1 | E | 9 | 1 | E | 9 | 29 | A | 7 | 14 | A | 7 | 40 | A | 7 | 1004 | E | 9 | 210 | A | 7 | 2.1 | A | 7 | 16100 | A | 7 | 77777 | A | 7 | 3.1 | E | 8 | 0.121 | F | 8 | 0.13 | F | 8 | -9900 | -9900 | ? | 0
2002-06-26 | 13:00 | 1229 | 1322 | 961 | 2 | 8 | 866 | 2 | 15 | 155 | 2 | 8 | 98200 | 2 | 8 | 86700 | 2 | 15 | 17500 | 2 | 8 | 7370 | 2 | 19 | 0 | E | 9 | 0 | E | 9 | 31 | A | 7 | 15 | A | 7 | 38 | A | 7 | 1004 | E | 9 | 350 | A | 7 | 1.5 | A | 7 | 16100 | A | 7 | 77777 | A | 7 | 3.2 | E | 8 | 0.121 | F | 8 | 0.13 | F | 8 | -9900 | -9900 | ? | 0
2002-06-26 | 14:00 | 1186 | 1322 | 903 | 2 | 8 | 828 | 2 | 15 | 159 | 2 | 8 | 96000 | 2 | 8 | 83800 | 2 | 15 | 20700 | 2 | 8 | 7890 | 2 | 19 | 0 | E | 9 | 0 | E | 9 | 33 | A | 7 | 14 | A | 7 | 32 | A | 7 | 1004 | E | 9 | 340 | A | 7 | 4.6 | A | 7 | 12900 | A | 7 | 77777 | A | 7 | 3.1 | E | 8 | 0.121 | F | 8 | 0.13 | F | 8 | -9900 | -9900 | ? | 0
2002-06-26 | 15:00 | 1087 | 1322 | 798 | 2 | 8 | 754 | 2 | 15 | 177 | 2 | 8 | 85800 | 2 | 8 | 77400 | 2 | 15 | 22000 | 2 | 8 | 6890 | 2 | 19 | 5 | E | 9 | 5 | E | 9 | 32 | A | 7 | 13 | A | 7 | 31 | A | 7 | 1004 | E | 9 | 320 | A | 7 | 8.2 | A | 7 | 16100 | A | 7 | 77777 | A | 7 | 2.9 | E | 8 | 0.121 | F | 8 | 0.13 | F | 8 | -9900 | -9900 | ? | 0
2002-06-26 | 16:00 | 939 | 1322 | 665 | 2 | 8 | 694 | 2 | 15 | 171 | 2 | 8 | 70400 | 2 | 8 | 70500 | 2 | 15 | 20200 | 2 | 8 | 4890 | 2 | 19 | 2 | E | 9 | 2 | E | 9 | 31 | A | 7 | 12 | A | 7 | 31 | A | 7 | 1004 | E | 9 | 300 | A | 7 | 8.2 | A | 7 | 16100 | A | 7 | 77777 | A | 7 | 2.8 | E | 8 | 0.121 | F | 8 | 0.13 | F | 8 | -9900 | -9900 | ? | 0
2002-06-26 | 17:00 | 753 | 1322 | 509 | 2 | 8 | 608 | 2 | 15 | 162 | 2 | 8 | 52800 | 2 | 8 | 60300 | 2 | 15 | 18400 | 2 | 8 | 3590 | 2 | 19 | 0 | E | 9 | 0 | E | 9 | 29 | A | 7 | 13 | A | 7 | 37 | A | 7 | 1004 | E | 9 | 310 | A | 7 | 7.7 | A | 7 | 16100 | A | 7 | 77777 | A | 7 | 2.9 | E | 8 | 0.121 | F | 8 | 0.13 | F | 8 | -9900 | -9900 | ? | 0
2002-06-26 | 18:00 | 540 | 1322 | 355 | 2 | 8 | 524 | 2 | 15 | 141 | 2 | 8 | 37200 | 2 | 8 | 50500 | 2 | 15 | 16600 | 2 | 8 | 2790 | 2 | 19 | 0 | E | 9 | 0 | E | 9 | 27 | A | 7 | 13 | A | 7 | 42 | A | 7 | 1004 | E | 9 | 300 | A | 7 | 8.2 | A | 7 | 16100 | A | 7 | 77777 | A | 7 | 2.9 | E | 8 | 0.121 | F | 8 | 0.13 | F | 8 | -9900 | -9900 | ? | 0
2002-06-26 | 19:00 | 316 | 1322 | 188 | 2 | 8 | 335 | 2 | 15 | 108 | 2 | 8 | 19600 | 2 | 8 | 27300 | 2 | 15 | 13000 | 2 | 8 | 2190 | 2 | 19 | 0 | E | 9 | 0 | E | 9 | 25 | A | 7 | 14 | A | 7 | 50 | A | 7 | 1004 | E | 9 | 300 | A | 7 | 5.7 | A | 7 | 16100 | A | 7 | 77777 | A | 7 | 3 | E | 8 | 0.121 | F | 8 | 0.13 | F | 8 | -9900 | -9900 | ? | 0
2002-06-26 | 20:00 | 98 | 1322 | 0 | 2 | 8 | 0 | 2 | 15 | 0 | 2 | 8 | 0 | 2 | 8 | 0 | 2 | 15 | 0 | 2 | 8 | 0 | 2 | 19 | 0 | E | 9 | 0 | E | 9 | 22 | A | 7 | 14 | A | 7 | 60 | A | 7 | 1004 | E | 9 | 300 | A | 7 | 6.7 | A | 7 | 16100 | A | 7 | 77777 | A | 7 | 3 | E | 8 | 0.121 | F | 8 | 0.13 | F | 8 | -9900 | -9900 | ? | 0
2002-06-26 | 21:00 | 0 | 11 | 0 | 2 | 0 | 0 | 2 | 0 | 0 | 2 | 0 | 0 | 2 | 1 | 0 | 2 | 2 | 0 | 2 | 2 | 0 | 2 | 1 | 0 | E | 9 | 0 | E | 9 | 20 | A | 7 | 14 | A | 7 | 68 | A | 7 | 1004 | E | 9 | 310 | A | 7 | 4.6 | A | 7 | 16100 | A | 7 | 77777 | A | 7 | 3 | E | 8 | 0.121 | F | 8 | 0.13 | F | 8 | -9900 | -9900 | ? | 0
2002-06-26 | 22:00 | 0 | 0 | 0 | 2 | 0 | 0 | 2 | 0 | 0 | 2 | 0 | 0 | 2 | 0 | 0 | 2 | 0 | 0 | 2 | 0 | 0 | 2 | 0 | 1 | E | 9 | 1 | E | 9 | 20 | A | 7 | 14 | A | 7 | 68 | A | 7 | 1004 | E | 9 | 330 | A | 7 | 3.1 | A | 7 | 16100 | A | 7 | 77777 | A | 7 | 3 | E | 8 | 0.121 | F | 8 | 0.13 | F | 8 | -9900 | -9900 | ? | 0
2002-06-26 | 23:00 | 0 | 0 | 0 | 2 | 0 | 0 | 2 | 0 | 0 | 2 | 0 | 0 | 2 | 0 | 0 | 2 | 0 | 0 | 2 | 0 | 0 | 2 | 0 | 1 | E | 9 | 1 | E | 9 | 19 | A | 7 | 14 | A | 7 | 73 | A | 7 | 1004 | E | 9 | 340 | A | 7 | 3.6 | A | 7 | 16100 | A | 7 | 77777 | A | 7 | 3.1 | E | 8 | 0.121 | F | 8 | 0.13 | F | 8 | -9900 | -9900 | ? | 0
2002-06-26 | 24:00 | 0 | 0 | 0 | 2 | 0 | 0 | 2 | 0 | 0 | 2 | 0 | 0 | 2 | 0 | 0 | 2 | 0 | 0 | 2 | 0 | 0 | 2 | 0 | 5 | E | 9 | 5 | E | 9 | 17 | A | 7 | 14 | A | 7 | 82 | A | 7 | 1004 | E | 9 | 310 | A | 7 | 5.1 | A | 7 | 16100 | A | 7 | 77777 | A | 7 | 3.2 | E | 8 | 0.121 | F | 8 | 0.13 | F | 8 | -9900 | -9900 | ? | 0
2002-06-27 | 1:00 | 0 | 0 | 0 | 2 | 0 | 0 | 2 | 0 | 0 | 2 | 0 | 0 | 2 | 0 | 0 | 2 | 0 | 0 | 2 | 0 | 0 | 2 | 0 | 5 | E | 9 | 3 | E | 9 | 17 | A | 7 | 14 | A | 7 | 82 | A | 7 | 1004 | E | 9 | 310 | A | 7 | 4.6 | A | 7 | 16100 | A | 7 | 77777 | A | 7 | 3.2 | E | 8 | 0.12 | F | 8 | 0.13 | F | 8 | -9900 | -9900 | ? | 0
2002-06-27 | 2:00 | 0 | 0 | 0 | 2 | 0 | 0 | 2 | 0 | 0 | 2 | 0 | 0 | 2 | 0 | 0 | 2 | 0 | 0 | 2 | 0 | 0 | 2 | 0 | 5 | E | 9 | 5 | E | 9 | 17 | A | 7 | 13 | A | 7 | 77 | A | 7 | 1004 | E | 9 | 310 | A | 7 | 3.1 | A | 7 | 16100 | A | 7 | 77777 | A | 7 | 3 | E | 8 | 0.12 | F | 8 | 0.13 | F | 8 | -9900 | -9900 | ? | 0
2002-06-27 | 3:00 | 0 | 0 | 0 | 2 | 0 | 0 | 2 | 0 | 0 | 2 | 0 | 0 | 2 | 0 | 0 | 2 | 0 | 0 | 2 | 0 | 0 | 2 | 0 | 1 | E | 9 | 1 | E | 9 | 17 | A | 7 | 13 | A | 7 | 77 | A | 7 | 1004 | E | 9 | 320 | A | 7 | 3.6 | A | 7 | 16100 | A | 7 | 77777 | A | 7 | 2.7 | E | 8 | 0.12 | F | 8 | 0.13 | F | 8 | -9900 | -9900 | ? | 0
2002-06-27 | 4:00 | 0 | 0 | 0 | 2 | 0 | 0 | 2 | 0 | 0 | 2 | 0 | 0 | 2 | 0 | 0 | 2 | 0 | 0 | 2 | 0 | 0 | 2 | 0 | 3 | E | 9 | 3 | E | 9 | 16 | A | 7 | 13 | A | 7 | 82 | A | 7 | 1004 | E | 9 | 310 | A | 7 | 1.5 | A | 7 | 16100 | A | 7 | 77777 | A | 7 | 2.5 | E | 8 | 0.12 | F | 8 | 0.13 | F | 8 | -9900 | -9900 | ? | 0
2002-06-27 | 5:00 | 20 | 606 | 0 | 2 | 8 | 0 | 2 | 15 | 0 | 2 | 8 | 0 | 2 | 8 | 0 | 2 | 15 | 0 | 2 | 8 | 0 | 2 | 19 | 4 | E | 9 | 3 | E | 9 | 14 | A | 7 | 12 | A | 7 | 88 | A | 7 | 1004 | E | 9 | 200 | A | 7 | 2.1 | A | 7 | 12900 | A | 7 | 77777 | A | 7 | 2.6 | E | 8 | 0.12 | F | 8 | 0.13 | F | 8 | -9900 | -9900 | ? | 0
2002-06-27 | 6:00 | 196 | 1322 | 86 | 2 | 8 | 220 | 2 | 15 | 54 | 2 | 8 | 8900 | 2 | 8 | 14100 | 2 | 15 | 6800 | 2 | 8 | 990 | 2 | 19 | 6 | E | 9 | 5 | E | 9 | 15 | A | 7 | 13 | A | 7 | 88 | A | 7 | 1004 | E | 9 | 180 | A | 7 | 2.6 | A | 7 | 14500 | A | 7 | 77777 | A | 7 | 2.7 | E | 8 | 0.12 | F | 8 | 0.13 | F | 8 | -9900 | -9900 | ? | 0
2002-06-27 | 7:00 | 420 | 1322 | 39 | 2 | 8 | 0 | 2 | 15 | 39 | 2 | 8 | 4800 | 2 | 8 | 0 | 2 | 15 | 4800 | 2 | 8 | 1740 | 2 | 19 | 9 | E | 9 | 8 | E | 9 | 17 | A | 7 | 14 | A | 7 | 82 | A | 7 | 1004 | E | 9 | 0 | A | 7 | 0 | A | 7 | 14500 | A | 7 | 77777 | A | 7 | 2.7 | E | 8 | 0.12 | F | 8 | 0.13 | F | 8 | -9900 | -9900 | ? | 0
2002-06-27 | 8:00 | 640 | 1322 | 148 | 2 | 8 | 0 | 2 | 15 | 148 | 2 | 8 | 17200 | 2 | 8 | 0 | 2 | 15 | 17200 | 2 | 8 | 6290 | 2 | 19 | 10 | E | 9 | 10 | E | 9 | 18 | A | 7 | 15 | A | 7 | 83 | A | 7 | 1004 | E | 9 | 160 | A | 7 | 2.1 | A | 7 | 16100 | A | 7 | 990 | A | 7 | 2.8 | E | 8 | 0.12 | F | 8 | 0.13 | F | 8 | -9900 | -9900 | ? | 0
2002-06-27 | 9:00 | 843 | 1322 | 201 | 2 | 8 | 6 | 2 | 15 | 197 | 2 | 8 | 23600 | 2 | 8 | 500 | 2 | 15 | 23300 | 2 | 8 | 8970 | 2 | 19 | 10 | E | 9 | 10 | E | 9 | 19 | A | 7 | 15 | A | 7 | 78 | A | 7 | 1004 | E | 9 | 0 | A | 7 | 0 | A | 7 | 16100 | A | 7 | 930 | A | 7 | 2.8 | E | 8 | 0.12 | F | 8 | 0.13 | F | 8 | -9900 | -9900 | ? | 0
2002-06-27 | 10:00 | 1013 | 1322 | 210 | 2 | 8 | 0 | 2 | 15 | 210 | 2 | 8 | 25200 | 2 | 8 | 0 | 2 | 15 | 25200 | 2 | 8 | 10210 | 2 | 19 | 10 | E | 9 | 10 | E | 9 | 21 | A | 7 | 15 | A | 7 | 69 | A | 7 | 1004 | E | 9 | 0 | A | 7 | 0 | A | 7 | 14500 | A | 7 | 630 | A | 7 | 2.9 | E | 8 | 0.12 | F | 8 | 0.13 | F | 8 | -9900 | -9900 | ? | 0
2002-06-27 | 11:00 | 1139 | 1322 | 333 | 2 | 8 | 18 | 2 | 15 | 317 | 2 | 8 | 39400 | 2 | 8 | 1600 | 2 | 15 | 38100 | 2 | 8 | 14520 | 2 | 19 | 10 | E | 9 | 10 | E | 9 | 21 | A | 7 | 16 | A | 7 | 73 | A | 7 | 1004 | E | 9 | 200 | A | 7 | 1.5 | A | 7 | 16100 | A | 7 | 750 | A | 7 | 2.9 | E | 8 | 0.12 | F | 8 | 0.13 | F | 8 | -9900 | -9900 | ? | 0
2002-06-27 | 12:00 | 1213 | 1322 | 337 | 2 | 8 | 12 | 2 | 15 | 326 | 2 | 8 | 40300 | 2 | 8 | 1000 | 2 | 15 | 39300 | 2 | 8 | 15070 | 2 | 19 | 10 | E | 9 | 10 | E | 9 | 22 | A | 7 | 14 | A | 7 | 60 | A | 7 | 1004 | E | 9 | 0 | A | 7 | 0 | A | 7 | 16100 | A | 7 | 810 | A | 7 | 2.9 | E | 8 | 0.12 | F | 8 | 0.13 | F | 8 | -9900 | -9900 | ? | 0
2002-06-27 | 13:00 | 1228 | 1322 | 371 | 2 | 8 | 24 | 2 | 15 | 349 | 2 | 8 | 41100 | 2 | 8 | 2500 | 2 | 15 | 38800 | 2 | 8 | 18700 | 2 | 19 | 10 | E | 9 | 10 | E | 9 | 23 | A | 7 | 14 | A | 7 | 57 | A | 7 | 1004 | E | 9 | 260 | A | 7 | 4.6 | A | 7 | 16100 | A | 7 | 1140 | A | 7 | 3 | E | 8 | 0.12 | F | 8 | 0.13 | F | 8 | -9900 | -9900 | ? | 0
2002-06-27 | 14:00 | 1186 | 1322 | 439 | 2 | 8 | 36 | 2 | 15 | 406 | 2 | 8 | 48400 | 2 | 8 | 3700 | 2 | 15 | 45100 | 2 | 8 | 19410 | 2 | 19 | 10 | E | 9 | 9 | E | 9 | 24 | A | 7 | 15 | A | 7 | 57 | A | 7 | 1004 | E | 9 | 340 | A | 7 | 4.1 | A | 7 | 16100 | A | 7 | 1200 | A | 7 | 3 | E | 8 | 0.12 | F | 8 | 0.13 | F | 8 | -9900 | -9900 | ? | 0
2002-06-27 | 15:00 | 1087 | 1322 | 461 | 2 | 8 | 97 | 2 | 15 | 381 | 2 | 8 | 50800 | 2 | 8 | 10000 | 2 | 15 | 42600 | 2 | 8 | 15670 | 2 | 19 | 10 | E | 9 | 9 | E | 9 | 24 | A | 7 | 13 | A | 7 | 50 | A | 7 | 1004 | E | 9 | 250 | A | 7 | 4.6 | A | 7 | 16100 | A | 7 | 1080 | A | 7 | 3.1 | E | 8 | 0.12 | F | 8 | 0.13 | F | 8 | -9900 | -9900 | ? | 0
2002-06-27 | 16:00 | 939 | 1322 | 509 | 2 | 8 | 276 | 2 | 15 | 312 | 2 | 8 | 55000 | 2 | 8 | 29700 | 2 | 15 | 33800 | 2 | 8 | 9150 | 2 | 19 | 10 | E | 9 | 7 | E | 9 | 23 | A | 7 | 14 | A | 7 | 57 | A | 7 | 1004 | E | 9 | 310 | A | 7 | 5.1 | A | 7 | 16100 | A | 7 | 77777 | A | 7 | 3.2 | E | 8 | 0.12 | F | 8 | 0.13 | F | 8 | -9900 | -9900 | ? | 0
2002-06-27 | 17:00 | 753 | 1322 | 254 | 2 | 8 | 31 | 2 | 15 | 237 | 2 | 8 | 28000 | 2 | 8 | 3100 | 2 | 15 | 26200 | 2 | 8 | 7530 | 2 | 19 | 10 | E | 9 | 6 | E | 9 | 22 | A | 7 | 13 | A | 7 | 57 | A | 7 | 1004 | E | 9 | 290 | A | 7 | 4.6 | A | 7 | 16100 | A | 7 | 77777 | A | 7 | 3 | E | 8 | 0.12 | F | 8 | 0.13 | F | 8 | -9900 | -9900 | ? | 0
2002-06-27 | 18:00 | 540 | 1322 | 248 | 2 | 8 | 164 | 2 | 15 | 181 | 2 | 8 | 26900 | 2 | 8 | 16200 | 2 | 15 | 20300 | 2 | 8 | 4260 | 2 | 19 | 10 | E | 9 | 9 | E | 9 | 20 | A | 7 | 13 | A | 7 | 64 | A | 7 | 1004 | E | 9 | 300 | A | 7 | 4.6 | A | 7 | 16100 | A | 7 | 77777 | A | 7 | 2.8 | E | 8 | 0.12 | F | 8 | 0.13 | F | 8 | -9900 | -9900 | ? | 0
2002-06-27 | 19:00 | 316 | 1322 | 71 | 2 | 8 | 0 | 2 | 15 | 71 | 2 | 8 | 8100 | 2 | 8 | 0 | 2 | 15 | 8100 | 2 | 8 | 2620 | 2 | 19 | 10 | E | 9 | 9 | E | 9 | 17 | A | 7 | 13 | A | 7 | 77 | A | 7 | 1004 | E | 9 | 310 | A | 7 | 3.6 | A | 7 | 16100 | A | 7 | 1110 | A | 7 | 2.7 | E | 8 | 0.12 | F | 8 | 0.13 | F | 8 | 0 | 1 | A | 7
2002-06-27 | 20:00 | 98 | 1322 | 0 | 2 | 8 | 0 | 2 | 15 | 0 | 2 | 8 | 0 | 2 | 8 | 0 | 2 | 15 | 0 | 2 | 8 | 0 | 2 | 19 | 10 | B | 8 | 9 | B | 8 | 16.1 | B | 8 | 12.9 | B | 8 | 81 | A | 7 | 1004 | E | 9 | 300 | B | 8 | 2.6 | B | 8 | -9900 | ? | 0 | 1455 | B | 8 | 2.6 | E | 8 | 0.12 | F | 8 | 0.13 | F | 8 | -9900 | -9900 | ? | 0
2002-06-27 | 21:00 | 0 | 11 | 0 | 2 | 0 | 0 | 2 | 0 | 0 | 2 | 0 | 0 | 2 | 1 | 0 | 2 | 2 | 0 | 2 | 2 | 0 | 2 | 1 | 10 | E | 9 | 9 | E | 9 | 16 | A | 7 | 13 | A | 7 | 82 | A | 7 | 1004 | E | 9 | 290 | A | 7 | 1.5 | A | 7 | 16100 | A | 7 | 1800 | A | 7 | 2.6 | E | 8 | 0.12 | F | 8 | 0.13 | F | 8 | 0 | 1 | A | 7
2002-06-27 | 22:00 | 0 | 0 | 0 | 2 | 0 | 0 | 2 | 0 | 0 | 2 | 0 | 0 | 2 | 0 | 0 | 2 | 0 | 0 | 2 | 0 | 0 | 2 | 0 | 10 | E | 9 | 4 | E | 9 | 15 | A | 7 | 12 | A | 7 | 82 | A | 7 | 1004 | E | 9 | 300 | A | 7 | 2.1 | A | 7 | 16100 | A | 7 | 77777 | A | 7 | 2.5 | E | 8 | 0.12 | F | 8 | 0.13 | F | 8 | 0 | 6 | A | 7
2002-06-27 | 23:00 | 0 | 0 | 0 | 2 | 0 | 0 | 2 | 0 | 0 | 2 | 0 | 0 | 2 | 0 | 0 | 2 | 0 | 0 | 2 | 0 | 0 | 2 | 0 | 10 | E | 9 | 5 | E | 9 | 15 | A | 7 | 12 | A | 7 | 82 | A | 7 | 1004 | E | 9 | 0 | A | 7 | 0 | A | 7 | 16100 | A | 7 | 77777 | A | 7 | 2.6 | E | 8 | 0.12 | F | 8 | 0.13 | F | 8 | -9900 | -9900 | ? | 0
2002-06-27 | 24:00 | 0 | 0 | 0 | 2 | 0 | 0 | 2 | 0 | 0 | 2 | 0 | 0 | 2 | 0 | 0 | 2 | 0 | 0 | 2 | 0 | 0 | 2 | 0 | 10 | E | 9 | 5 | E | 9 | 14 | A | 7 | 12 | A | 7 | 88 | A | 7 | 1004 | E | 9 | 130 | A | 7 | 2.6 | A | 7 | 16100 | A | 7 | 77777 | A | 7 | 2.6 | E | 8 | 0.12 | F | 8 | 0.13 | F | 8 | -9900 | -9900 | ? | 0
2002-06-28 | 1:00 | 0 | 0 | 0 | 2 | 0 | 0 | 2 | 0 | 0 | 2 | 0 | 0 | 2 | 0 | 0 | 2 | 0 | 0 | 2 | 0 | 0 | 2 | 0 | 10 | B | 8 | 6 | B | 8 | 13.7 | B | 8 | 11.8 | B | 8 | 88 | A | 7 | 1004 | E | 9 | 150 | B | 8 | 2.4 | B | 8 | -9900 | ? | 0 | 17960 | B | 8 | 2.7 | E | 8 | 0.12 | F | 8 | 0.13 | F | 8 | -9900 | -9900 | ? | 0
2002-06-28 | 2:00 | 0 | 0 | 0 | 2 | 0 | 0 | 2 | 0 | 0 | 2 | 0 | 0 | 2 | 0 | 0 | 2 | 0 | 0 | 2 | 0 | 0 | 2 | 0 | 10 | B | 8 | 7 | B | 8 | 13.3 | B | 8 | 11.5 | B | 8 | 89 | A | 7 | 1004 | E | 9 | 170 | B | 8 | 2.2 | B | 8 | -9900 | ? | 0 | 13920 | B | 8 | 2.6 | E | 8 | 0.12 | F | 8 | 0.13 | F | 8 | -9900 | -9900 | ? | 0
2002-06-28 | 3:00 | 0 | 0 | 0 | 2 | 0 | 0 | 2 | 0 | 0 | 2 | 0 | 0 | 2 | 0 | 0 | 2 | 0 | 0 | 2 | 0 | 0 | 2 | 0 | 10 | B | 8 | 8 | B | 8 | 13.1 | B | 8 | 11.3 | B | 8 | 89 | A | 7 | 1004 | E | 9 | 180 | B | 8 | 1.9 | B | 8 | -9900 | ? | 0 | 9880 | B | 8 | 2.5 | E | 8 | 0.12 | F | 8 | 0.13 | F | 8 | -9900 | -9900 | ? | 0
2002-06-28 | 4:00 | 0 | 0 | 0 | 2 | 0 | 0 | 2 | 0 | 0 | 2 | 0 | 0 | 2 | 0 | 0 | 2 | 0 | 0 | 2 | 0 | 0 | 2 | 0 | 10 | B | 8 | 9 | B | 8 | 13.1 | B | 8 | 11.1 | B | 8 | 88 | A | 7 | 1004 | E | 9 | 200 | B | 8 | 1.7 | B | 8 | -9900 | ? | 0 | 5840 | B | 8 | 2.5 | E | 8 | 0.12 | F | 8 | 0.13 | F | 8 | -9900 | -9900 | ? | 0
2002-06-28 | 5:00 | 19 | 606 | 0 | 2 | 8 | 0 | 2 | 15 | 0 | 2 | 8 | 0 | 2 | 8 | 0 | 2 | 15 | 0 | 2 | 8 | 0 | 2 | 19 | 10 | E | 9 | 10 | E | 9 | 13 | A | 7 | 11 | A | 7 | 88 | A | 7 | 1004 | E | 9 | 220 | A | 7 | 1.5 | A | 7 | 9700 | A | 7 | 1800 | A | 7 | 2.6 | E | 8 | 0.12 | F | 8 | 0.13 | F | 8 | -9900 | -9900 | ? | 0
2002-06-28 | 6:00 | 195 | 1322 | 21 | 2 | 8 | 0 | 2 | 15 | 21 | 2 | 8 | 2500 | 2 | 8 | 0 | 2 | 15 | 2500 | 2 | 8 | 840 | 2 | 19 | 9 | E | 9 | 7 | E | 9 | 14 | A | 7 | 12 | A | 7 | 88 | A | 7 | 1004 | E | 9 | 160 | A | 7 | 2.1 | A | 7 | 12900 | A | 7 | 77777 | A | 7 | 2.8 | E | 8 | 0.12 | F | 8 | 0.13 | F | 8 | -9900 | -9900 | ? | 0
2002-06-28 | 7:00 | 418 | 1322 | 56 | 2 | 8 | 0 | 2 | 15 | 56 | 2 | 8 | 6700 | 2 | 8 | 0 | 2 | 15 | 6700 | 2 | 8 | 2400 | 2 | 19 | 10 | E | 9 | 9 | E | 9 | 16 | A | 7 | 12 | A | 7 | 77 | A | 7 | 1004 | E | 9 | 200 | A | 7 | 1.5 | A | 7 | 16100 | A | 7 | 2100 | A | 7 | 3 | E | 8 | 0.12 | F | 8 | 0.13 | F | 8 | -9900 | -9900 | ? | 0
2002-06-28 | 8:00 | 639 | 1322 | 104 | 2 | 8 | 0 | 2 | 15 | 104 | 2 | 8 | 12400 | 2 | 8 | 0 | 2 | 15 | 12400 | 2 | 8 | 4730 | 2 | 19 | 10 | E | 9 | 9 | E | 9 | 16 | A | 7 | 12 | A | 7 | 77 | A | 7 | 1004 | E | 9 | 170 | A | 7 | 3.1 | A | 7 | 16100 | A | 7 | 1800 | A | 7 | 3.1 | E | 8 | 0.12 | F | 8 | 0.13 | F | 8 | -9900 | -9900 | ? | 0
2002-06-28 | 9:00 | 842 | 1322 | 132 | 2 | 8 | 0 | 2 | 15 | 132 | 2 | 8 | 16000 | 2 | 8 | 0 | 2 | 15 | 16000 | 2 | 8 | 6460 | 2 | 19 | 10 | E | 9 | 10 | E | 9 | 17 | A | 7 | 13 | A | 7 | 77 | A | 7 | 1004 | E | 9 | 190 | A | 7 | 3.6 | A | 7 | 16100 | A | 7 | 1500 | A | 7 | 3.2 | E | 8 | 0.12 | F | 8 | 0.13 | F | 8 | -9900 | -9900 | ? | 0
2002-06-28 | 10:00 | 1012 | 1322 | 166 | 2 | 8 | 0 | 2 | 15 | 166 | 2 | 8 | 20300 | 2 | 8 | 0 | 2 | 15 | 20300 | 2 | 8 | 8380 | 2 | 19 | 10 | E | 9 | 10 | E | 9 | 18 | A | 7 | 12 | A | 7 | 68 | A | 7 | 1004 | E | 9 | 0 | A | 7 | 0 | A | 7 | 16100 | A | 7 | 1800 | A | 7 | 3.3 | E | 8 | 0.12 | F | 8 | 0.13 | F | 8 | -9900 | -9900 | ? | 0
2002-06-28 | 11:00 | 1138 | 1322 | 161 | 2 | 8 | 0 | 2 | 15 | 161 | 2 | 8 | 20100 | 2 | 8 | 0 | 2 | 15 | 20100 | 2 | 8 | 8350 | 2 | 19 | 10 | E | 9 | 9 | E | 9 | 18 | A | 7 | 13 | A | 7 | 73 | A | 7 | 1004 | E | 9 | 210 | A | 7 | 2.6 | A | 7 | 14500 | A | 7 | 3000 | A | 7 | 3.4 | E | 8 | 0.12 | F | 8 | 0.13 | F | 8 | -9900 | -9900 | ? | 0
2002-06-28 | 12:00 | 1212 | 1322 | 148 | 2 | 8 | 0 | 2 | 15 | 148 | 2 | 8 | 18800 | 2 | 8 | 0 | 2 | 15 | 18800 | 2 | 8 | 7800 | 2 | 19 | 10 | E | 9 | 9 | E | 9 | 18 | A | 7 | 13 | A | 7 | 73 | A | 7 | 1004 | E | 9 | 280 | A | 7 | 2.1 | A | 7 | 12900 | A | 7 | 1080 | A | 7 | 3.5 | E | 8 | 0.12 | F | 8 | 0.13 | F | 8 | -9900 | -9900 | ? | 0
2002-06-28 | 13:00 | 1228 | 1322 | 152 | 2 | 8 | 0 | 2 | 15 | 152 | 2 | 8 | 19300 | 2 | 8 | 0 | 2 | 15 | 19300 | 2 | 8 | 8000 | 2 | 19 | 10 | E | 9 | 9 | E | 9 | 17 | A | 7 | 13 | A | 7 | 77 | A | 7 | 1004 | E | 9 | 230 | A | 7 | 4.1 | A | 7 | 9700 | A | 7 | 1410 | A | 7 | 3.6 | E | 8 | 0.12 | F | 8 | 0.13 | F | 8 | 0 | 1 | A | 7
2002-06-28 | 14:00 | 1185 | 1322 | 163 | 2 | 8 | 0 | 2 | 15 | 163 | 2 | 8 | 20500 | 2 | 8 | 0 | 2 | 15 | 20500 | 2 | 8 | 8480 | 2 | 19 | 10 | E | 9 | 9 | E | 9 | 18 | A | 7 | 14 | A | 7 | 77 | A | 7 | 1004 | E | 9 | 180 | A | 7 | 4.1 | A | 7 | 16100 | A | 7 | 2700 | A | 7 | 3.7 | E | 8 | 0.12 | F | 8 | 0.13 | F | 8 | 0 | 1 | A | 7
2002-06-28 | 15:00 | 1087 | 1322 | 130 | 2 | 8 | 0 | 2 | 15 | 130 | 2 | 8 | 16400 | 2 | 8 | 0 | 2 | 15 | 16400 | 2 | 8 | 6860 | 2 | 19 | 10 | E | 9 | 10 | E | 9 | 17 | A | 7 | 14 | A | 7 | 82 | A | 7 | 1004 | E | 9 | 230 | A | 7 | 2.6 | A | 7 | 16100 | A | 7 | 840 | A | 7 | 3.8 | E | 8 | 0.12 | F | 8 | 0.13 | F | 8 | 0 | 1 | A | 7
2002-06-28 | 16:00 | 939 | 1322 | 136 | 2 | 8 | 0 | 2 | 15 | 136 | 2 | 8 | 16700 | 2 | 8 | 0 | 2 | 15 | 16700 | 2 | 8 | 6890 | 2 | 19 | 10 | E | 9 | 10 | E | 9 | 18 | A | 7 | 14 | A | 7 | 77 | A | 7 | 1004 | E | 9 | 230 | A | 7 | 1.5 | A | 7 | 16100 | A | 7 | 1350 | A | 7 | 3.8 | E | 8 | 0.12 | F | 8 | 0.13 | F | 8 | 0 | 6 | A | 7
2002-06-28 | 17:00 | 753 | 1322 | 124 | 2 | 8 | 0 | 2 | 15 | 124 | 2 | 8 | 14900 | 2 | 8 | 0 | 2 | 15 | 14900 | 2 | 8 | 5860 | 2 | 19 | 10 | E | 9 | 9 | E | 9 | 18 | A | 7 | 15 | A | 7 | 83 | A | 7 | 1004 | E | 9 | 190 | A | 7 | 3.6 | A | 7 | 16100 | A | 7 | 2700 | A | 7 | 3.8 | E | 8 | 0.12 | F | 8 | 0.13 | F | 8 | -9900 | -9900 | ? | 0
2002-06-28 | 18:00 | 540 | 1322 | 58 | 2 | 8 | 0 | 2 | 15 | 58 | 2 | 8 | 7100 | 2 | 8 | 0 | 2 | 15 | 7100 | 2 | 8 | 2680 | 2 | 19 | 9 | E | 9 | 9 | E | 9 | 18 | A | 7 | 14 | A | 7 | 77 | A | 7 | 1004 | E | 9 | 200 | A | 7 | 3.6 | A | 7 | 16100 | A | 7 | 2700 | A | 7 | 3.8 | E | 8 | 0.12 | F | 8 | 0.13 | F | 8 | -9900 | -9900 | ? | 0
2002-06-28 | 19:00 | 316 | 1322 | 59 | 2 | 8 | 0 | 2 | 15 | 59 | 2 | 8 | 6800 | 2 | 8 | 0 | 2 | 15 | 6800 | 2 | 8 | 2280 | 2 | 19 | 10 | E | 9 | 10 | E | 9 | 18 | A | 7 | 14 | A | 7 | 77 | A | 7 | 1004 | E | 9 | 190 | A | 7 | 5.1 | A | 7 | 16100 | A | 7 | 1800 | A | 7 | 3.8 | E | 8 | 0.12 | F | 8 | 0.13 | F | 8 | -9900 | -9900 | ? | 0
2002-06-28 | 20:00 | 98 | 1322 | 0 | 2 | 8 | 0 | 2 | 15 | 0 | 2 | 8 | 0 | 2 | 8 | 0 | 2 | 15 | 0 | 2 | 8 | 0 | 2 | 19 | 10 | E | 9 | 10 | E | 9 | 18 | A | 7 | 14 | A | 7 | 77 | A | 7 | 1004 | E | 9 | 200 | A | 7 | 3.1 | A | 7 | 8000 | A | 7 | 1050 | A | 7 | 3.7 | E | 8 | 0.12 | F | 8 | 0.13 | F | 8 | 0 | 1 | A | 7
2002-06-28 | 21:00 | 0 | 11 | 0 | 2 | 0 | 0 | 2 | 0 | 0 | 2 | 0 | 0 | 2 | 1 | 0 | 2 | 2 | 0 | 2 | 2 | 0 | 2 | 1 | 10 | E | 9 | 10 | E | 9 | 17 | A | 7 | 14 | A | 7 | 82 | A | 7 | 1004 | E | 9 | 190 | A | 7 | 2.6 | A | 7 | 6400 | A | 7 | 810 | A | 7 | 3.6 | E | 8 | 0.12 | F | 8 | 0.13 | F | 8 | 1 | 1 | A | 7
2002-06-28 | 22:00 | 0 | 0 | 0 | 2 | 0 | 0 | 2 | 0 | 0 | 2 | 0 | 0 | 2 | 0 | 0 | 2 | 0 | 0 | 2 | 0 | 0 | 2 | 0 | 10 | E | 9 | 10 | E | 9 | 17 | A | 7 | 14 | A | 7 | 82 | A | 7 | 1004 | E | 9 | 170 | A | 7 | 5.7 | A | 7 | 8000 | A | 7 | 810 | A | 7 | 3.5 | E | 8 | 0.12 | F | 8 | 0.13 | F | 8 | 1 | 1 | A | 7
2002-06-28 | 23:00 | 0 | 0 | 0 | 2 | 0 | 0 | 2 | 0 | 0 | 2 | 0 | 0 | 2 | 0 | 0 | 2 | 0 | 0 | 2 | 0 | 0 | 2 | 0 | 10 | E | 9 | 10 | E | 9 | 17 | A | 7 | 14 | A | 7 | 82 | A | 7 | 1004 | E | 9 | 180 | A | 7 | 4.6 | A | 7 | 11300 | A | 7 | 870 | A | 7 | 3.3 | E | 8 | 0.12 | F | 8 | 0.13 | F | 8 | 1 | 1 | A | 7
2002-06-28 | 24:00 | 0 | 0 | 0 | 2 | 0 | 0 | 2 | 0 | 0 | 2 | 0 | 0 | 2 | 0 | 0 | 2 | 0 | 0 | 2 | 0 | 0 | 2 | 0 | 10 | E | 9 | 10 | E | 9 | 17 | A | 7 | 15 | A | 7 | 88 | A | 7 | 1004 | E | 9 | 180 | A | 7 | 4.6 | A | 7 | 4800 | A | 7 | 540 | A | 7 | 3.2 | E | 8 | 0.12 | F | 8 | 0.13 | F | 8 | 0 | 1 | A | 7
2002-06-29 | 1:00 | 0 | 0 | 0 | 2 | 0 | 0 | 2 | 0 | 0 | 2 | 0 | 0 | 2 | 0 | 0 | 2 | 0 | 0 | 2 | 0 | 0 | 2 | 0 | 10 | E | 9 | 10 | E | 9 | 17 | A | 7 | 15 | A | 7 | 88 | A | 7 | 1004 | E | 9 | 190 | A | 7 | 4.6 | A | 7 | 9700 | A | 7 | 690 | A | 7 | 3.1 | E | 8 | 0.12 | F | 8 | 0.13 | F | 8 | 0 | 1 | A | 7
2002-06-29 | 2:00 | 0 | 0 | 0 | 2 | 0 | 0 | 2 | 0 | 0 | 2 | 0 | 0 | 2 | 0 | 0 | 2 | 0 | 0 | 2 | 0 | 0 | 2 | 0 | 10 | E | 9 | 10 | E | 9 | 17 | A | 7 | 14 | A | 7 | 82 | A | 7 | 1004 | E | 9 | 300 | A | 7 | 2.1 | A | 7 | 16100 | A | 7 | 330 | A | 7 | 2.9 | E | 8 | 0.12 | F | 8 | 0.13 | F | 8 | -9900 | -9900 | ? | 0
2002-06-29 | 3:00 | 0 | 0 | 0 | 2 | 0 | 0 | 2 | 0 | 0 | 2 | 0 | 0 | 2 | 0 | 0 | 2 | 0 | 0 | 2 | 0 | 0 | 2 | 0 | 10 | E | 9 | 10 | E | 9 | 15 | A | 7 | 11 | A | 7 | 77 | A | 7 | 1004 | E | 9 | 320 | A | 7 | 4.1 | A | 7 | 16100 | A | 7 | 690 | A | 7 | 2.6 | E | 8 | 0.12 | F | 8 | 0.13 | F | 8 | -9900 | -9900 | ? | 0
2002-06-29 | 4:00 | 0 | 0 | 0 | 2 | 0 | 0 | 2 | 0 | 0 | 2 | 0 | 0 | 2 | 0 | 0 | 2 | 0 | 0 | 2 | 0 | 0 | 2 | 0 | 8 | E | 9 | 8 | E | 9 | 14 | A | 7 | 11 | A | 7 | 82 | A | 7 | 1004 | E | 9 | 310 | A | 7 | 3.1 | A | 7 | 16100 | A | 7 | 1020 | A | 7 | 2.4 | E | 8 | 0.12 | F | 8 | 0.13 | F | 8 | 2 | 6 | A | 7
2002-06-29 | 5:00 | 19 | 584 | 0 | 2 | 8 | 0 | 2 | 15 | 0 | 2 | 8 | 0 | 2 | 8 | 0 | 2 | 15 | 0 | 2 | 8 | 0 | 2 | 19 | 10 | E | 9 | 10 | E | 9 | 14 | A | 7 | 11 | A | 7 | 82 | A | 7 | 1004 | E | 9 | 0 | A | 7 | 0 | A | 7 | 16100 | A | 7 | 1200 | A | 7 | 2.3 | E | 8 | 0.12 | F | 8 | 0.13 | F | 8 | -9900 | -9900 | ? | 0
2002-06-29 | 6:00 | 193 | 1322 | 32 | 2 | 8 | 0 | 2 | 15 | 32 | 2 | 8 | 3700 | 2 | 8 | 0 | 2 | 15 | 3700 | 2 | 8 | 1190 | 2 | 19 | 10 | E | 9 | 10 | E | 9 | 15 | A | 7 | 12 | A | 7 | 82 | A | 7 | 1004 | E | 9 | 250 | A | 7 | 1.5 | A | 7 | 16100 | A | 7 | 1230 | A | 7 | 2.1 | E | 8 | 0.12 | F | 8 | 0.13 | F | 8 | -9900 | -9900 | ? | 0
2002-06-29 | 7:00 | 417 | 1322 | 60 | 2 | 8 | 0 | 2 | 15 | 60 | 2 | 8 | 7100 | 2 | 8 | 0 | 2 | 15 | 7100 | 2 | 8 | 2540 | 2 | 19 | 10 | E | 9 | 10 | E | 9 | 16 | A | 7 | 12 | A | 7 | 77 | A | 7 | 1004 | E | 9 | 120 | A | 7 | 2.1 | A | 7 | 16100 | A | 7 | 1350 | A | 7 | 2 | E | 8 | 0.12 | F | 8 | 0.13 | F | 8 | -9900 | -9900 | ? | 0
2002-06-29 | 8:00 | 638 | 1322 | 192 | 2 | 8 | 23 | 2 | 15 | 181 | 2 | 8 | 21900 | 2 | 8 | 1800 | 2 | 15 | 21000 | 2 | 8 | 7260 | 2 | 19 | 10 | E | 9 | 10 | E | 9 | 16 | A | 7 | 12 | A | 7 | 77 | A | 7 | 1004 | E | 9 | 120 | A | 7 | 2.6 | A | 7 | 16100 | A | 7 | 1500 | A | 7 | 2 | E | 8 | 0.12 | F | 8 | 0.13 | F | 8 | -9900 | -9900 | ? | 0
2002-06-29 | 9:00 | 840 | 1322 | 434 | 2 | 8 | 246 | 2 | 15 | 277 | 2 | 8 | 46700 | 2 | 8 | 26300 | 2 | 15 | 29900 | 2 | 8 | 7260 | 2 | 19 | 10 | E | 9 | 10 | E | 9 | 17 | A | 7 | 12 | A | 7 | 72 | A | 7 | 1004 | E | 9 | 140 | A | 7 | 2.1 | A | 7 | 16100 | A | 7 | 660 | A | 7 | 2 | E | 8 | 0.12 | F | 8 | 0.13 | F | 8 | -9900 | -9900 | ? | 0
2002-06-29 | 10:00 | 1011 | 1322 | 343 | 2 | 8 | 30 | 2 | 15 | 321 | 2 | 8 | 37900 | 2 | 8 | 3100 | 2 | 15 | 35600 | 2 | 8 | 12380 | 2 | 19 | 10 | E | 9 | 10 | E | 9 | 17 | A | 7 | 12 | A | 7 | 72 | A | 7 | 1004 | E | 9 | 120 | A | 7 | 1.5 | A | 7 | 16100 | A | 7 | 660 | A | 7 | 2 | E | 8 | 0.12 | F | 8 | 0.13 | F | 8 | -9900 | -9900 | ? | 0
2002-06-29 | 11:00 | 1137 | 1322 | 333 | 2 | 8 | 18 | 2 | 15 | 317 | 2 | 8 | 39400 | 2 | 8 | 1600 | 2 | 15 | 38100 | 2 | 8 | 14510 | 2 | 19 | 10 | E | 9 | 10 | E | 9 | 19 | A | 7 | 12 | A | 7 | 64 | A | 7 | 1004 | E | 9 | 60 | A | 7 | 2.6 | A | 7 | 16100 | A | 7 | 1020 | A | 7 | 2.1 | E | 8 | 0.12 | F | 8 | 0.13 | F | 8 | -9900 | -9900 | ? | 0
2002-06-29 | 12:00 | 1211 | 1322 | 431 | 2 | 8 | 42 | 2 | 15 | 393 | 2 | 8 | 47700 | 2 | 8 | 4300 | 2 | 15 | 43800 | 2 | 8 | 19930 | 2 | 19 | 10 | E | 9 | 10 | E | 9 | 19 | A | 7 | 12 | A | 7 | 64 | A | 7 | 1004 | E | 9 | 120 | A | 7 | 1.5 | A | 7 | 16100 | A | 7 | 870 | A | 7 | 2.2 | E | 8 | 0.12 | F | 8 | 0.13 | F | 8 | -9900 | -9900 | ? | 0
2002-06-29 | 13:00 | 1228 | 1322 | 420 | 2 | 8 | 36 | 2 | 15 | 386 | 2 | 8 | 46400 | 2 | 8 | 3700 | 2 | 15 | 43000 | 2 | 8 | 20410 | 2 | 19 | 8 | E | 9 | 8 | E | 9 | 21 | A | 7 | 12 | A | 7 | 56 | A | 7 | 1004 | E | 9 | 180 | A | 7 | 2.6 | A | 7 | 14500 | A | 7 | 1500 | A | 7 | 2.2 | E | 8 | 0.12 | F | 8 | 0.13 | F | 8 | -9900 | -9900 | ? | 0
2002-06-29 | 14:00 | 1185 | 1322 | 520 | 2 | 8 | 109 | 2 | 15 | 422 | 2 | 8 | 57300 | 2 | 8 | 11600 | 2 | 15 | 46800 | 2 | 8 | 19870 | 2 | 19 | 8 | E | 9 | 8 | E | 9 | 21 | A | 7 | 13 | A | 7 | 60 | A | 7 | 1004 | E | 9 | 270 | A | 7 | 1.5 | A | 7 | 16100 | A | 7 | 1200 | A | 7 | 2.2 | E | 8 | 0.12 | F | 8 | 0.13 | F | 8 | -9900 | -9900 | ? | 0
2002-06-29 | 15:00 | 1087 | 1322 | 610 | 2 | 8 | 268 | 2 | 15 | 389 | 2 | 8 | 66100 | 2 | 8 | 29000 | 2 | 15 | 42200 | 2 | 8 | 14770 | 2 | 19 | 8 | E | 9 | 8 | E | 9 | 21 | A | 7 | 13 | A | 7 | 60 | A | 7 | 1004 | E | 9 | 0 | A | 7 | 0 | A | 7 | 14500 | A | 7 | 1500 | A | 7 | 2.2 | E | 8 | 0.12 | F | 8 | 0.13 | F | 8 | -9900 | -9900 | ? | 0
2002-06-29 | 16:00 | 939 | 1322 | 231 | 2 | 8 | 12 | 2 | 15 | 222 | 2 | 8 | 27300 | 2 | 8 | 1000 | 2 | 15 | 26600 | 2 | 8 | 10360 | 2 | 19 | 8 | E | 9 | 8 | E | 9 | 22 | A | 7 | 13 | A | 7 | 57 | A | 7 | 1004 | E | 9 | 210 | A | 7 | 1.5 | A | 7 | 16100 | A | 7 | 1500 | A | 7 | 2.2 | E | 8 | 0.12 | F | 8 | 0.13 | F | 8 | -9900 | -9900 | ? | 0
2002-06-29 | 17:00 | 753 | 1322 | 436 | 2 | 8 | 301 | 2 | 15 | 265 | 2 | 8 | 46500 | 2 | 8 | 31700 | 2 | 15 | 28400 | 2 | 8 | 6540 | 2 | 19 | 8 | E | 9 | 8 | E | 9 | 22 | A | 7 | 13 | A | 7 | 57 | A | 7 | 1004 | E | 9 | 280 | A | 7 | 2.6 | A | 7 | 16100 | A | 7 | 1800 | A | 7 | 2.3 | E | 8 | 0.12 | F | 8 | 0.13 | F | 8 | -9900 | -9900 | ? | 0
2002-06-29 | 18:00 | 540 | 1322 | 264 | 2 | 8 | 157 | 2 | 15 | 200 | 2 | 8 | 28500 | 2 | 8 | 15400 | 2 | 15 | 22100 | 2 | 8 | 4710 | 2 | 19 | 10 | E | 9 | 10 | E | 9 | 21 | A | 7 | 13 | A | 7 | 60 | A | 7 | 1004 | E | 9 | 310 | A | 7 | 3.6 | A | 7 | 16100 | A | 7 | 1200 | A | 7 | 2.4 | E | 8 | 0.12 | F | 8 | 0.13 | F | 8 | -9900 | -9900 | ? | 0
2002-06-29 | 19:00 | 316 | 1322 | 141 | 2 | 8 | 91 | 2 | 15 | 120 | 2 | 8 | 15500 | 2 | 8 | 7900 | 2 | 15 | 13600 | 2 | 8 | 2820 | 2 | 19 | 10 | E | 9 | 10 | E | 9 | 19 | A | 7 | 12 | A | 7 | 64 | A | 7 | 1004 | E | 9 | 310 | A | 7 | 4.6 | A | 7 | 16100 | A | 7 | 1200 | A | 7 | 2.4 | E | 8 | 0.12 | F | 8 | 0.13 | F | 8 | -9900 | -9900 | ? | 0
2002-06-29 | 20:00 | 98 | 1311 | 21 | 2 | 8 | 44 | 2 | 15 | 18 | 2 | 8 | 2300 | 2 | 8 | 1800 | 2 | 15 | 2200 | 2 | 8 | 300 | 2 | 19 | 10 | E | 9 | 10 | E | 9 | 18 | A | 7 | 12 | A | 7 | 68 | A | 7 | 1004 | E | 9 | 270 | A | 7 | 4.1 | A | 7 | 16100 | A | 7 | 1140 | A | 7 | 2.4 | E | 8 | 0.12 | F | 8 | 0.13 | F | 8 | -9900 | -9900 | ? | 0
2002-06-29 | 21:00 | 0 | 0 | 0 | 2 | 0 | 0 | 2 | 0 | 0 | 2 | 0 | 0 | 2 | 0 | 0 | 2 | 0 | 0 | 2 | 0 | 0 | 2 | 0 | 10 | E | 9 | 10 | E | 9 | 17 | A | 7 | 11 | A | 7 | 68 | A | 7 | 1004 | E | 9 | 270 | A | 7 | 2.6 | A | 7 | 16100 | A | 7 | 1260 | A | 7 | 2.4 | E | 8 | 0.12 | F | 8 | 0.13 | F | 8 | -9900 | -9900 | ? | 0
2002-06-29 | 22:00 | 0 | 0 | 0 | 2 | 0 | 0 | 2 | 0 | 0 | 2 | 0 | 0 | 2 | 0 | 0 | 2 | 0 | 0 | 2 | 0 | 0 | 2 | 0 | 4 | E | 9 | 4 | E | 9 | 16 | A | 7 | 9 | A | 7 | 63 | A | 7 | 1004 | E | 9 | 350 | A | 7 | 1.5 | A | 7 | 16100 | A | 7 | 77777 | A | 7 | 2.4 | E | 8 | 0.12 | F | 8 | 0.13 | F | 8 | -9900 | -9900 | ? | 0
2002-06-29 | 23:00 | 0 | 0 | 0 | 2 | 0 | 0 | 2 | 0 | 0 | 2 | 0 | 0 | 2 | 0 | 0 | 2 | 0 | 0 | 2 | 0 | 0 | 2 | 0 | 0 | E | 9 | 0 | E | 9 | 12 | A | 7 | 8 | A | 7 | 76 | A | 7 | 1004 | E | 9 | 0 | A | 7 | 0 | A | 7 | 16100 | A | 7 | 77777 | A | 7 | 2.4 | E | 8 | 0.12 | F | 8 | 0.13 | F | 8 | -9900 | -9900 | ? | 0
2002-06-29 | 24:00 | 0 | 0 | 0 | 2 | 0 | 0 | 2 | 0 | 0 | 2 | 0 | 0 | 2 | 0 | 0 | 2 | 0 | 0 | 2 | 0 | 0 | 2 | 0 | 1 | E | 9 | 1 | E | 9 | 12 | A | 7 | 8 | A | 7 | 76 | A | 7 | 1004 | E | 9 | 0 | A | 7 | 0 | A | 7 | 16100 | A | 7 | 77777 | A | 7 | 2.4 | E | 8 | 0.12 | F | 8 | 0.13 | F | 8 | -9900 | -9900 | ? | 0
2002-06-30 | 1:00 | 0 | 0 | 0 | 2 | 0 | 0 | 2 | 0 | 0 | 2 | 0 | 0 | 2 | 0 | 0 | 2 | 0 | 0 | 2 | 0 | 0 | 2 | 0 | 10 | E | 9 | 10 | E | 9 | 13 | A | 7 | 9 | A | 7 | 77 | A | 7 | 1004 | E | 9 | 0 | A | 7 | 0 | A | 7 | 16100 | A | 7 | 2400 | A | 7 | 2.4 | E | 8 | 0.12 | F | 8 | 0.13 | F | 8 | -9900 | -9900 | ? | 0
2002-06-30 | 2:00 | 0 | 0 | 0 | 2 | 0 | 0 | 2 | 0 | 0 | 2 | 0 | 0 | 2 | 0 | 0 | 2 | 0 | 0 | 2 | 0 | 0 | 2 | 0 | 10 | E | 9 | 10 | E | 9 | 12 | A | 7 | 9 | A | 7 | 82 | A | 7 | 1004 | E | 9 | 0 | A | 7 | 0 | A | 7 | 16100 | A | 7 | 2400 | A | 7 | 2.4 | E | 8 | 0.12 | F | 8 | 0.13 | F | 8 | -9900 | -9900 | ? | 0
2002-06-30 | 3:00 | 0 | 0 | 0 | 2 | 0 | 0 | 2 | 0 | 0 | 2 | 0 | 0 | 2 | 0 | 0 | 2 | 0 | 0 | 2 | 0 | 0 | 2 | 0 | 7 | E | 9 | 7 | E | 9 | 12 | A | 7 | 9 | A | 7 | 82 | A | 7 | 1004 | E | 9 | 0 | A | 7 | 0 | A | 7 | 16100 | A | 7 | 77777 | A | 7 | 2.3 | E | 8 | 0.12 | F | 8 | 0.13 | F | 8 | -9900 | -9900 | ? | 0
2002-06-30 | 4:00 | 0 | 0 | 0 | 2 | 0 | 0 | 2 | 0 | 0 | 2 | 0 | 0 | 2 | 0 | 0 | 2 | 0 | 0 | 2 | 0 | 0 | 2 | 0 | 5 | E | 9 | 5 | E | 9 | 12 | A | 7 | 9 | A | 7 | 82 | A | 7 | 1004 | E | 9 | 250 | A | 7 | 1.5 | A | 7 | 16100 | A | 7 | 77777 | A | 7 | 2.3 | E | 8 | 0.12 | F | 8 | 0.13 | F | 8 | -9900 | -9900 | ? | 0
2002-06-30 | 5:00 | 18 | 584 | 0 | 2 | 8 | 0 | 2 | 15 | 0 | 2 | 8 | 0 | 2 | 8 | 0 | 2 | 15 | 0 | 2 | 8 | 0 | 2 | 19 | 8 | E | 9 | 8 | E | 9 | 11 | A | 7 | 9 | A | 7 | 87 | A | 7 | 1004 | E | 9 | 0 | A | 7 | 0 | A | 7 | 16100 | A | 7 | 1800 | A | 7 | 2.3 | E | 8 | 0.12 | F | 8 | 0.13 | F | 8 | -9900 | -9900 | ? | 0
2002-06-30 | 6:00 | 192 | 1321 | 23 | 2 | 8 | 0 | 2 | 15 | 23 | 2 | 8 | 2700 | 2 | 8 | 0 | 2 | 15 | 2700 | 2 | 8 | 900 | 2 | 19 | 10 | E | 9 | 10 | E | 9 | 13 | A | 7 | 10 | A | 7 | 82 | A | 7 | 1004 | E | 9 | 0 | A | 7 | 0 | A | 7 | 16100 | A | 7 | 1800 | A | 7 | 2.3 | E | 8 | 0.12 | F | 8 | 0.13 | F | 8 | -9900 | -9900 | ? | 0
2002-06-30 | 7:00 | 415 | 1321 | 142 | 2 | 8 | 66 | 2 | 15 | 121 | 2 | 8 | 15500 | 2 | 8 | 6100 | 2 | 15 | 13600 | 2 | 8 | 3220 | 2 | 19 | 10 | E | 9 | 10 | E | 9 | 14 | A | 7 | 11 | A | 7 | 82 | A | 7 | 1004 | E | 9 | 0 | A | 7 | 0 | A | 7 | 16100 | A | 7 | 1500 | A | 7 | 2.3 | E | 8 | 0.12 | F | 8 | 0.13 | F | 8 | -9900 | -9900 | ? | 0
2002-06-30 | 8:00 | 636 | 1321 | 360 | 2 | 8 | 361 | 2 | 15 | 185 | 2 | 8 | 38500 | 2 | 8 | 37200 | 2 | 15 | 20600 | 2 | 8 | 4070 | 2 | 19 | 10 | E | 9 | 10 | E | 9 | 16 | A | 7 | 10 | A | 7 | 68 | A | 7 | 1004 | E | 9 | 0 | A | 7 | 0 | A | 7 | 16100 | A | 7 | 1500 | A | 7 | 2.3 | E | 8 | 0.12 | F | 8 | 0.13 | F | 8 | -9900 | -9900 | ? | 0
2002-06-30 | 9:00 | 839 | 1321 | 523 | 2 | 8 | 480 | 2 | 15 | 218 | 2 | 8 | 55700 | 2 | 8 | 49400 | 2 | 15 | 24200 | 2 | 8 | 5430 | 2 | 19 | 10 | E | 9 | 10 | E | 9 | 18 | A | 7 | 8 | A | 7 | 52 | A | 7 | 1004 | E | 9 | 0 | A | 7 | 0 | A | 7 | 16100 | A | 7 | 1440 | A | 7 | 2.2 | E | 8 | 0.12 | F | 8 | 0.13 | F | 8 | -9900 | -9900 | ? | 0
2002-06-30 | 10:00 | 1010 | 1321 | 531 | 2 | 8 | 254 | 2 | 15 | 337 | 2 | 8 | 57700 | 2 | 8 | 27500 | 2 | 15 | 36700 | 2 | 8 | 10960 | 2 | 19 | 8 | E | 9 | 8 | E | 9 | 19 | A | 7 | 9 | A | 7 | 52 | A | 7 | 1004 | E | 9 | 250 | A | 7 | 1.5 | A | 7 | 16100 | A | 7 | 1500 | A | 7 | 2.2 | E | 8 | 0.12 | F | 8 | 0.13 | F | 8 | -9900 | -9900 | ? | 0
2002-06-30 | 11:00 | 1136 | 1321 | 654 | 2 | 8 | 310 | 2 | 15 | 387 | 2 | 8 | 71400 | 2 | 8 | 33700 | 2 | 15 | 42400 | 2 | 8 | 16430 | 2 | 19 | 10 | E | 9 | 10 | E | 9 | 20 | A | 7 | 8 | A | 7 | 46 | A | 7 | 1004 | E | 9 | 0 | A | 7 | 0 | A | 7 | 16100 | A | 7 | 1260 | A | 7 | 2.1 | E | 8 | 0.12 | F | 8 | 0.13 | F | 8 | -9900 | -9900 | ? | 0
2002-06-30 | 12:00 | 1210 | 1321 | 774 | 2 | 8 | 497 | 2 | 15 | 318 | 2 | 8 | 83800 | 2 | 8 | 52000 | 2 | 15 | 36100 | 2 | 8 | 18820 | 2 | 19 | 4 | E | 9 | 4 | E | 9 | 22 | A | 7 | 9 | A | 7 | 43 | A | 7 | 1004 | E | 9 | 250 | A | 7 | 1.5 | A | 7 | 14500 | A | 7 | 77777 | A | 7 | 2.1 | E | 8 | 0.12 | F | 8 | 0.13 | F | 8 | -9900 | -9900 | ? | 0
2002-06-30 | 13:00 | 1227 | 1321 | 620 | 2 | 8 | 241 | 2 | 15 | 397 | 2 | 8 | 68400 | 2 | 8 | 26200 | 2 | 15 | 44000 | 2 | 8 | 22750 | 2 | 19 | 10 | E | 9 | 10 | E | 9 | 22 | A | 7 | 9 | A | 7 | 43 | A | 7 | 1004 | E | 9 | 10 | A | 7 | 1.5 | A | 7 | 12900 | A | 7 | 1230 | A | 7 | 2.1 | E | 8 | 0.12 | F | 8 | 0.13 | F | 8 | -9900 | -9900 | ? | 0
2002-06-30 | 14:00 | 1185 | 1321 | 338 | 2 | 8 | 30 | 2 | 15 | 311 | 2 | 8 | 37400 | 2 | 8 | 3100 | 2 | 15 | 34700 | 2 | 8 | 15360 | 2 | 19 | 10 | E | 9 | 10 | E | 9 | 23 | A | 7 | 10 | A | 7 | 44 | A | 7 | 1004 | E | 9 | 0 | A | 7 | 0 | A | 7 | 14500 | A | 7 | 1290 | A | 7 | 2.1 | E | 8 | 0.12 | F | 8 | 0.13 | F | 8 | -9900 | -9900 | ? | 0
2002-06-30 | 15:00 | 1087 | 1321 | 415 | 2 | 8 | 49 | 2 | 15 | 375 | 2 | 8 | 45800 | 2 | 8 | 5000 | 2 | 15 | 41700 | 2 | 8 | 15460 | 2 | 19 | 10 | E | 9 | 10 | E | 9 | 23 | A | 7 | 10 | A | 7 | 44 | A | 7 | 1004 | E | 9 | 350 | A | 7 | 3.1 | A | 7 | 14500 | A | 7 | 1290 | A | 7 | 2.1 | E | 8 | 0.12 | F | 8 | 0.13 | F | 8 | -9900 | -9900 | ? | 0
2002-06-30 | 16:00 | 939 | 1321 | 421 | 2 | 8 | 123 | 2 | 15 | 333 | 2 | 8 | 46000 | 2 | 8 | 13000 | 2 | 15 | 36700 | 2 | 8 | 10240 | 2 | 19 | 10 | E | 9 | 10 | E | 9 | 23 | A | 7 | 11 | A | 7 | 47 | A | 7 | 1004 | E | 9 | 320 | A | 7 | 3.1 | A | 7 | 16100 | A | 7 | 1350 | A | 7 | 2.1 | E | 8 | 0.12 | F | 8 | 0.13 | F | 8 | -9900 | -9900 | ? | 0
2002-06-30 | 17:00 | 753 | 1321 | 393 | 2 | 8 | 219 | 2 | 15 | 267 | 2 | 8 | 42600 | 2 | 8 | 22800 | 2 | 15 | 29600 | 2 | 8 | 7020 | 2 | 19 | 10 | E | 9 | 10 | E | 9 | 22 | A | 7 | 11 | A | 7 | 50 | A | 7 | 1004 | E | 9 | 330 | A | 7 | 3.6 | A | 7 | 16100 | A | 7 | 1410 | A | 7 | 2.1 | E | 8 | 0.12 | F | 8 | 0.13 | F | 8 | -9900 | -9900 | ? | 0
2002-06-30 | 18:00 | 540 | 1321 | 207 | 2 | 8 | 66 | 2 | 15 | 180 | 2 | 8 | 22700 | 2 | 8 | 6400 | 2 | 15 | 20100 | 2 | 8 | 4980 | 2 | 19 | 10 | E | 9 | 9 | E | 9 | 22 | A | 7 | 11 | A | 7 | 50 | A | 7 | 1004 | E | 9 | 10 | A | 7 | 2.6 | A | 7 | 16100 | A | 7 | 1230 | A | 7 | 2.1 | E | 8 | 0.12 | F | 8 | 0.13 | F | 8 | -9900 | -9900 | ? | 0
2002-06-30 | 19:00 | 316 | 1321 | 189 | 2 | 8 | 297 | 2 | 15 | 118 | 2 | 8 | 19500 | 2 | 8 | 24200 | 2 | 15 | 13700 | 2 | 8 | 2450 | 2 | 19 | 10 | E | 9 | 9 | E | 9 | 22 | A | 7 | 11 | A | 7 | 50 | A | 7 | 1004 | E | 9 | 10 | A | 7 | 2.1 | A | 7 | 16100 | A | 7 | 77777 | A | 7 | 2 | E | 8 | 0.12 | F | 8 | 0.13 | F | 8 | -9900 | -9900 | ? | 0
2002-06-30 | 20:00 | 98 | 1310 | 28 | 2 | 8 | 143 | 2 | 15 | 17 | 2 | 8 | 2900 | 2 | 8 | 7300 | 2 | 15 | 2400 | 2 | 8 | 310 | 2 | 19 | 6 | E | 9 | 6 | E | 9 | 20 | A | 7 | 11 | A | 7 | 56 | A | 7 | 1004 | E | 9 | 360 | A | 7 | 1.5 | A | 7 | 16100 | A | 7 | 77777 | A | 7 | 2 | E | 8 | 0.12 | F | 8 | 0.13 | F | 8 | -9900 | -9900 | ? | 0
2002-06-30 | 21:00 | 0 | 0 | 0 | 2 | 0 | 0 | 2 | 0 | 0 | 2 | 0 | 0 | 2 | 0 | 0 | 2 | 0 | 0 | 2 | 0 | 0 | 2 | 0 | 6 | E | 9 | 6 | E | 9 | 17 | A | 7 | 12 | A | 7 | 72 | A | 7 | 1004 | E | 9 | 320 | A | 7 | 3.1 | A | 7 | 16100 | A | 7 | 77777 | A | 7 | 2 | E | 8 | 0.12 | F | 8 | 0.13 | F | 8 | -9900 | -9900 | ? | 0
2002-06-30 | 22:00 | 0 | 0 | 0 | 2 | 0 | 0 | 2 | 0 | 0 | 2 | 0 | 0 | 2 | 0 | 0 | 2 | 0 | 0 | 2 | 0 | 0 | 2 | 0 | 5 | E | 9 | 4 | E | 9 | 16.3 | A | 7 | 11.6 | A | 7 | 68 | A | 7 | 1004 | E | 9 | 320 | A | 7 | 3 | A | 7 | 16100 | A | 7 | 77777 | A | 7 | 2 | E | 8 | 0.12 | F | 8 | 0.13 | F | 8 | -9900 | -9900 | ? | 0
2002-06-30 | 23:00 | 0 | 0 | 0 | 2 | 0 | 0 | 2 | 0 | 0 | 2 | 0 | 0 | 2 | 0 | 0 | 2 | 0 | 0 | 2 | 0 | 0 | 2 | 0 | 0 | E | 9 | 0 | E | 9 | 15.6 | A | 7 | 11.1 | A | 7 | 77 | A | 7 | 1004 | E | 9 | 310 | A | 7 | 3 | A | 7 | 16100 | A | 7 | 77777 | A | 7 | 2 | E | 8 | 0.12 | F | 8 | 0.13 | F | 8 | -9900 | -9900 | ? | 0
2002-06-30 | 24:00 | 0 | 0 | 0 | 2 | 0 | 0 | 2 | 0 | 0 | 2 | 0 | 0 | 2 | 0 | 0 | 2 | 0 | 0 | 2 | 0 | 0 | 2 | 0 | 0 | E | 9 | 0 | E | 9 | 14.9 | A | 7 | 10.7 | A | 7 | 77 | A | 7 | 1004 | E | 9 | 310 | A | 7 | 2.9 | A | 7 | 16100 | A | 7 | 77777 | A | 7 | 1.9 | E | 8 | 0.12 | F | 8 | 0.13 | F | 8 | -9900 | -9900 | ? | 0
2002-07-01 | 1:00 | 0 | 0 | 0 | 2 | 0 | 0 | 2 | 0 | 0 | 2 | 0 | 0 | 2 | 0 | 0 | 2 | 0 | 0 | 2 | 0 | 0 | 2 | 0 | 0 | E | 9 | 0 | E | 9 | 14.1 | A | 7 | 10.3 | A | 7 | 82 | A | 7 | 1004 | E | 9 | 300 | A | 7 | 2.8 | A | 7 | 16100 | A | 7 | 77777 | A | 7 | 1.9 | E | 8 | 0.12 | F | 8 | 0.14 | F | 8 | -9900 | -9900 | ? | 0
2002-07-01 | 2:00 | 0 | 0 | 0 | 2 | 0 | 0 | 2 | 0 | 0 | 2 | 0 | 0 | 2 | 0 | 0 | 2 | 0 | 0 | 2 | 0 | 0 | 2 | 0 | 3 | E | 9 | 3 | E | 9 | 13.4 | A | 7 | 9.9 | A | 7 | 77 | A | 7 | 1004 | E | 9 | 300 | A | 7 | 2.7 | A | 7 | 16100 | A | 7 | 77777 | A | 7 | 1.8 | E | 8 | 0.12 | F | 8 | 0.14 | F | 8 | -9900 | -9900 | ? | 0
2002-07-01 | 3:00 | 0 | 0 | 0 | 2 | 0 | 0 | 2 | 0 | 0 | 2 | 0 | 0 | 2 | 0 | 0 | 2 | 0 | 0 | 2 | 0 | 0 | 2 | 0 | 4 | E | 9 | 4 | E | 9 | 12.7 | A | 7 | 9.4 | A | 7 | 82 | A | 7 | 1004 | E | 9 | 310 | A | 7 | 2.7 | A | 7 | 16100 | A | 7 | 77777 | A | 7 | 1.8 | E | 8 | 0.12 | F | 8 | 0.14 | F | 8 | -9900 | -9900 | ? | 0
2002-07-01 | 4:00 | 0 | 0 | 0 | 2 | 0 | 0 | 2 | 0 | 0 | 2 | 0 | 0 | 2 | 0 | 0 | 2 | 0 | 0 | 2 | 0 | 0 | 2 | 0 | 0 | E | 9 | 0 | E | 9 | 12 | A | 7 | 9 | A | 7 | 82 | A | 7 | 1004 | E | 9 | 300 | A | 7 | 2.6 | A | 7 | 16100 | A | 7 | 77777 | A | 7 | 1.7 | E | 8 | 0.12 | F | 8 | 0.14 | F | 8 | -9900 | -9900 | ? | 0
2002-07-01 | 5:00 | 17 | 562 | 0 | 2 | 8 | 0 | 2 | 15 | 0 | 2 | 8 | 0 | 2 | 8 | 0 | 2 | 15 | 0 | 2 | 8 | 0 | 2 | 19 | 3 | E | 9 | 3 | E | 9 | 13 | A | 7 | 10 | A | 7 | 82 | A | 7 | 1004 | E | 9 | 330 | A | 7 | 2.6 | A | 7 | 16100 | A | 7 | 77777 | A | 7 | 1.7 | E | 8 | 0.12 | F | 8 | 0.14 | F | 8 | -9900 | -9900 | ? | 0
2002-07-01 | 6:00 | 190 | 1321 | 82 | 2 | 8 | 366 | 2 | 15 | 29 | 2 | 8 | 8500 | 2 | 8 | 24600 | 2 | 15 | 4900 | 2 | 8 | 540 | 2 | 19 | 3 | E | 9 | 3 | E | 9 | 15 | A | 7 | 10 | A | 7 | 72 | A | 7 | 1004 | E | 9 | 340 | A | 7 | 3.1 | A | 7 | 16100 | A | 7 | 77777 | A | 7 | 1.7 | E | 8 | 0.12 | F | 8 | 0.14 | F | 8 | -9900 | -9900 | ? | 0
2002-07-01 | 7:00 | 413 | 1321 | 236 | 2 | 8 | 558 | 2 | 15 | 62 | 2 | 8 | 24800 | 2 | 8 | 50300 | 2 | 15 | 9100 | 2 | 8 | 1200 | 2 | 19 | 3 | E | 9 | 3 | E | 9 | 17 | A | 7 | 9 | A | 7 | 59 | A | 7 | 1004 | E | 9 | 20 | A | 7 | 4.6 | A | 7 | 16100 | A | 7 | 77777 | A | 7 | 1.7 | E | 8 | 0.12 | F | 8 | 0.14 | F | 8 | -9900 | -9900 | ? | 0
2002-07-01 | 8:00 | 635 | 1321 | 404 | 2 | 8 | 608 | 2 | 15 | 111 | 2 | 8 | 42300 | 2 | 8 | 59600 | 2 | 15 | 13600 | 2 | 8 | 2320 | 2 | 19 | 3 | E | 9 | 3 | E | 9 | 18 | A | 7 | 9 | A | 7 | 56 | A | 7 | 1004 | E | 9 | 10 | A | 7 | 5.7 | A | 7 | 16100 | A | 7 | 77777 | A | 7 | 1.7 | E | 8 | 0.12 | F | 8 | 0.14 | F | 8 | -9900 | -9900 | ? | 0
2002-07-01 | 9:00 | 838 | 1321 | 597 | 2 | 8 | 779 | 2 | 15 | 103 | 2 | 8 | 63400 | 2 | 8 | 78200 | 2 | 15 | 13700 | 2 | 8 | 2550 | 2 | 19 | 3 | E | 9 | 3 | E | 9 | 19 | A | 7 | 9 | A | 7 | 52 | A | 7 | 1004 | E | 9 | 20 | A | 7 | 5.1 | A | 7 | 16100 | A | 7 | 77777 | A | 7 | 1.7 | E | 8 | 0.12 | F | 8 | 0.14 | F | 8 | -9900 | -9900 | ? | 0
2002-07-01 | 10:00 | 1008 | 1321 | 725 | 2 | 8 | 793 | 2 | 15 | 119 | 2 | 8 | 77700 | 2 | 8 | 80400 | 2 | 15 | 16200 | 2 | 8 | 3770 | 2 | 19 | 0 | E | 9 | 0 | E | 9 | 21 | A | 7 | 8 | A | 7 | 43 | A | 7 | 1004 | E | 9 | 360 | A | 7 | 4.1 | A | 7 | 16100 | A | 7 | 77777 | A | 7 | 1.7 | E | 8 | 0.12 | F | 8 | 0.14 | F | 8 | -9900 | -9900 | ? | 0
2002-07-01 | 11:00 | 1135 | 1321 | 826 | 2 | 8 | 756 | 2 | 15 | 174 | 2 | 8 | 86300 | 2 | 8 | 76000 | 2 | 15 | 20900 | 2 | 8 | 7030 | 2 | 19 | 3 | E | 9 | 3 | E | 9 | 21 | A | 7 | 8 | A | 7 | 43 | A | 7 | 1004 | E | 9 | 350 | A | 7 | 3.6 | A | 7 | 16100 | A | 7 | 77777 | A | 7 | 1.7 | E | 8 | 0.12 | F | 8 | 0.14 | F | 8 | -9900 | -9900 | ? | 0
2002-07-01 | 12:00 | 1210 | 1321 | 898 | 2 | 8 | 778 | 2 | 15 | 184 | 2 | 8 | 94200 | 2 | 8 | 78300 | 2 | 15 | 22400 | 2 | 8 | 9890 | 2 | 19 | 0 | E | 9 | 0 | E | 9 | 23 | A | 7 | 8 | A | 7 | 38 | A | 7 | 1004 | E | 9 | 10 | A | 7 | 4.6 | A | 7 | 16100 | A | 7 | 77777 | A | 7 | 1.7 | E | 8 | 0.12 | F | 8 | 0.14 | F | 8 | -9900 | -9900 | ? | 0
2002-07-01 | 13:00 | 1226 | 1321 | 943 | 2 | 8 | 890 | 2 | 15 | 115 | 2 | 8 | 97200 | 2 | 8 | 89300 | 2 | 15 | 14100 | 2 | 8 | 6000 | 2 | 19 | 0 | E | 9 | 0 | E | 9 | 23 | A | 7 | 8 | A | 7 | 38 | A | 7 | 1004 | E | 9 | 20 | A | 7 | 4.6 | A | 7 | 14500 | A | 7 | 77777 | A | 7 | 1.7 | E | 8 | 0.12 | F | 8 | 0.14 | F | 8 | -9900 | -9900 | ? | 0
2002-07-01 | 14:00 | 1184 | 1321 | 890 | 2 | 8 | 834 | 2 | 15 | 141 | 2 | 8 | 91200 | 2 | 8 | 83500 | 2 | 15 | 16200 | 2 | 8 | 5620 | 2 | 19 | 0 | E | 9 | 0 | E | 9 | 24 | A | 7 | 7 | A | 7 | 34 | A | 7 | 1004 | E | 9 | 40 | A | 7 | 2.6 | A | 7 | 16100 | A | 7 | 77777 | A | 7 | 1.6 | E | 8 | 0.12 | F | 8 | 0.14 | F | 8 | -9900 | -9900 | ? | 0
2002-07-01 | 15:00 | 1086 | 1321 | 811 | 2 | 8 | 833 | 2 | 15 | 125 | 2 | 8 | 83500 | 2 | 8 | 83300 | 2 | 15 | 14800 | 2 | 8 | 3750 | 2 | 19 | 0 | E | 9 | 0 | E | 9 | 25 | A | 7 | 7 | A | 7 | 32 | A | 7 | 1004 | E | 9 | 20 | A | 7 | 4.6 | A | 7 | 14500 | A | 7 | 77777 | A | 7 | 1.5 | E | 8 | 0.12 | F | 8 | 0.14 | F | 8 | -9900 | -9900 | ? | 0
2002-07-01 | 16:00 | 939 | 1321 | 692 | 2 | 8 | 793 | 2 | 15 | 128 | 2 | 8 | 72900 | 2 | 8 | 79700 | 2 | 15 | 16100 | 2 | 8 | 3460 | 2 | 19 | 0 | E | 9 | 0 | E | 9 | 26 | A | 7 | 7 | A | 7 | 30 | A | 7 | 1004 | E | 9 | 40 | A | 7 | 4.6 | A | 7 | 14500 | A | 7 | 77777 | A | 7 | 1.5 | E | 8 | 0.12 | F | 8 | 0.14 | F | 8 | -9900 | -9900 | ? | 0
2002-07-01 | 17:00 | 753 | 1321 | 509 | 2 | 8 | 708 | 2 | 15 | 105 | 2 | 8 | 54500 | 2 | 8 | 71500 | 2 | 15 | 13700 | 2 | 8 | 2470 | 2 | 19 | 0 | E | 9 | 0 | E | 9 | 26 | A | 7 | 7 | A | 7 | 30 | A | 7 | 1004 | E | 9 | 10 | A | 7 | 3.6 | A | 7 | 16100 | A | 7 | 77777 | A | 7 | 1.5 | E | 8 | 0.12 | F | 8 | 0.14 | F | 8 | -9900 | -9900 | ? | 0
2002-07-01 | 18:00 | 540 | 1321 | 364 | 2 | 8 | 629 | 2 | 15 | 107 | 2 | 8 | 37700 | 2 | 8 | 59600 | 2 | 15 | 13300 | 2 | 8 | 2080 | 2 | 19 | 0 | E | 9 | 0 | E | 9 | 25 | A | 7 | 8 | A | 7 | 34 | A | 7 | 1004 | E | 9 | 30 | A | 7 | 6.2 | A | 7 | 16100 | A | 7 | 77777 | A | 7 | 1.5 | E | 8 | 0.12 | F | 8 | 0.14 | F | 8 | -9900 | -9900 | ? | 0
2002-07-01 | 19:00 | 315 | 1321 | 189 | 2 | 8 | 358 | 2 | 15 | 104 | 2 | 8 | 19100 | 2 | 8 | 28800 | 2 | 15 | 12300 | 2 | 8 | 1980 | 2 | 19 | 0 | E | 9 | 0 | E | 9 | 23 | A | 7 | 9 | A | 7 | 41 | A | 7 | 1004 | E | 9 | 30 | A | 7 | 4.1 | A | 7 | 16100 | A | 7 | 77777 | A | 7 | 1.6 | E | 8 | 0.12 | F | 8 | 0.14 | F | 8 | -9900 | -9900 | ? | 0
2002-07-01 | 20:00 | 97 | 1310 | 28 | 2 | 8 | 172 | 2 | 15 | 15 | 2 | 8 | 3000 | 2 | 8 | 8800 | 2 | 15 | 2300 | 2 | 8 | 280 | 2 | 19 | 0 | E | 9 | 0 | E | 9 | 20 | A | 7 | 10 | A | 7 | 53 | A | 7 | 1004 | E | 9 | 310 | A | 7 | 4.1 | A | 7 | 16100 | A | 7 | 77777 | A | 7 | 1.6 | E | 8 | 0.12 | F | 8 | 0.14 | F | 8 | -9900 | -9900 | ? | 0
2002-07-01 | 21:00 | 0 | 0 | 0 | 2 | 0 | 0 | 2 | 0 | 0 | 2 | 0 | 0 | 2 | 0 | 0 | 2 | 0 | 0 | 2 | 0 | 0 | 2 | 0 | 0 | E | 9 | 0 | E | 9 | 18 | A | 7 | 9 | A | 7 | 56 | A | 7 | 1004 | E | 9 | 310 | A | 7 | 4.6 | A | 7 | 16100 | A | 7 | 77777 | A | 7 | 1.6 | E | 8 | 0.12 | F | 8 | 0.14 | F | 8 | -9900 | -9900 | ? | 0
2002-07-01 | 22:00 | 0 | 0 | 0 | 2 | 0 | 0 | 2 | 0 | 0 | 2 | 0 | 0 | 2 | 0 | 0 | 2 | 0 | 0 | 2 | 0 | 0 | 2 | 0 | 0 | E | 9 | 0 | E | 9 | 17 | A | 7 | 9 | A | 7 | 59 | A | 7 | 1004 | E | 9 | 320 | A | 7 | 3.6 | A | 7 | 16100 | A | 7 | 77777 | A | 7 | 1.6 | E | 8 | 0.12 | F | 8 | 0.14 | F | 8 | -9900 | -9900 | ? | 0
2002-07-01 | 23:00 | 0 | 0 | 0 | 2 | 0 | 0 | 2 | 0 | 0 | 2 | 0 | 0 | 2 | 0 | 0 | 2 | 0 | 0 | 2 | 0 | 0 | 2 | 0 | 0 | E | 9 | 0 | E | 9 | 13 | A | 7 | 9 | A | 7 | 77 | A | 7 | 1004 | E | 9 | 310 | A | 7 | 2.1 | A | 7 | 16100 | A | 7 | 77777 | A | 7 | 1.6 | E | 8 | 0.12 | F | 8 | 0.14 | F | 8 | -9900 | -9900 | ? | 0
2002-07-01 | 24:00 | 0 | 0 | 0 | 2 | 0 | 0 | 2 | 0 | 0 | 2 | 0 | 0 | 2 | 0 | 0 | 2 | 0 | 0 | 2 | 0 | 0 | 2 | 0 | 0 | E | 9 | 0 | E | 9 | 13 | A | 7 | 8 | A | 7 | 72 | A | 7 | 1004 | E | 9 | 300 | A | 7 | 2.6 | A | 7 | 16100 | A | 7 | 77777 | A | 7 | 1.5 | E | 8 | 0.12 | F | 8 | 0.14 | F | 8 | -9900 | -9900 | ? | 0
2002-07-02 | 1:00 | 0 | 0 | 0 | 2 | 0 | 0 | 2 | 0 | 0 | 2 | 0 | 0 | 2 | 0 | 0 | 2 | 0 | 0 | 2 | 0 | 0 | 2 | 0 | 0 | E | 9 | 0 | E | 9 | 12 | A | 7 | 8 | A | 7 | 76 | A | 7 | 1004 | E | 9 | 310 | A | 7 | 1.5 | A | 7 | 16100 | A | 7 | 77777 | A | 7 | 1.5 | E | 8 | 0.12 | F | 8 | 0.14 | F | 8 | -9900 | -9900 | ? | 0
2002-07-02 | 2:00 | 0 | 0 | 0 | 2 | 0 | 0 | 2 | 0 | 0 | 2 | 0 | 0 | 2 | 0 | 0 | 2 | 0 | 0 | 2 | 0 | 0 | 2 | 0 | 0 | E | 9 | 0 | E | 9 | 11 | A | 7 | 8 | A | 7 | 82 | A | 7 | 1004 | E | 9 | 310 | A | 7 | 2.6 | A | 7 | 16100 | A | 7 | 77777 | A | 7 | 1.5 | E | 8 | 0.12 | F | 8 | 0.14 | F | 8 | -9900 | -9900 | ? | 0
2002-07-02 | 3:00 | 0 | 0 | 0 | 2 | 0 | 0 | 2 | 0 | 0 | 2 | 0 | 0 | 2 | 0 | 0 | 2 | 0 | 0 | 2 | 0 | 0 | 2 | 0 | 0 | E | 9 | 0 | E | 9 | 14 | A | 7 | 8 | A | 7 | 67 | A | 7 | 1004 | E | 9 | 350 | A | 7 | 2.6 | A | 7 | 16100 | A | 7 | 77777 | A | 7 | 1.5 | E | 8 | 0.12 | F | 8 | 0.14 | F | 8 | -9900 | -9900 | ? | 0
2002-07-02 | 4:00 | 0 | 0 | 0 | 2 | 0 | 0 | 2 | 0 | 0 | 2 | 0 | 0 | 2 | 0 | 0 | 2 | 0 | 0 | 2 | 0 | 0 | 2 | 0 | 0 | E | 9 | 0 | A | 7 | 10 | A | 7 | 7 | A | 7 | 82 | A | 7 | 1004 | E | 9 | 310 | A | 7 | 2.1 | A | 7 | 16100 | A | 7 | 77777 | A | 7 | 1.5 | E | 8 | 0.12 | F | 8 | 0.14 | F | 8 | -9900 | -9900 | ? | 0
2002-07-02 | 5:00 | 16 | 562 | 0 | 2 | 8 | 0 | 2 | 15 | 0 | 2 | 8 | 0 | 2 | 8 | 0 | 2 | 15 | 0 | 2 | 8 | 0 | 2 | 19 | 0 | E | 9 | 0 | E | 9 | 9 | A | 7 | 7 | A | 7 | 87 | A | 7 | 1004 | E | 9 | 300 | A | 7 | 2.6 | A | 7 | 16100 | A | 7 | 77777 | A | 7 | 1.5 | E | 8 | 0.12 | F | 8 | 0.14 | F | 8 | -9900 | -9900 | ? | 0
2002-07-02 | 6:00 | 188 | 1321 | 81 | 2 | 8 | 369 | 2 | 15 | 29 | 2 | 8 | 8500 | 2 | 8 | 24700 | 2 | 15 | 5000 | 2 | 8 | 540 | 2 | 19 | 0 | E | 9 | 0 | E | 9 | 12 | A | 7 | 8 | A | 7 | 76 | A | 7 | 1004 | E | 9 | 300 | A | 7 | 2.1 | A | 7 | 16100 | A | 7 | 77777 | A | 7 | 1.6 | E | 8 | 0.12 | F | 8 | 0.14 | F | 8 | -9900 | -9900 | ? | 0
2002-07-02 | 7:00 | 412 | 1321 | 245 | 2 | 8 | 590 | 2 | 15 | 61 | 2 | 8 | 25700 | 2 | 8 | 53100 | 2 | 15 | 9200 | 2 | 8 | 1190 | 2 | 19 | 0 | E | 9 | 0 | E | 9 | 14 | A | 7 | 8 | A | 7 | 67 | A | 7 | 1004 | E | 9 | 300 | A | 7 | 1.5 | A | 7 | 16100 | A | 7 | 77777 | A | 7 | 1.6 | E | 8 | 0.12 | F | 8 | 0.14 | F | 8 | -9900 | -9900 | ? | 0
2002-07-02 | 8:00 | 633 | 1321 | 428 | 2 | 8 | 734 | 2 | 15 | 76 | 2 | 8 | 45200 | 2 | 8 | 71800 | 2 | 15 | 10700 | 2 | 8 | 1660 | 2 | 19 | 0 | E | 9 | 0 | E | 9 | 17 | A | 7 | 7 | A | 7 | 52 | A | 7 | 1004 | E | 9 | 40 | A | 7 | 4.6 | A | 7 | 16100 | A | 7 | 77777 | A | 7 | 1.6 | E | 8 | 0.12 | F | 8 | 0.14 | F | 8 | -9900 | -9900 | ? | 0
2002-07-02 | 9:00 | 836 | 1321 | 597 | 2 | 8 | 784 | 2 | 15 | 100 | 2 | 8 | 63500 | 2 | 8 | 78700 | 2 | 15 | 13600 | 2 | 8 | 2500 | 2 | 19 | 0 | E | 9 | 0 | E | 9 | 19 | A | 7 | 8 | A | 7 | 49 | A | 7 | 1004 | E | 9 | 60 | A | 7 | 4.1 | A | 7 | 16100 | A | 7 | 77777 | A | 7 | 1.6 | E | 8 | 0.12 | F | 8 | 0.14 | F | 8 | -9900 | -9900 | ? | 0
2002-07-02 | 10:00 | 1007 | 1321 | 730 | 2 | 8 | 822 | 2 | 15 | 102 | 2 | 8 | 75600 | 2 | 8 | 82200 | 2 | 15 | 12800 | 2 | 8 | 2840 | 2 | 19 | 0 | E | 9 | 0 | E | 9 | 21 | A | 7 | 8 | A | 7 | 43 | A | 7 | 1004 | E | 9 | 30 | A | 7 | 4.1 | A | 7 | 16100 | A | 7 | 77777 | A | 7 | 1.6 | E | 8 | 0.12 | F | 8 | 0.14 | F | 8 | -9900 | -9900 | ? | 0
2002-07-02 | 11:00 | 1134 | 1321 | 848 | 2 | 8 | 846 | 2 | 15 | 121 | 2 | 8 | 87400 | 2 | 8 | 84700 | 2 | 15 | 14500 | 2 | 8 | 4290 | 2 | 19 | 0 | E | 9 | 0 | E | 9 | 23 | A | 7 | 8 | A | 7 | 38 | A | 7 | 1004 | E | 9 | 30 | A | 7 | 5.1 | A | 7 | 16100 | A | 7 | 77777 | A | 7 | 1.7 | E | 8 | 0.12 | F | 8 | 0.14 | F | 8 | -9900 | -9900 | ? | 0
2002-07-02 | 12:00 | 1209 | 1321 | 922 | 2 | 8 | 838 | 2 | 15 | 153 | 2 | 8 | 98600 | 2 | 8 | 85000 | 2 | 15 | 20700 | 2 | 8 | 8450 | 2 | 19 | 0 | E | 9 | 0 | E | 9 | 24 | A | 7 | 7 | A | 7 | 34 | A | 7 | 1004 | E | 9 | 40 | A | 7 | 4.1 | A | 7 | 16100 | A | 7 | 77777 | A | 7 | 1.7 | E | 8 | 0.12 | F | 8 | 0.14 | F | 8 | -9900 | -9900 | ? | 0
2002-07-02 | 13:00 | 1226 | 1321 | 912 | 2 | 8 | 770 | 2 | 15 | 197 | 2 | 8 | 95300 | 2 | 8 | 77300 | 2 | 15 | 23500 | 2 | 8 | 11330 | 2 | 19 | 0 | E | 9 | 0 | E | 9 | 26 | A | 7 | 8 | A | 7 | 32 | A | 7 | 1004 | E | 9 | 40 | A | 7 | 4.1 | A | 7 | 16100 | A | 7 | 77777 | A | 7 | 1.8 | E | 8 | 0.12 | F | 8 | 0.14 | F | 8 | -9900 | -9900 | ? | 0
2002-07-02 | 14:00 | 1184 | 1321 | 902 | 2 | 8 | 858 | 2 | 15 | 132 | 2 | 8 | 92600 | 2 | 8 | 86000 | 2 | 15 | 15500 | 2 | 8 | 5410 | 2 | 19 | 0 | E | 9 | 0 | E | 9 | 27 | A | 7 | 7 | A | 7 | 28 | A | 7 | 1004 | E | 9 | 30 | A | 7 | 4.6 | A | 7 | 16100 | A | 7 | 77777 | A | 7 | 1.7 | E | 8 | 0.12 | F | 8 | 0.14 | F | 8 | -9900 | -9900 | ? | 0
2002-07-02 | 15:00 | 1086 | 1321 | 811 | 2 | 8 | 821 | 2 | 15 | 135 | 2 | 8 | 86600 | 2 | 8 | 83200 | 2 | 15 | 18100 | 2 | 8 | 4990 | 2 | 19 | 0 | E | 9 | 0 | E | 9 | 28 | A | 7 | 7 | A | 7 | 26 | A | 7 | 1004 | E | 9 | 20 | A | 7 | 4.6 | A | 7 | 16100 | A | 7 | 77777 | A | 7 | 1.6 | E | 8 | 0.12 | F | 8 | 0.14 | F | 8 | -9900 | -9900 | ? | 0
2002-07-02 | 16:00 | 939 | 1321 | 665 | 2 | 8 | 700 | 2 | 15 | 167 | 2 | 8 | 70600 | 2 | 8 | 71200 | 2 | 15 | 19900 | 2 | 8 | 4790 | 2 | 19 | 0 | E | 9 | 0 | E | 9 | 28 | A | 7 | 7 | A | 7 | 26 | A | 7 | 1004 | E | 9 | 30 | A | 7 | 5.1 | A | 7 | 16100 | A | 7 | 77777 | A | 7 | 1.6 | E | 8 | 0.12 | F | 8 | 0.14 | F | 8 | -9900 | -9900 | ? | 0
2002-07-02 | 17:00 | 752 | 1321 | 509 | 2 | 8 | 670 | 2 | 15 | 127 | 2 | 8 | 53800 | 2 | 8 | 67200 | 2 | 15 | 15400 | 2 | 8 | 2920 | 2 | 19 | 0 | B | 8 | 0 | B | 8 | 26.7 | B | 8 | 8.1 | B | 8 | 31 | A | 7 | 1004 | E | 9 | 360 | B | 8 | 5.6 | B | 8 | -9900 | ? | 0 | 77777 | B | 8 | 1.7 | E | 8 | 0.12 | F | 8 | 0.14 | F | 8 | -9900 | -9900 | ? | 0
2002-07-02 | 18:00 | 539 | 1321 | 356 | 2 | 8 | 544 | 2 | 15 | 133 | 2 | 8 | 37400 | 2 | 8 | 52400 | 2 | 15 | 16000 | 2 | 8 | 2610 | 2 | 19 | 0 | E | 9 | 0 | E | 9 | 25 | A | 7 | 9 | A | 7 | 36 | A | 7 | 1004 | E | 9 | 320 | A | 7 | 6.2 | A | 7 | 16100 | A | 7 | 77777 | A | 7 | 1.8 | E | 8 | 0.12 | F | 8 | 0.14 | F | 8 | -9900 | -9900 | ? | 0
2002-07-02 | 19:00 | 315 | 1321 | 189 | 2 | 8 | 419 | 2 | 15 | 89 | 2 | 8 | 19400 | 2 | 8 | 33800 | 2 | 15 | 11300 | 2 | 8 | 1660 | 2 | 19 | 0 | E | 9 | 0 | E | 9 | 22 | A | 7 | 9 | A | 7 | 43 | A | 7 | 1004 | E | 9 | 310 | A | 7 | 6.2 | A | 7 | 16100 | A | 7 | 77777 | A | 7 | 1.9 | E | 8 | 0.12 | F | 8 | 0.14 | F | 8 | -9900 | -9900 | ? | 0
2002-07-02 | 20:00 | 97 | 1310 | 27 | 2 | 8 | 201 | 2 | 15 | 13 | 2 | 8 | 3000 | 2 | 8 | 10400 | 2 | 15 | 2200 | 2 | 8 | 250 | 2 | 19 | 0 | E | 9 | 0 | E | 9 | 18 | A | 7 | 9 | A | 7 | 56 | A | 7 | 1004 | E | 9 | 310 | A | 7 | 7.2 | A | 7 | 16100 | A | 7 | 77777 | A | 7 | 1.9 | E | 8 | 0.12 | F | 8 | 0.14 | F | 8 | -9900 | -9900 | ? | 0
2002-07-02 | 21:00 | 0 | 0 | 0 | 2 | 0 | 0 | 2 | 0 | 0 | 2 | 0 | 0 | 2 | 0 | 0 | 2 | 0 | 0 | 2 | 0 | 0 | 2 | 0 | 2 | E | 9 | 2 | E | 9 | 16 | A | 7 | 8 | A | 7 | 59 | A | 7 | 1004 | E | 9 | 310 | A | 7 | 6.7 | A | 7 | 16100 | A | 7 | 77777 | A | 7 | 2 | E | 8 | 0.12 | F | 8 | 0.14 | F | 8 | -9900 | -9900 | ? | 0
2002-07-02 | 22:00 | 0 | 0 | 0 | 2 | 0 | 0 | 2 | 0 | 0 | 2 | 0 | 0 | 2 | 0 | 0 | 2 | 0 | 0 | 2 | 0 | 0 | 2 | 0 | 0 | E | 9 | 0 | E | 9 | 15 | A | 7 | 8 | A | 7 | 63 | A | 7 | 1004 | E | 9 | 300 | A | 7 | 6.2 | A | 7 | 16100 | A | 7 | 77777 | A | 7 | 2 | E | 8 | 0.12 | F | 8 | 0.14 | F | 8 | -9900 | -9900 | ? | 0
2002-07-02 | 23:00 | 0 | 0 | 0 | 2 | 0 | 0 | 2 | 0 | 0 | 2 | 0 | 0 | 2 | 0 | 0 | 2 | 0 | 0 | 2 | 0 | 0 | 2 | 0 | 0 | E | 9 | 0 | E | 9 | 14 | A | 7 | 8 | A | 7 | 67 | A | 7 | 1004 | E | 9 | 310 | A | 7 | 5.1 | A | 7 | 16100 | A | 7 | 77777 | A | 7 | 2 | E | 8 | 0.12 | F | 8 | 0.14 | F | 8 | -9900 | -9900 | ? | 0
2002-07-02 | 24:00 | 0 | 0 | 0 | 2 | 0 | 0 | 2 | 0 | 0 | 2 | 0 | 0 | 2 | 0 | 0 | 2 | 0 | 0 | 2 | 0 | 0 | 2 | 0 | 1 | E | 9 | 1 | E | 9 | 13 | A | 7 | 8 | A | 7 | 72 | A | 7 | 1004 | E | 9 | 300 | A | 7 | 4.1 | A | 7 | 16100 | A | 7 | 77777 | A | 7 | 2 | E | 8 | 0.12 | F | 8 | 0.14 | F | 8 | -9900 | -9900 | ? | 0
2002-07-03 | 1:00 | 0 | 0 | 0 | 2 | 0 | 0 | 2 | 0 | 0 | 2 | 0 | 0 | 2 | 0 | 0 | 2 | 0 | 0 | 2 | 0 | 0 | 2 | 0 | 0 | E | 9 | 0 | E | 9 | 13 | A | 7 | 8 | A | 7 | 72 | A | 7 | 1004 | E | 9 | 310 | A | 7 | 4.1 | A | 7 | 16100 | A | 7 | 77777 | A | 7 | 2 | E | 8 | 0.12 | F | 8 | 0.14 | F | 8 | -9900 | -9900 | ? | 0
2002-07-03 | 2:00 | 0 | 0 | 0 | 2 | 0 | 0 | 2 | 0 | 0 | 2 | 0 | 0 | 2 | 0 | 0 | 2 | 0 | 0 | 2 | 0 | 0 | 2 | 0 | 0 | E | 9 | 0 | E | 9 | 12 | A | 7 | 8 | A | 7 | 76 | A | 7 | 1004 | E | 9 | 320 | A | 7 | 3.1 | A | 7 | 16100 | A | 7 | 77777 | A | 7 | 1.9 | E | 8 | 0.12 | F | 8 | 0.14 | F | 8 | -9900 | -9900 | ? | 0
2002-07-03 | 3:00 | 0 | 0 | 0 | 2 | 0 | 0 | 2 | 0 | 0 | 2 | 0 | 0 | 2 | 0 | 0 | 2 | 0 | 0 | 2 | 0 | 0 | 2 | 0 | 4 | E | 9 | 4 | E | 9 | 13 | A | 7 | 7 | A | 7 | 67 | A | 7 | 1004 | E | 9 | 320 | A | 7 | 2.1 | A | 7 | 16100 | A | 7 | 77777 | A | 7 | 1.8 | E | 8 | 0.12 | F | 8 | 0.14 | F | 8 | -9900 | -9900 | ? | 0
2002-07-03 | 4:00 | 0 | 0 | 0 | 2 | 0 | 0 | 2 | 0 | 0 | 2 | 0 | 0 | 2 | 0 | 0 | 2 | 0 | 0 | 2 | 0 | 0 | 2 | 0 | 0 | E | 9 | 0 | E | 9 | 11 | A | 7 | 7 | A | 7 | 76 | A | 7 | 1004 | E | 9 | 310 | A | 7 | 2.6 | A | 7 | 16100 | A | 7 | 77777 | A | 7 | 1.7 | E | 8 | 0.12 | F | 8 | 0.14 | F | 8 | -9900 | -9900 | ? | 0
2002-07-03 | 5:00 | 16 | 540 | 0 | 2 | 8 | 0 | 2 | 15 | 0 | 2 | 8 | 0 | 2 | 8 | 0 | 2 | 15 | 0 | 2 | 8 | 0 | 2 | 19 | 0 | E | 9 | 0 | E | 9 | 10 | A | 7 | 7 | A | 7 | 82 | A | 7 | 1004 | E | 9 | 310 | A | 7 | 2.6 | A | 7 | 16100 | A | 7 | 77777 | A | 7 | 1.7 | E | 8 | 0.12 | F | 8 | 0.14 | F | 8 | -9900 | -9900 | ? | 0
2002-07-03 | 6:00 | 186 | 1321 | 78 | 2 | 8 | 304 | 2 | 15 | 35 | 2 | 8 | 8000 | 2 | 8 | 20000 | 2 | 15 | 5200 | 2 | 8 | 630 | 2 | 19 | 4 | E | 9 | 4 | E | 9 | 12 | A | 7 | 8 | A | 7 | 76 | A | 7 | 1004 | E | 9 | 290 | A | 7 | 1.5 | A | 7 | 16100 | A | 7 | 77777 | A | 7 | 1.7 | E | 8 | 0.12 | F | 8 | 0.14 | F | 8 | -9900 | -9900 | ? | 0
2002-07-03 | 7:00 | 410 | 1321 | 197 | 2 | 8 | 268 | 2 | 15 | 114 | 2 | 8 | 21000 | 2 | 8 | 24500 | 2 | 15 | 13400 | 2 | 8 | 2260 | 2 | 19 | 8 | E | 9 | 8 | E | 9 | 14 | A | 7 | 8 | A | 7 | 67 | A | 7 | 1004 | E | 9 | 300 | A | 7 | 1.5 | A | 7 | 16100 | A | 7 | 1080 | A | 7 | 1.7 | E | 8 | 0.12 | F | 8 | 0.14 | F | 8 | -9900 | -9900 | ? | 0
2002-07-03 | 8:00 | 631 | 1321 | 275 | 2 | 8 | 138 | 2 | 15 | 209 | 2 | 8 | 29900 | 2 | 8 | 14000 | 2 | 15 | 23200 | 2 | 8 | 5130 | 2 | 19 | 3 | E | 9 | 3 | E | 9 | 16 | A | 7 | 8 | A | 7 | 59 | A | 7 | 1004 | E | 9 | 80 | A | 7 | 2.1 | A | 7 | 14500 | A | 7 | 77777 | A | 7 | 1.8 | E | 8 | 0.12 | F | 8 | 0.14 | F | 8 | -9900 | -9900 | ? | 0
2002-07-03 | 9:00 | 835 | 1321 | 586 | 2 | 8 | 679 | 2 | 15 | 157 | 2 | 8 | 61700 | 2 | 8 | 68400 | 2 | 15 | 18400 | 2 | 8 | 3870 | 2 | 19 | 5 | E | 9 | 5 | E | 9 | 18 | A | 7 | 8 | A | 7 | 52 | A | 7 | 1004 | E | 9 | 0 | A | 7 | 0 | A | 7 | 14500 | A | 7 | 77777 | A | 7 | 1.8 | E | 8 | 0.12 | F | 8 | 0.14 | F | 8 | -9900 | -9900 | ? | 0
2002-07-03 | 10:00 | 1006 | 1321 | 736 | 2 | 8 | 757 | 2 | 15 | 158 | 2 | 8 | 76400 | 2 | 8 | 75800 | 2 | 15 | 18600 | 2 | 8 | 4570 | 2 | 19 | 8 | E | 9 | 8 | E | 9 | 18 | A | 7 | 9 | A | 7 | 56 | A | 7 | 1004 | E | 9 | 0 | A | 7 | 0 | A | 7 | 16100 | A | 7 | 1080 | A | 7 | 1.8 | E | 8 | 0.12 | F | 8 | 0.14 | F | 8 | -9900 | -9900 | ? | 0
2002-07-03 | 11:00 | 1133 | 1321 | 613 | 2 | 8 | 292 | 2 | 15 | 362 | 2 | 8 | 67200 | 2 | 8 | 31700 | 2 | 15 | 40000 | 2 | 8 | 15130 | 2 | 19 | 7 | E | 9 | 7 | E | 9 | 20 | A | 7 | 9 | A | 7 | 49 | A | 7 | 1004 | E | 9 | 120 | A | 7 | 1.5 | A | 7 | 12900 | A | 7 | 77777 | A | 7 | 1.8 | E | 8 | 0.12 | F | 8 | 0.14 | F | 8 | -9900 | -9900 | ? | 0
2002-07-03 | 12:00 | 1208 | 1321 | 892 | 2 | 8 | 676 | 2 | 15 | 272 | 2 | 8 | 94000 | 2 | 8 | 68500 | 2 | 15 | 31300 | 2 | 8 | 15480 | 2 | 19 | 8 | E | 9 | 8 | E | 9 | 21 | A | 7 | 9 | A | 7 | 46 | A | 7 | 1004 | E | 9 | 120 | A | 7 | 2.1 | A | 7 | 12900 | A | 7 | 77777 | A | 7 | 1.8 | E | 8 | 0.12 | F | 8 | 0.14 | F | 8 | -9900 | -9900 | ? | 0
2002-07-03 | 13:00 | 1225 | 1321 | 778 | 2 | 8 | 505 | 2 | 15 | 309 | 2 | 8 | 84700 | 2 | 8 | 52900 | 2 | 15 | 35500 | 2 | 8 | 19570 | 2 | 19 | 5 | E | 9 | 5 | E | 9 | 23 | A | 7 | 8 | A | 7 | 38 | A | 7 | 1004 | E | 9 | 320 | A | 7 | 2.6 | A | 7 | 16100 | A | 7 | 77777 | A | 7 | 1.8 | E | 8 | 0.12 | F | 8 | 0.14 | F | 8 | -9900 | -9900 | ? | 0
2002-07-03 | 14:00 | 1183 | 1321 | 752 | 2 | 8 | 447 | 2 | 15 | 351 | 2 | 8 | 80300 | 2 | 8 | 46700 | 2 | 15 | 38400 | 2 | 8 | 18660 | 2 | 19 | 4 | E | 9 | 4 | E | 9 | 24 | A | 7 | 7 | A | 7 | 34 | A | 7 | 1004 | E | 9 | 360 | A | 7 | 4.6 | A | 7 | 16100 | A | 7 | 77777 | A | 7 | 1.7 | E | 8 | 0.12 | F | 8 | 0.14 | F | 8 | -9900 | -9900 | ? | 0
2002-07-03 | 15:00 | 1086 | 1321 | 344 | 2 | 8 | 36 | 2 | 15 | 314 | 2 | 8 | 38000 | 2 | 8 | 3700 | 2 | 15 | 35000 | 2 | 8 | 13290 | 2 | 19 | 4 | E | 9 | 4 | E | 9 | 24 | A | 7 | 8 | A | 7 | 36 | A | 7 | 1004 | E | 9 | 330 | A | 7 | 5.7 | A | 7 | 16100 | A | 7 | 77777 | A | 7 | 1.6 | E | 8 | 0.12 | F | 8 | 0.14 | F | 8 | -9900 | -9900 | ? | 0
2002-07-03 | 16:00 | 938 | 1321 | 428 | 2 | 8 | 129 | 2 | 15 | 336 | 2 | 8 | 46700 | 2 | 8 | 13600 | 2 | 15 | 37000 | 2 | 8 | 10320 | 2 | 19 | 3 | E | 9 | 3 | E | 9 | 23 | A | 7 | 8 | A | 7 | 38 | A | 7 | 1004 | E | 9 | 310 | A | 7 | 6.2 | A | 7 | 16100 | A | 7 | 77777 | A | 7 | 1.5 | E | 8 | 0.12 | F | 8 | 0.14 | F | 8 | -9900 | -9900 | ? | 0
2002-07-03 | 17:00 | 752 | 1321 | 385 | 2 | 8 | 213 | 2 | 15 | 264 | 2 | 8 | 41900 | 2 | 8 | 22100 | 2 | 15 | 29300 | 2 | 8 | 6940 | 2 | 19 | 0 | E | 9 | 0 | E | 9 | 22 | A | 7 | 7 | A | 7 | 38 | A | 7 | 1004 | E | 9 | 310 | A | 7 | 6.2 | A | 7 | 16100 | A | 7 | 77777 | A | 7 | 1.5 | E | 8 | 0.12 | F | 8 | 0.14 | F | 8 | -9900 | -9900 | ? | 0
2002-07-03 | 18:00 | 539 | 1321 | 331 | 2 | 8 | 439 | 2 | 15 | 152 | 2 | 8 | 34400 | 2 | 8 | 42200 | 2 | 15 | 17200 | 2 | 8 | 3030 | 2 | 19 | 0 | E | 9 | 0 | E | 9 | 21 | A | 7 | 7 | A | 7 | 40 | A | 7 | 1004 | E | 9 | 310 | A | 7 | 7.7 | A | 7 | 16100 | A | 7 | 77777 | A | 7 | 1.5 | E | 8 | 0.12 | F | 8 | 0.14 | F | 8 | -9900 | -9900 | ? | 0
2002-07-03 | 19:00 | 314 | 1321 | 190 | 2 | 8 | 404 | 2 | 15 | 94 | 2 | 8 | 19400 | 2 | 8 | 32500 | 2 | 15 | 11700 | 2 | 8 | 1770 | 2 | 19 | 0 | E | 9 | 0 | E | 9 | 18 | A | 7 | 7 | A | 7 | 49 | A | 7 | 1004 | E | 9 | 290 | A | 7 | 7.2 | A | 7 | 16100 | A | 7 | 77777 | A | 7 | 1.6 | E | 8 | 0.12 | F | 8 | 0.14 | F | 8 | -9900 | -9900 | ? | 0
2002-07-03 | 20:00 | 96 | 1310 | 27 | 2 | 8 | 193 | 2 | 15 | 13 | 2 | 8 | 3000 | 2 | 8 | 9900 | 2 | 15 | 2200 | 2 | 8 | 250 | 2 | 19 | 0 | E | 9 | 0 | E | 9 | 16 | A | 7 | 7 | A | 7 | 55 | A | 7 | 1004 | E | 9 | 300 | A | 7 | 5.7 | A | 7 | 16100 | A | 7 | 77777 | A | 7 | 1.5 | E | 8 | 0.12 | F | 8 | 0.14 | F | 8 | -9900 | -9900 | ? | 0
2002-07-03 | 21:00 | 0 | 0 | 0 | 2 | 0 | 0 | 2 | 0 | 0 | 2 | 0 | 0 | 2 | 0 | 0 | 2 | 0 | 0 | 2 | 0 | 0 | 2 | 0 | 0 | E | 9 | 0 | E | 9 | 14 | A | 7 | 8 | A | 7 | 67 | A | 7 | 1004 | E | 9 | 310 | A | 7 | 4.6 | A | 7 | 16100 | A | 7 | 77777 | A | 7 | 1.5 | E | 8 | 0.12 | F | 8 | 0.14 | F | 8 | -9900 | -9900 | ? | 0
2002-07-03 | 22:00 | 0 | 0 | 0 | 2 | 0 | 0 | 2 | 0 | 0 | 2 | 0 | 0 | 2 | 0 | 0 | 2 | 0 | 0 | 2 | 0 | 0 | 2 | 0 | 4 | E | 9 | 4 | E | 9 | 13 | A | 7 | 7 | A | 7 | 67 | A | 7 | 1004 | E | 9 | 310 | A | 7 | 2.6 | A | 7 | 16100 | A | 7 | 77777 | A | 7 | 1.5 | E | 8 | 0.12 | F | 8 | 0.14 | F | 8 | -9900 | -9900 | ? | 0
2002-07-03 | 23:00 | 0 | 0 | 0 | 2 | 0 | 0 | 2 | 0 | 0 | 2 | 0 | 0 | 2 | 0 | 0 | 2 | 0 | 0 | 2 | 0 | 0 | 2 | 0 | 3 | E | 9 | 3 | E | 9 | 13 | A | 7 | 6 | A | 7 | 62 | A | 7 | 1004 | E | 9 | 310 | A | 7 | 3.6 | A | 7 | 16100 | A | 7 | 77777 | A | 7 | 1.5 | E | 8 | 0.12 | F | 8 | 0.14 | F | 8 | -9900 | -9900 | ? | 0
2002-07-03 | 24:00 | 0 | 0 | 0 | 2 | 0 | 0 | 2 | 0 | 0 | 2 | 0 | 0 | 2 | 0 | 0 | 2 | 0 | 0 | 2 | 0 | 0 | 2 | 0 | 8 | E | 9 | 8 | E | 9 | 12 | A | 7 | 7 | A | 7 | 71 | A | 7 | 1004 | E | 9 | 290 | A | 7 | 1.5 | A | 7 | 16100 | A | 7 | 1500 | A | 7 | 1.5 | E | 8 | 0.12 | F | 8 | 0.14 | F | 8 | -9900 | -9900 | ? | 0
2002-07-04 | 1:00 | 0 | 0 | 0 | 2 | 0 | 0 | 2 | 0 | 0 | 2 | 0 | 0 | 2 | 0 | 0 | 2 | 0 | 0 | 2 | 0 | 0 | 2 | 0 | 8 | E | 9 | 8 | E | 9 | 12 | A | 7 | 7 | A | 7 | 71 | A | 7 | 1004 | E | 9 | 360 | A | 7 | 1.5 | A | 7 | 16100 | A | 7 | 1800 | A | 7 | 1.5 | E | 8 | 0.12 | F | 8 | 0.14 | F | 8 | -9900 | -9900 | ? | 0
2002-07-04 | 2:00 | 0 | 0 | 0 | 2 | 0 | 0 | 2 | 0 | 0 | 2 | 0 | 0 | 2 | 0 | 0 | 2 | 0 | 0 | 2 | 0 | 0 | 2 | 0 | 0 | E | 9 | 0 | E | 9 | 11 | A | 7 | 6 | A | 7 | 71 | A | 7 | 1004 | E | 9 | 0 | A | 7 | 0 | A | 7 | 16100 | A | 7 | 77777 | A | 7 | 1.6 | E | 8 | 0.12 | F | 8 | 0.14 | F | 8 | -9900 | -9900 | ? | 0
2002-07-04 | 3:00 | 0 | 0 | 0 | 2 | 0 | 0 | 2 | 0 | 0 | 2 | 0 | 0 | 2 | 0 | 0 | 2 | 0 | 0 | 2 | 0 | 0 | 2 | 0 | 0 | E | 9 | 0 | E | 9 | 8 | A | 7 | 6 | A | 7 | 87 | A | 7 | 1004 | E | 9 | 250 | A | 7 | 1.5 | A | 7 | 16100 | A | 7 | 77777 | A | 7 | 1.6 | E | 8 | 0.12 | F | 8 | 0.14 | F | 8 | -9900 | -9900 | ? | 0
2002-07-04 | 4:00 | 0 | 0 | 0 | 2 | 0 | 0 | 2 | 0 | 0 | 2 | 0 | 0 | 2 | 0 | 0 | 2 | 0 | 0 | 2 | 0 | 0 | 2 | 0 | 10 | E | 9 | 10 | E | 9 | 8 | A | 7 | 6 | A | 7 | 87 | A | 7 | 1004 | E | 9 | 260 | A | 7 | 2.6 | A | 7 | 16100 | A | 7 | 1500 | A | 7 | 1.7 | E | 8 | 0.12 | F | 8 | 0.14 | F | 8 | -9900 | -9900 | ? | 0
2002-07-04 | 5:00 | 15 | 540 | 0 | 2 | 8 | 0 | 2 | 15 | 0 | 2 | 8 | 0 | 2 | 8 | 0 | 2 | 15 | 0 | 2 | 8 | 0 | 2 | 19 | 0 | E | 9 | 0 | E | 9 | 7 | A | 7 | 4 | A | 7 | 81 | A | 7 | 1004 | E | 9 | 230 | A | 7 | 1.5 | A | 7 | 16100 | A | 7 | 77777 | A | 7 | 1.7 | E | 8 | 0.12 | F | 8 | 0.14 | F | 8 | -9900 | -9900 | ? | 0
2002-07-04 | 6:00 | 184 | 1321 | 77 | 2 | 8 | 220 | 2 | 15 | 46 | 2 | 8 | 7900 | 2 | 8 | 13700 | 2 | 15 | 6000 | 2 | 8 | 830 | 2 | 19 | 0 | E | 9 | 0 | E | 9 | 9 | A | 7 | 6 | A | 7 | 81 | A | 7 | 1004 | E | 9 | 280 | A | 7 | 1.5 | A | 7 | 16100 | A | 7 | 77777 | A | 7 | 1.7 | E | 8 | 0.12 | F | 8 | 0.14 | F | 8 | -9900 | -9900 | ? | 0
2002-07-04 | 7:00 | 408 | 1321 | 103 | 2 | 8 | 27 | 2 | 15 | 94 | 2 | 8 | 11200 | 2 | 8 | 2500 | 2 | 15 | 10500 | 2 | 8 | 2610 | 2 | 19 | 0 | E | 9 | 0 | E | 9 | 13 | A | 7 | 8 | A | 7 | 72 | A | 7 | 1004 | E | 9 | 0 | A | 7 | 0 | A | 7 | 16100 | A | 7 | 77777 | A | 7 | 1.7 | E | 8 | 0.12 | F | 8 | 0.14 | F | 8 | -9900 | -9900 | ? | 0
2002-07-04 | 8:00 | 630 | 1321 | 368 | 2 | 8 | 378 | 2 | 15 | 188 | 2 | 8 | 39400 | 2 | 8 | 38800 | 2 | 15 | 20900 | 2 | 8 | 4150 | 2 | 19 | 2 | E | 9 | 2 | E | 9 | 15 | A | 7 | 8 | A | 7 | 63 | A | 7 | 1004 | E | 9 | 0 | A | 7 | 0 | A | 7 | 14500 | A | 7 | 77777 | A | 7 | 1.8 | E | 8 | 0.12 | F | 8 | 0.14 | F | 8 | -9900 | -9900 | ? | 0
2002-07-04 | 9:00 | 833 | 1321 | 496 | 2 | 8 | 433 | 2 | 15 | 223 | 2 | 8 | 52600 | 2 | 8 | 44500 | 2 | 15 | 24500 | 2 | 8 | 5530 | 2 | 19 | 2 | E | 9 | 2 | E | 9 | 17 | A | 7 | 7 | A | 7 | 52 | A | 7 | 1004 | E | 9 | 0 | A | 7 | 0 | A | 7 | 16100 | A | 7 | 77777 | A | 7 | 1.8 | E | 8 | 0.12 | F | 8 | 0.14 | F | 8 | -9900 | -9900 | ? | 0
2002-07-04 | 10:00 | 1005 | 1321 | 653 | 2 | 8 | 526 | 2 | 15 | 252 | 2 | 8 | 70300 | 2 | 8 | 54800 | 2 | 15 | 28500 | 2 | 8 | 8090 | 2 | 19 | 2 | E | 9 | 2 | E | 9 | 18 | A | 7 | 7 | A | 7 | 49 | A | 7 | 1004 | E | 9 | 50 | A | 7 | 2.6 | A | 7 | 14500 | A | 7 | 77777 | A | 7 | 1.8 | E | 8 | 0.12 | F | 8 | 0.14 | F | 8 | -9900 | -9900 | ? | 0
2002-07-04 | 11:00 | 1132 | 1321 | 361 | 2 | 8 | 42 | 2 | 15 | 325 | 2 | 8 | 39900 | 2 | 8 | 4300 | 2 | 15 | 36200 | 2 | 8 | 14620 | 2 | 19 | 8 | E | 9 | 8 | E | 9 | 19 | A | 7 | 6 | A | 7 | 43 | A | 7 | 1004 | E | 9 | 320 | A | 7 | 2.1 | A | 7 | 16100 | A | 7 | 1500 | A | 7 | 1.8 | E | 8 | 0.12 | F | 8 | 0.14 | F | 8 | -9900 | -9900 | ? | 0
2002-07-04 | 12:00 | 1207 | 1321 | 502 | 2 | 8 | 96 | 2 | 15 | 414 | 2 | 8 | 55500 | 2 | 8 | 9900 | 2 | 15 | 46400 | 2 | 8 | 20670 | 2 | 19 | 4 | E | 9 | 4 | E | 9 | 21 | A | 7 | 6 | A | 7 | 38 | A | 7 | 1004 | E | 9 | 10 | A | 7 | 2.1 | A | 7 | 16100 | A | 7 | 77777 | A | 7 | 1.8 | E | 8 | 0.12 | F | 8 | 0.14 | F | 8 | -9900 | -9900 | ? | 0
2002-07-04 | 13:00 | 1224 | 1321 | 669 | 2 | 8 | 301 | 2 | 15 | 390 | 2 | 8 | 73800 | 2 | 8 | 32800 | 2 | 15 | 43400 | 2 | 8 | 22090 | 2 | 19 | 4 | E | 9 | 4 | E | 9 | 21 | A | 7 | 6 | A | 7 | 38 | A | 7 | 1004 | E | 9 | 0 | A | 7 | 0 | A | 7 | 16100 | A | 7 | 77777 | A | 7 | 1.8 | E | 8 | 0.12 | F | 8 | 0.14 | F | 8 | -9900 | -9900 | ? | 0
2002-07-04 | 14:00 | 1183 | 1321 | 714 | 2 | 8 | 369 | 2 | 15 | 384 | 2 | 8 | 78600 | 2 | 8 | 40100 | 2 | 15 | 42600 | 2 | 8 | 18620 | 2 | 19 | 8 | E | 9 | 8 | E | 9 | 22 | A | 7 | 6 | A | 7 | 35 | A | 7 | 1004 | E | 9 | 40 | A | 7 | 1.5 | A | 7 | 16100 | A | 7 | 1500 | A | 7 | 1.8 | E | 8 | 0.12 | F | 8 | 0.14 | F | 8 | -9900 | -9900 | ? | 0
2002-07-04 | 15:00 | 1085 | 1321 | 779 | 2 | 8 | 675 | 2 | 15 | 223 | 2 | 8 | 82200 | 2 | 8 | 68600 | 2 | 15 | 25800 | 2 | 8 | 8470 | 2 | 19 | 4 | E | 9 | 4 | E | 9 | 23 | A | 7 | 7 | A | 7 | 36 | A | 7 | 1004 | E | 9 | 20 | A | 7 | 3.1 | A | 7 | 14500 | A | 7 | 77777 | A | 7 | 1.7 | E | 8 | 0.12 | F | 8 | 0.14 | F | 8 | -9900 | -9900 | ? | 0
2002-07-04 | 16:00 | 938 | 1321 | 686 | 2 | 8 | 793 | 2 | 15 | 122 | 2 | 8 | 72500 | 2 | 8 | 79900 | 2 | 15 | 15700 | 2 | 8 | 3350 | 2 | 19 | 4 | E | 9 | 4 | E | 9 | 22 | A | 7 | 7 | A | 7 | 38 | A | 7 | 1004 | E | 9 | 40 | A | 7 | 3.1 | A | 7 | 16100 | A | 7 | 77777 | A | 7 | 1.7 | E | 8 | 0.12 | F | 8 | 0.14 | F | 8 | -9900 | -9900 | ? | 0
2002-07-04 | 17:00 | 751 | 1321 | 531 | 2 | 8 | 771 | 2 | 15 | 92 | 2 | 8 | 56200 | 2 | 8 | 76800 | 2 | 15 | 12400 | 2 | 8 | 2130 | 2 | 19 | 3 | E | 9 | 3 | E | 9 | 23 | A | 7 | 7 | A | 7 | 36 | A | 7 | 1004 | E | 9 | 340 | A | 7 | 2.1 | A | 7 | 16100 | A | 7 | 77777 | A | 7 | 1.7 | E | 8 | 0.12 | F | 8 | 0.14 | F | 8 | -9900 | -9900 | ? | 0
2002-07-04 | 18:00 | 538 | 1321 | 364 | 2 | 8 | 636 | 2 | 15 | 105 | 2 | 8 | 37700 | 2 | 8 | 60300 | 2 | 15 | 13200 | 2 | 8 | 2050 | 2 | 19 | 1 | B | 8 | 1 | B | 8 | 22.3 | B | 8 | 7.6 | B | 8 | 39 | A | 7 | 1004 | E | 9 | 330 | B | 8 | 3.9 | B | 8 | -9900 | ? | 0 | 77777 | B | 8 | 1.8 | E | 8 | 0.12 | F | 8 | 0.14 | F | 8 | -9900 | -9900 | ? | 0
2002-07-04 | 19:00 | 314 | 1321 | 190 | 2 | 8 | 428 | 2 | 15 | 89 | 2 | 8 | 19600 | 2 | 8 | 34500 | 2 | 15 | 11400 | 2 | 8 | 1660 | 2 | 19 | 0 | E | 9 | 0 | E | 9 | 21 | A | 7 | 8 | A | 7 | 43 | A | 7 | 1004 | E | 9 | 310 | A | 7 | 5.7 | A | 7 | 16100 | A | 7 | 77777 | A | 7 | 1.8 | E | 8 | 0.12 | F | 8 | 0.14 | F | 8 | -9900 | -9900 | ? | 0
2002-07-04 | 20:00 | 95 | 1288 | 27 | 2 | 8 | 203 | 2 | 15 | 13 | 2 | 8 | 3000 | 2 | 8 | 10400 | 2 | 15 | 2200 | 2 | 8 | 250 | 2 | 19 | 0 | E | 9 | 0 | E | 9 | 18 | A | 7 | 7 | A | 7 | 49 | A | 7 | 1004 | E | 9 | 320 | A | 7 | 5.1 | A | 7 | 16100 | A | 7 | 77777 | A | 7 | 1.9 | E | 8 | 0.12 | F | 8 | 0.14 | F | 8 | -9900 | -9900 | ? | 0
2002-07-04 | 21:00 | 0 | 0 | 0 | 2 | 0 | 0 | 2 | 0 | 0 | 2 | 0 | 0 | 2 | 0 | 0 | 2 | 0 | 0 | 2 | 0 | 0 | 2 | 0 | 0 | E | 9 | 0 | E | 9 | 16 | A | 7 | 7 | A | 7 | 55 | A | 7 | 1004 | E | 9 | 310 | A | 7 | 4.6 | A | 7 | 16100 | A | 7 | 77777 | A | 7 | 1.9 | E | 8 | 0.12 | F | 8 | 0.14 | F | 8 | -9900 | -9900 | ? | 0
2002-07-04 | 22:00 | 0 | 0 | 0 | 2 | 0 | 0 | 2 | 0 | 0 | 2 | 0 | 0 | 2 | 0 | 0 | 2 | 0 | 0 | 2 | 0 | 0 | 2 | 0 | 0 | E | 9 | 0 | E | 9 | 15 | A | 7 | 7 | A | 7 | 59 | A | 7 | 1004 | E | 9 | 320 | A | 7 | 4.1 | A | 7 | 16100 | A | 7 | 77777 | A | 7 | 1.9 | E | 8 | 0.12 | F | 8 | 0.14 | F | 8 | -9900 | -9900 | ? | 0
2002-07-04 | 23:00 | 0 | 0 | 0 | 2 | 0 | 0 | 2 | 0 | 0 | 2 | 0 | 0 | 2 | 0 | 0 | 2 | 0 | 0 | 2 | 0 | 0 | 2 | 0 | 0 | E | 9 | 0 | E | 9 | 14 | A | 7 | 7 | A | 7 | 63 | A | 7 | 1004 | E | 9 | 310 | A | 7 | 3.1 | A | 7 | 16100 | A | 7 | 77777 | A | 7 | 1.9 | E | 8 | 0.12 | F | 8 | 0.14 | F | 8 | -9900 | -9900 | ? | 0
2002-07-04 | 24:00 | 0 | 0 | 0 | 2 | 0 | 0 | 2 | 0 | 0 | 2 | 0 | 0 | 2 | 0 | 0 | 2 | 0 | 0 | 2 | 0 | 0 | 2 | 0 | 0 | E | 9 | 0 | E | 9 | 12 | A | 7 | 7 | A | 7 | 71 | A | 7 | 1004 | E | 9 | 300 | A | 7 | 2.6 | A | 7 | 16100 | A | 7 | 77777 | A | 7 | 1.9 | E | 8 | 0.12 | F | 8 | 0.14 | F | 8 | -9900 | -9900 | ? | 0
2002-07-05 | 1:00 | 0 | 0 | 0 | 2 | 0 | 0 | 2 | 0 | 0 | 2 | 0 | 0 | 2 | 0 | 0 | 2 | 0 | 0 | 2 | 0 | 0 | 2 | 0 | 1 | E | 9 | 1 | E | 9 | 12 | A | 7 | 8 | A | 7 | 76 | A | 7 | 1004 | E | 9 | 310 | A | 7 | 2.6 | A | 7 | 16100 | A | 7 | 77777 | A | 7 | 1.9 | E | 8 | 0.12 | F | 8 | 0.14 | F | 8 | -9900 | -9900 | ? | 0
2002-07-05 | 2:00 | 0 | 0 | 0 | 2 | 0 | 0 | 2 | 0 | 0 | 2 | 0 | 0 | 2 | 0 | 0 | 2 | 0 | 0 | 2 | 0 | 0 | 2 | 0 | 2 | E | 9 | 2 | E | 9 | 11 | A | 7 | 7 | A | 7 | 76 | A | 7 | 1004 | E | 9 | 290 | A | 7 | 2.6 | A | 7 | 16100 | A | 7 | 77777 | A | 7 | 2 | E | 8 | 0.12 | F | 8 | 0.14 | F | 8 | -9900 | -9900 | ? | 0
2002-07-05 | 3:00 | 0 | 0 | 0 | 2 | 0 | 0 | 2 | 0 | 0 | 2 | 0 | 0 | 2 | 0 | 0 | 2 | 0 | 0 | 2 | 0 | 0 | 2 | 0 | 2 | E | 9 | 2 | E | 9 | 11 | A | 7 | 7 | A | 7 | 76 | A | 7 | 1004 | E | 9 | 0 | A | 7 | 0 | A | 7 | 16100 | A | 7 | 77777 | A | 7 | 2 | E | 8 | 0.12 | F | 8 | 0.14 | F | 8 | -9900 | -9900 | ? | 0
2002-07-05 | 4:00 | 0 | 0 | 0 | 2 | 0 | 0 | 2 | 0 | 0 | 2 | 0 | 0 | 2 | 0 | 0 | 2 | 0 | 0 | 2 | 0 | 0 | 2 | 0 | 2 | E | 9 | 2 | E | 9 | 10 | A | 7 | 7 | A | 7 | 82 | A | 7 | 1004 | E | 9 | 0 | A | 7 | 0 | A | 7 | 16100 | A | 7 | 77777 | A | 7 | 2.1 | E | 8 | 0.12 | F | 8 | 0.14 | F | 8 | -9900 | -9900 | ? | 0
2002-07-05 | 5:00 | 14 | 518 | 0 | 2 | 8 | 0 | 2 | 15 | 0 | 2 | 8 | 0 | 2 | 8 | 0 | 2 | 15 | 0 | 2 | 8 | 0 | 2 | 19 | 4 | E | 9 | 3 | E | 9 | 9 | A | 7 | 7 | A | 7 | 87 | A | 7 | 1004 | E | 9 | 310 | A | 7 | 2.1 | A | 7 | 16100 | A | 7 | 77777 | A | 7 | 2.1 | E | 8 | 0.12 | F | 8 | 0.14 | F | 8 | -9900 | -9900 | ? | 0
2002-07-05 | 6:00 | 182 | 1321 | 76 | 2 | 8 | 347 | 2 | 15 | 29 | 2 | 8 | 7900 | 2 | 8 | 22900 | 2 | 15 | 4800 | 2 | 8 | 540 | 2 | 19 | 1 | E | 9 | 1 | E | 9 | 12 | A | 7 | 8 | A | 7 | 76 | A | 7 | 1004 | E | 9 | 0 | A | 7 | 0 | A | 7 | 16100 | A | 7 | 77777 | A | 7 | 2.1 | E | 8 | 0.12 | F | 8 | 0.14 | F | 8 | -9900 | -9900 | ? | 0
2002-07-05 | 7:00 | 406 | 1321 | 243 | 2 | 8 | 611 | 2 | 15 | 56 | 2 | 8 | 25100 | 2 | 8 | 54800 | 2 | 15 | 8300 | 2 | 8 | 1110 | 2 | 19 | 0 | E | 9 | 0 | E | 9 | 15 | A | 7 | 9 | A | 7 | 67 | A | 7 | 1004 | E | 9 | 0 | A | 7 | 0 | A | 7 | 14500 | A | 7 | 77777 | A | 7 | 2.1 | E | 8 | 0.12 | F | 8 | 0.14 | F | 8 | -9900 | -9900 | ? | 0
2002-07-05 | 8:00 | 628 | 1321 | 417 | 2 | 8 | 705 | 2 | 15 | 82 | 2 | 8 | 43600 | 2 | 8 | 68700 | 2 | 15 | 11000 | 2 | 8 | 1730 | 2 | 19 | 0 | E | 9 | 0 | E | 9 | 17 | A | 7 | 9 | A | 7 | 59 | A | 7 | 1004 | E | 9 | 40 | A | 7 | 3.6 | A | 7 | 12900 | A | 7 | 77777 | A | 7 | 2.1 | E | 8 | 0.12 | F | 8 | 0.14 | F | 8 | -9900 | -9900 | ? | 0
2002-07-05 | 9:00 | 832 | 1321 | 580 | 2 | 8 | 743 | 2 | 15 | 112 | 2 | 8 | 60900 | 2 | 8 | 74200 | 2 | 15 | 14100 | 2 | 8 | 2670 | 2 | 19 | 1 | E | 9 | 1 | E | 9 | 19 | A | 7 | 9 | A | 7 | 52 | A | 7 | 1004 | E | 9 | 60 | A | 7 | 4.6 | A | 7 | 16100 | A | 7 | 77777 | A | 7 | 2.2 | E | 8 | 0.12 | F | 8 | 0.14 | F | 8 | -9900 | -9900 | ? | 0
2002-07-05 | 10:00 | 1003 | 1321 | 708 | 2 | 8 | 745 | 2 | 15 | 141 | 2 | 8 | 74400 | 2 | 8 | 75000 | 2 | 15 | 17400 | 2 | 8 | 4210 | 2 | 19 | 2 | E | 9 | 2 | E | 9 | 21 | A | 7 | 9 | A | 7 | 46 | A | 7 | 1004 | E | 9 | 30 | A | 7 | 6.2 | A | 7 | 14500 | A | 7 | 77777 | A | 7 | 2.2 | E | 8 | 0.12 | F | 8 | 0.14 | F | 8 | -9900 | -9900 | ? | 0
2002-07-05 | 11:00 | 1131 | 1321 | 831 | 2 | 8 | 786 | 2 | 15 | 157 | 2 | 8 | 87900 | 2 | 8 | 79400 | 2 | 15 | 19800 | 2 | 8 | 6410 | 2 | 19 | 1 | E | 9 | 1 | E | 9 | 23 | A | 7 | 8 | A | 7 | 38 | A | 7 | 1004 | E | 9 | 50 | A | 7 | 5.7 | A | 7 | 16100 | A | 7 | 77777 | A | 7 | 2.2 | E | 8 | 0.12 | F | 8 | 0.14 | F | 8 | -9900 | -9900 | ? | 0
2002-07-05 | 12:00 | 1206 | 1321 | 898 | 2 | 8 | 784 | 2 | 15 | 181 | 2 | 8 | 94400 | 2 | 8 | 78900 | 2 | 15 | 22200 | 2 | 8 | 9600 | 2 | 19 | 0 | E | 9 | 0 | E | 9 | 24 | A | 7 | 8 | A | 7 | 36 | A | 7 | 1004 | E | 9 | 10 | A | 7 | 3.1 | A | 7 | 16100 | A | 7 | 77777 | A | 7 | 2.3 | E | 8 | 0.12 | F | 8 | 0.14 | F | 8 | -9900 | -9900 | ? | 0
2002-07-05 | 13:00 | 1224 | 1321 | 930 | 2 | 8 | 860 | 2 | 15 | 132 | 2 | 8 | 95500 | 2 | 8 | 86200 | 2 | 15 | 15500 | 2 | 8 | 6500 | 2 | 19 | 0 | E | 9 | 0 | E | 9 | 26 | A | 7 | 8 | A | 7 | 32 | A | 7 | 1004 | E | 9 | 30 | A | 7 | 3.1 | A | 7 | 16100 | A | 7 | 77777 | A | 7 | 2.3 | E | 8 | 0.12 | F | 8 | 0.14 | F | 8 | -9900 | -9900 | ? | 0
2002-07-05 | 14:00 | 1182 | 1321 | 896 | 2 | 8 | 870 | 2 | 15 | 116 | 2 | 8 | 92300 | 2 | 8 | 87300 | 2 | 15 | 14100 | 2 | 8 | 4970 | 2 | 19 | 0 | E | 9 | 0 | E | 9 | 27 | A | 7 | 8 | A | 7 | 30 | A | 7 | 1004 | E | 9 | 90 | A | 7 | 2.1 | A | 7 | 16100 | A | 7 | 77777 | A | 7 | 2.3 | E | 8 | 0.12 | F | 8 | 0.14 | F | 8 | -9900 | -9900 | ? | 0
2002-07-05 | 15:00 | 1085 | 1321 | 798 | 2 | 8 | 772 | 2 | 15 | 163 | 2 | 8 | 83500 | 2 | 8 | 77600 | 2 | 15 | 19700 | 2 | 8 | 5720 | 2 | 19 | 0 | E | 9 | 0 | E | 9 | 27 | A | 7 | 8 | A | 7 | 30 | A | 7 | 1004 | E | 9 | 30 | A | 7 | 4.1 | A | 7 | 14500 | A | 7 | 77777 | A | 7 | 2.2 | E | 8 | 0.12 | F | 8 | 0.14 | F | 8 | -9900 | -9900 | ? | 0
2002-07-05 | 16:00 | 937 | 1321 | 672 | 2 | 8 | 657 | 2 | 15 | 205 | 2 | 8 | 70200 | 2 | 8 | 66100 | 2 | 15 | 23200 | 2 | 8 | 5710 | 2 | 19 | 0 | E | 9 | 0 | E | 9 | 28 | A | 7 | 7 | A | 7 | 26 | A | 7 | 1004 | E | 9 | 30 | A | 7 | 3.1 | A | 7 | 16100 | A | 7 | 77777 | A | 7 | 2.2 | E | 8 | 0.12 | F | 8 | 0.14 | F | 8 | -9900 | -9900 | ? | 0
2002-07-05 | 17:00 | 751 | 1321 | 378 | 2 | 8 | 194 | 2 | 15 | 268 | 2 | 8 | 41100 | 2 | 8 | 20200 | 2 | 15 | 29600 | 2 | 8 | 7040 | 2 | 19 | 0 | E | 9 | 0 | E | 9 | 28 | A | 7 | 8 | A | 7 | 28 | A | 7 | 1004 | E | 9 | 10 | A | 7 | 2.6 | A | 7 | 14500 | A | 7 | 77777 | A | 7 | 2.2 | E | 8 | 0.12 | F | 8 | 0.14 | F | 8 | -9900 | -9900 | ? | 0
2002-07-05 | 18:00 | 538 | 1321 | 307 | 2 | 8 | 380 | 2 | 15 | 152 | 2 | 8 | 31900 | 2 | 8 | 36500 | 2 | 15 | 17000 | 2 | 8 | 3030 | 2 | 19 | 0 | E | 9 | 0 | E | 9 | 28 | A | 7 | 11 | A | 7 | 35 | A | 7 | 1004 | E | 9 | 320 | A | 7 | 4.6 | A | 7 | 16100 | A | 7 | 77777 | A | 7 | 2.2 | E | 8 | 0.12 | F | 8 | 0.14 | F | 8 | -9900 | -9900 | ? | 0
2002-07-05 | 19:00 | 313 | 1321 | 191 | 2 | 8 | 321 | 2 | 15 | 115 | 2 | 8 | 19700 | 2 | 8 | 26000 | 2 | 15 | 13600 | 2 | 8 | 2380 | 2 | 19 | 0 | E | 9 | 0 | E | 9 | 24 | A | 7 | 10 | A | 7 | 41 | A | 7 | 1004 | E | 9 | 310 | A | 7 | 5.1 | A | 7 | 16100 | A | 7 | 77777 | A | 7 | 2.2 | E | 8 | 0.12 | F | 8 | 0.14 | F | 8 | -9900 | -9900 | ? | 0
2002-07-05 | 20:00 | 94 | 1288 | 27 | 2 | 8 | 152 | 2 | 15 | 16 | 2 | 8 | 2900 | 2 | 8 | 7700 | 2 | 15 | 2300 | 2 | 8 | 300 | 2 | 19 | 0 | E | 9 | 0 | E | 9 | 22 | A | 7 | 9 | A | 7 | 43 | A | 7 | 1004 | E | 9 | 310 | A | 7 | 5.1 | A | 7 | 16100 | A | 7 | 77777 | A | 7 | 2.2 | E | 8 | 0.12 | F | 8 | 0.14 | F | 8 | -9900 | -9900 | ? | 0
2002-07-05 | 21:00 | 0 | 0 | 0 | 2 | 0 | 0 | 2 | 0 | 0 | 2 | 0 | 0 | 2 | 0 | 0 | 2 | 0 | 0 | 2 | 0 | 0 | 2 | 0 | 0 | E | 9 | 0 | E | 9 | 20 | A | 7 | 9 | A | 7 | 49 | A | 7 | 1004 | E | 9 | 310 | A | 7 | 5.1 | A | 7 | 16100 | A | 7 | 77777 | A | 7 | 2.2 | E | 8 | 0.12 | F | 8 | 0.14 | F | 8 | -9900 | -9900 | ? | 0
2002-07-05 | 22:00 | 0 | 0 | 0 | 2 | 0 | 0 | 2 | 0 | 0 | 2 | 0 | 0 | 2 | 0 | 0 | 2 | 0 | 0 | 2 | 0 | 0 | 2 | 0 | 0 | E | 9 | 0 | E | 9 | 19 | A | 7 | 9 | A | 7 | 52 | A | 7 | 1004 | E | 9 | 310 | A | 7 | 5.1 | A | 7 | 16100 | A | 7 | 77777 | A | 7 | 2.2 | E | 8 | 0.12 | F | 8 | 0.14 | F | 8 | -9900 | -9900 | ? | 0
2002-07-05 | 23:00 | 0 | 0 | 0 | 2 | 0 | 0 | 2 | 0 | 0 | 2 | 0 | 0 | 2 | 0 | 0 | 2 | 0 | 0 | 2 | 0 | 0 | 2 | 0 | 0 | E | 9 | 0 | E | 9 | 18 | A | 7 | 9 | A | 7 | 56 | A | 7 | 1004 | E | 9 | 310 | A | 7 | 4.6 | A | 7 | 16100 | A | 7 | 77777 | A | 7 | 2.2 | E | 8 | 0.12 | F | 8 | 0.14 | F | 8 | -9900 | -9900 | ? | 0
2002-07-05 | 24:00 | 0 | 0 | 0 | 2 | 0 | 0 | 2 | 0 | 0 | 2 | 0 | 0 | 2 | 0 | 0 | 2 | 0 | 0 | 2 | 0 | 0 | 2 | 0 | 0 | E | 9 | 0 | E | 9 | 16 | A | 7 | 9 | A | 7 | 63 | A | 7 | 1004 | E | 9 | 300 | A | 7 | 3.6 | A | 7 | 16100 | A | 7 | 77777 | A | 7 | 2.2 | E | 8 | 0.12 | F | 8 | 0.14 | F | 8 | -9900 | -9900 | ? | 0
2002-07-06 | 1:00 | 0 | 0 | 0 | 2 | 0 | 0 | 2 | 0 | 0 | 2 | 0 | 0 | 2 | 0 | 0 | 2 | 0 | 0 | 2 | 0 | 0 | 2 | 0 | 0 | E | 9 | 0 | E | 9 | 15 | A | 7 | 9 | A | 7 | 67 | A | 7 | 1004 | E | 9 | 300 | A | 7 | 3.6 | A | 7 | 16100 | A | 7 | 77777 | A | 7 | 2.2 | E | 8 | 0.12 | F | 8 | 0.14 | F | 8 | -9900 | -9900 | ? | 0
2002-07-06 | 2:00 | 0 | 0 | 0 | 2 | 0 | 0 | 2 | 0 | 0 | 2 | 0 | 0 | 2 | 0 | 0 | 2 | 0 | 0 | 2 | 0 | 0 | 2 | 0 | 0 | E | 9 | 0 | E | 9 | 14 | A | 7 | 9 | A | 7 | 72 | A | 7 | 1004 | E | 9 | 290 | A | 7 | 3.1 | A | 7 | 16100 | A | 7 | 77777 | A | 7 | 2.4 | E | 8 | 0.12 | F | 8 | 0.14 | F | 8 | -9900 | -9900 | ? | 0
2002-07-06 | 3:00 | 0 | 0 | 0 | 2 | 0 | 0 | 2 | 0 | 0 | 2 | 0 | 0 | 2 | 0 | 0 | 2 | 0 | 0 | 2 | 0 | 0 | 2 | 0 | 0 | E | 9 | 0 | E | 9 | 14 | A | 7 | 9 | A | 7 | 72 | A | 7 | 1004 | E | 9 | 300 | A | 7 | 3.6 | A | 7 | 16100 | A | 7 | 77777 | A | 7 | 2.5 | E | 8 | 0.12 | F | 8 | 0.14 | F | 8 | -9900 | -9900 | ? | 0
2002-07-06 | 4:00 | 0 | 0 | 0 | 2 | 0 | 0 | 2 | 0 | 0 | 2 | 0 | 0 | 2 | 0 | 0 | 2 | 0 | 0 | 2 | 0 | 0 | 2 | 0 | 1 | E | 9 | 1 | E | 9 | 14 | A | 7 | 9 | A | 7 | 72 | A | 7 | 1004 | E | 9 | 290 | A | 7 | 3.6 | A | 7 | 16100 | A | 7 | 77777 | A | 7 | 2.7 | E | 8 | 0.12 | F | 8 | 0.14 | F | 8 | -9900 | -9900 | ? | 0
2002-07-06 | 5:00 | 13 | 496 | 0 | 2 | 8 | 0 | 2 | 15 | 0 | 2 | 8 | 0 | 2 | 8 | 0 | 2 | 15 | 0 | 2 | 8 | 0 | 2 | 19 | 2 | E | 9 | 2 | E | 9 | 12 | A | 7 | 9 | A | 7 | 82 | A | 7 | 1004 | E | 9 | 260 | A | 7 | 1.5 | A | 7 | 16100 | A | 7 | 77777 | A | 7 | 2.7 | E | 8 | 0.12 | F | 8 | 0.14 | F | 8 | -9900 | -9900 | ? | 0
2002-07-06 | 6:00 | 180 | 1321 | 48 | 2 | 8 | 59 | 2 | 15 | 40 | 2 | 8 | 5300 | 2 | 8 | 3900 | 2 | 15 | 4800 | 2 | 8 | 840 | 2 | 19 | 5 | E | 9 | 5 | E | 9 | 13 | A | 7 | 10 | A | 7 | 82 | A | 7 | 1004 | E | 9 | 0 | A | 7 | 0 | A | 7 | 16100 | A | 7 | 77777 | A | 7 | 2.7 | E | 8 | 0.12 | F | 8 | 0.14 | F | 8 | -9900 | -9900 | ? | 0
2002-07-06 | 7:00 | 404 | 1321 | 124 | 2 | 8 | 38 | 2 | 15 | 112 | 2 | 8 | 13600 | 2 | 8 | 3500 | 2 | 15 | 12500 | 2 | 8 | 3000 | 2 | 19 | 7 | E | 9 | 6 | E | 9 | 16 | A | 7 | 11 | A | 7 | 72 | A | 7 | 1004 | E | 9 | 300 | A | 7 | 2.6 | A | 7 | 16100 | A | 7 | 77777 | A | 7 | 2.7 | E | 8 | 0.12 | F | 8 | 0.14 | F | 8 | -9900 | -9900 | ? | 0
2002-07-06 | 8:00 | 626 | 1321 | 348 | 2 | 8 | 315 | 2 | 15 | 199 | 2 | 8 | 37100 | 2 | 8 | 32300 | 2 | 15 | 21800 | 2 | 8 | 4440 | 2 | 19 | 10 | E | 9 | 9 | E | 9 | 18 | A | 7 | 11 | A | 7 | 64 | A | 7 | 1004 | E | 9 | 0 | A | 7 | 0 | A | 7 | 16100 | A | 7 | 77777 | A | 7 | 2.7 | E | 8 | 0.12 | F | 8 | 0.14 | F | 8 | -9900 | -9900 | ? | 0
2002-07-06 | 9:00 | 830 | 1321 | 543 | 2 | 8 | 579 | 2 | 15 | 179 | 2 | 8 | 56600 | 2 | 8 | 57900 | 2 | 15 | 20100 | 2 | 8 | 4300 | 2 | 19 | 4 | E | 9 | 4 | E | 9 | 20 | A | 7 | 10 | A | 7 | 53 | A | 7 | 1004 | E | 9 | 0 | A | 7 | 0 | A | 7 | 14500 | A | 7 | 77777 | A | 7 | 2.8 | E | 8 | 0.12 | F | 8 | 0.14 | F | 8 | -9900 | -9900 | ? | 0
2002-07-06 | 10:00 | 1002 | 1321 | 724 | 2 | 8 | 763 | 2 | 15 | 145 | 2 | 8 | 75900 | 2 | 8 | 76700 | 2 | 15 | 17700 | 2 | 8 | 4280 | 2 | 19 | 0 | E | 9 | 0 | E | 9 | 22 | A | 7 | 9 | A | 7 | 43 | A | 7 | 1004 | E | 9 | 0 | A | 7 | 0 | A | 7 | 14500 | A | 7 | 77777 | A | 7 | 2.8 | E | 8 | 0.12 | F | 8 | 0.14 | F | 8 | -9900 | -9900 | ? | 0
2002-07-06 | 11:00 | 1130 | 1321 | 836 | 2 | 8 | 810 | 2 | 15 | 142 | 2 | 8 | 89300 | 2 | 8 | 82100 | 2 | 15 | 19000 | 2 | 8 | 5900 | 2 | 19 | 0 | E | 9 | 0 | E | 9 | 24 | A | 7 | 10 | A | 7 | 41 | A | 7 | 1004 | E | 9 | 30 | A | 7 | 1.5 | A | 7 | 14500 | A | 7 | 77777 | A | 7 | 2.9 | E | 8 | 0.12 | F | 8 | 0.14 | F | 8 | -9900 | -9900 | ? | 0
2002-07-06 | 12:00 | 1205 | 1321 | 927 | 2 | 8 | 856 | 2 | 15 | 145 | 2 | 8 | 94900 | 2 | 8 | 85700 | 2 | 15 | 16600 | 2 | 8 | 6280 | 2 | 19 | 0 | E | 9 | 0 | E | 9 | 26 | A | 7 | 11 | A | 7 | 39 | A | 7 | 1004 | E | 9 | 0 | A | 7 | 0 | A | 7 | 14500 | A | 7 | 77777 | A | 7 | 3 | E | 8 | 0.12 | F | 8 | 0.14 | F | 8 | -9900 | -9900 | ? | 0
2002-07-06 | 13:00 | 1223 | 1321 | 912 | 2 | 8 | 776 | 2 | 15 | 193 | 2 | 8 | 95500 | 2 | 8 | 77900 | 2 | 15 | 23200 | 2 | 8 | 10970 | 2 | 19 | 0 | E | 9 | 0 | E | 9 | 28 | A | 7 | 10 | A | 7 | 32 | A | 7 | 1004 | E | 9 | 0 | A | 7 | 0 | A | 7 | 14500 | A | 7 | 77777 | A | 7 | 3 | E | 8 | 0.12 | F | 8 | 0.14 | F | 8 | -9900 | -9900 | ? | 0
2002-07-06 | 14:00 | 1181 | 1321 | 890 | 2 | 8 | 822 | 2 | 15 | 153 | 2 | 8 | 94900 | 2 | 8 | 83300 | 2 | 15 | 20300 | 2 | 8 | 7530 | 2 | 19 | 0 | E | 9 | 0 | E | 9 | 29 | A | 7 | 10 | A | 7 | 31 | A | 7 | 1004 | E | 9 | 0 | A | 7 | 0 | A | 7 | 14500 | A | 7 | 77777 | A | 7 | 3 | E | 8 | 0.12 | F | 8 | 0.14 | F | 8 | -9900 | -9900 | ? | 0
2002-07-06 | 15:00 | 1084 | 1321 | 792 | 2 | 8 | 718 | 2 | 15 | 202 | 2 | 8 | 84300 | 2 | 8 | 73300 | 2 | 15 | 24000 | 2 | 8 | 7720 | 2 | 19 | 1 | E | 9 | 1 | E | 9 | 31 | A | 7 | 11 | A | 7 | 29 | A | 7 | 1004 | E | 9 | 10 | A | 7 | 2.1 | A | 7 | 16100 | A | 7 | 77777 | A | 7 | 2.9 | E | 8 | 0.12 | F | 8 | 0.14 | F | 8 | -9900 | -9900 | ? | 0
2002-07-06 | 16:00 | 937 | 1321 | 618 | 2 | 8 | 565 | 2 | 15 | 216 | 2 | 8 | 66800 | 2 | 8 | 58700 | 2 | 15 | 25100 | 2 | 8 | 6100 | 2 | 19 | 0 | E | 9 | 0 | E | 9 | 31 | A | 7 | 11 | A | 7 | 29 | A | 7 | 1004 | E | 9 | 320 | A | 7 | 3.6 | A | 7 | 16100 | A | 7 | 77777 | A | 7 | 2.8 | E | 8 | 0.12 | F | 8 | 0.14 | F | 8 | -9900 | -9900 | ? | 0
2002-07-06 | 17:00 | 750 | 1321 | 495 | 2 | 8 | 520 | 2 | 15 | 199 | 2 | 8 | 52300 | 2 | 8 | 52900 | 2 | 15 | 22200 | 2 | 8 | 4520 | 2 | 19 | 2 | E | 9 | 2 | E | 9 | 28 | A | 7 | 12 | A | 7 | 37 | A | 7 | 1004 | E | 9 | 320 | A | 7 | 5.7 | A | 7 | 16100 | A | 7 | 77777 | A | 7 | 2.8 | E | 8 | 0.12 | F | 8 | 0.14 | F | 8 | -9900 | -9900 | ? | 0
2002-07-06 | 18:00 | 537 | 1321 | 58 | 2 | 8 | 0 | 2 | 15 | 58 | 2 | 8 | 7100 | 2 | 8 | 0 | 2 | 15 | 7100 | 2 | 8 | 2670 | 2 | 19 | 2 | E | 9 | 2 | E | 9 | 28 | A | 7 | 12 | A | 7 | 37 | A | 7 | 1004 | E | 9 | 320 | A | 7 | 6.7 | A | 7 | 16100 | A | 7 | 77777 | A | 7 | 2.8 | E | 8 | 0.12 | F | 8 | 0.14 | F | 8 | -9900 | -9900 | ? | 0
2002-07-06 | 19:00 | 312 | 1321 | 72 | 2 | 8 | 0 | 2 | 15 | 72 | 2 | 8 | 8200 | 2 | 8 | 0 | 2 | 15 | 8200 | 2 | 8 | 2640 | 2 | 19 | 6 | E | 9 | 5 | E | 9 | 25 | A | 7 | 11 | A | 7 | 41 | A | 7 | 1004 | E | 9 | 310 | A | 7 | 6.2 | A | 7 | 16100 | A | 7 | 77777 | A | 7 | 2.9 | E | 8 | 0.12 | F | 8 | 0.14 | F | 8 | -9900 | -9900 | ? | 0
2002-07-06 | 20:00 | 93 | 1288 | 10 | 2 | 8 | 0 | 2 | 15 | 10 | 2 | 8 | 1200 | 2 | 8 | 0 | 2 | 15 | 1200 | 2 | 8 | 390 | 2 | 19 | 5 | E | 9 | 5 | E | 9 | 23 | A | 7 | 11 | A | 7 | 47 | A | 7 | 1004 | E | 9 | 300 | A | 7 | 5.7 | A | 7 | 16100 | A | 7 | 77777 | A | 7 | 2.9 | E | 8 | 0.12 | F | 8 | 0.14 | F | 8 | -9900 | -9900 | ? | 0
2002-07-06 | 21:00 | 0 | 0 | 0 | 2 | 0 | 0 | 2 | 0 | 0 | 2 | 0 | 0 | 2 | 0 | 0 | 2 | 0 | 0 | 2 | 0 | 0 | 2 | 0 | 4 | E | 9 | 3 | E | 9 | 22 | A | 7 | 8 | A | 7 | 41 | A | 7 | 1004 | E | 9 | 300 | A | 7 | 6.7 | A | 7 | 16100 | A | 7 | 77777 | A | 7 | 2.9 | E | 8 | 0.12 | F | 8 | 0.14 | F | 8 | -9900 | -9900 | ? | 0
2002-07-06 | 22:00 | 0 | 0 | 0 | 2 | 0 | 0 | 2 | 0 | 0 | 2 | 0 | 0 | 2 | 0 | 0 | 2 | 0 | 0 | 2 | 0 | 0 | 2 | 0 | 6 | E | 9 | 4 | E | 9 | 20 | A | 7 | 10 | A | 7 | 53 | A | 7 | 1004 | E | 9 | 300 | A | 7 | 3.6 | A | 7 | 16100 | A | 7 | 77777 | A | 7 | 2.9 | E | 8 | 0.12 | F | 8 | 0.14 | F | 8 | -9900 | -9900 | ? | 0
2002-07-06 | 23:00 | 0 | 0 | 0 | 2 | 0 | 0 | 2 | 0 | 0 | 2 | 0 | 0 | 2 | 0 | 0 | 2 | 0 | 0 | 2 | 0 | 0 | 2 | 0 | 9 | E | 9 | 6 | E | 9 | 19 | A | 7 | 11 | A | 7 | 60 | A | 7 | 1004 | E | 9 | 290 | A | 7 | 3.6 | A | 7 | 16100 | A | 7 | 77777 | A | 7 | 2.9 | E | 8 | 0.12 | F | 8 | 0.14 | F | 8 | -9900 | -9900 | ? | 0
2002-07-06 | 24:00 | 0 | 0 | 0 | 2 | 0 | 0 | 2 | 0 | 0 | 2 | 0 | 0 | 2 | 0 | 0 | 2 | 0 | 0 | 2 | 0 | 0 | 2 | 0 | 10 | E | 9 | 7 | E | 9 | 18 | A | 7 | 10 | A | 7 | 59 | A | 7 | 1004 | E | 9 | 310 | A | 7 | 3.6 | A | 7 | 16100 | A | 7 | 77777 | A | 7 | 3 | E | 8 | 0.12 | F | 8 | 0.14 | F | 8 | -9900 | -9900 | ? | 0
2002-07-07 | 1:00 | 0 | 0 | 0 | 2 | 0 | 0 | 2 | 0 | 0 | 2 | 0 | 0 | 2 | 0 | 0 | 2 | 0 | 0 | 2 | 0 | 0 | 2 | 0 | 10 | E | 9 | 6 | E | 9 | 18 | A | 7 | 10 | A | 7 | 59 | A | 7 | 1004 | E | 9 | 290 | A | 7 | 4.1 | A | 7 | 16100 | A | 7 | 77777 | A | 7 | 3 | E | 8 | 0.12 | F | 8 | 0.14 | F | 8 | -9900 | -9900 | ? | 0
2002-07-07 | 2:00 | 0 | 0 | 0 | 2 | 0 | 0 | 2 | 0 | 0 | 2 | 0 | 0 | 2 | 0 | 0 | 2 | 0 | 0 | 2 | 0 | 0 | 2 | 0 | 10 | E | 9 | 7 | E | 9 | 17 | A | 7 | 10 | A | 7 | 63 | A | 7 | 1004 | E | 9 | 300 | A | 7 | 3.1 | A | 7 | 16100 | A | 7 | 77777 | A | 7 | 3 | E | 8 | 0.12 | F | 8 | 0.14 | F | 8 | -9900 | -9900 | ? | 0
2002-07-07 | 3:00 | 0 | 0 | 0 | 2 | 0 | 0 | 2 | 0 | 0 | 2 | 0 | 0 | 2 | 0 | 0 | 2 | 0 | 0 | 2 | 0 | 0 | 2 | 0 | 9 | E | 9 | 5 | E | 9 | 17 | A | 7 | 9 | A | 7 | 59 | A | 7 | 1004 | E | 9 | 300 | A | 7 | 4.6 | A | 7 | 16100 | A | 7 | 77777 | A | 7 | 3.1 | E | 8 | 0.12 | F | 8 | 0.14 | F | 8 | -9900 | -9900 | ? | 0
2002-07-07 | 4:00 | 0 | 0 | 0 | 2 | 0 | 0 | 2 | 0 | 0 | 2 | 0 | 0 | 2 | 0 | 0 | 2 | 0 | 0 | 2 | 0 | 0 | 2 | 0 | 10 | E | 9 | 6 | E | 9 | 17 | A | 7 | 11 | A | 7 | 68 | A | 7 | 1004 | E | 9 | 330 | A | 7 | 4.1 | A | 7 | 16100 | A | 7 | 77777 | A | 7 | 3.2 | E | 8 | 0.12 | F | 8 | 0.14 | F | 8 | -9900 | -9900 | ? | 0
2002-07-07 | 5:00 | 13 | 496 | 0 | 2 | 8 | 0 | 2 | 15 | 0 | 2 | 8 | 0 | 2 | 8 | 0 | 2 | 15 | 0 | 2 | 8 | 0 | 2 | 19 | 6 | E | 9 | 5 | E | 9 | 17 | A | 7 | 11 | A | 7 | 68 | A | 7 | 1004 | E | 9 | 300 | A | 7 | 5.1 | A | 7 | 16100 | A | 7 | 77777 | A | 7 | 3.2 | E | 8 | 0.12 | F | 8 | 0.14 | F | 8 | -9900 | -9900 | ? | 0
2002-07-07 | 6:00 | 178 | 1321 | 25 | 2 | 8 | 0 | 2 | 15 | 25 | 2 | 8 | 2900 | 2 | 8 | 0 | 2 | 15 | 2900 | 2 | 8 | 950 | 2 | 19 | 8 | E | 9 | 5 | E | 9 | 17 | A | 7 | 11 | A | 7 | 68 | A | 7 | 1004 | E | 9 | 290 | A | 7 | 3.6 | A | 7 | 16100 | A | 7 | 77777 | A | 7 | 3.2 | E | 8 | 0.12 | F | 8 | 0.14 | F | 8 | -9900 | -9900 | ? | 0
2002-07-07 | 7:00 | 402 | 1321 | 123 | 2 | 8 | 27 | 2 | 15 | 115 | 2 | 8 | 13500 | 2 | 8 | 2500 | 2 | 15 | 12800 | 2 | 8 | 3060 | 2 | 19 | 8 | E | 9 | 5 | E | 9 | 17 | A | 7 | 12 | A | 7 | 72 | A | 7 | 1004 | E | 9 | 300 | A | 7 | 3.6 | A | 7 | 16100 | A | 7 | 77777 | A | 7 | 3.2 | E | 8 | 0.12 | F | 8 | 0.14 | F | 8 | -9900 | -9900 | ? | 0
2002-07-07 | 8:00 | 624 | 1321 | 171 | 2 | 8 | 11 | 2 | 15 | 166 | 2 | 8 | 19600 | 2 | 8 | 900 | 2 | 15 | 19200 | 2 | 8 | 6750 | 2 | 19 | 9 | E | 9 | 8 | E | 9 | 18 | A | 7 | 13 | A | 7 | 73 | A | 7 | 1004 | E | 9 | 290 | A | 7 | 1.5 | A | 7 | 14500 | A | 7 | 77777 | A | 7 | 3.3 | E | 8 | 0.12 | F | 8 | 0.14 | F | 8 | -9900 | -9900 | ? | 0
2002-07-07 | 9:00 | 828 | 1321 | 316 | 2 | 8 | 47 | 2 | 15 | 287 | 2 | 8 | 34800 | 2 | 8 | 4800 | 2 | 15 | 31800 | 2 | 8 | 9400 | 2 | 19 | 8 | E | 9 | 7 | E | 9 | 18 | A | 7 | 13 | A | 7 | 73 | A | 7 | 1004 | E | 9 | 220 | A | 7 | 1.5 | A | 7 | 14500 | A | 7 | 77777 | A | 7 | 3.3 | E | 8 | 0.12 | F | 8 | 0.14 | F | 8 | -9900 | -9900 | ? | 0
2002-07-07 | 10:00 | 1000 | 1321 | 403 | 2 | 8 | 83 | 2 | 15 | 341 | 2 | 8 | 44500 | 2 | 8 | 8500 | 2 | 15 | 38100 | 2 | 8 | 12860 | 2 | 19 | 9 | E | 9 | 6 | E | 9 | 19 | A | 7 | 12 | A | 7 | 64 | A | 7 | 1004 | E | 9 | 150 | A | 7 | 1.5 | A | 7 | 16100 | A | 7 | 77777 | A | 7 | 3.4 | E | 8 | 0.12 | F | 8 | 0.14 | F | 8 | -9900 | -9900 | ? | 0
2002-07-07 | 11:00 | 1129 | 1321 | 412 | 2 | 8 | 42 | 2 | 15 | 377 | 2 | 8 | 45600 | 2 | 8 | 4300 | 2 | 15 | 41900 | 2 | 8 | 16510 | 2 | 19 | 9 | E | 9 | 8 | E | 9 | 21 | A | 7 | 11 | A | 7 | 53 | A | 7 | 1004 | E | 9 | 0 | A | 7 | 0 | A | 7 | 16100 | A | 7 | 77777 | A | 7 | 3.3 | E | 8 | 0.12 | F | 8 | 0.14 | F | 8 | -9900 | -9900 | ? | 0
2002-07-07 | 12:00 | 1204 | 1321 | 596 | 2 | 8 | 227 | 2 | 15 | 389 | 2 | 8 | 65600 | 2 | 8 | 24700 | 2 | 15 | 43100 | 2 | 8 | 20330 | 2 | 19 | 10 | E | 9 | 9 | E | 9 | 22 | A | 7 | 11 | A | 7 | 50 | A | 7 | 1004 | E | 9 | 140 | A | 7 | 3.1 | A | 7 | 16100 | A | 7 | 77777 | A | 7 | 3.2 | E | 8 | 0.12 | F | 8 | 0.14 | F | 8 | -9900 | -9900 | ? | 0
2002-07-07 | 13:00 | 1222 | 1321 | 280 | 2 | 8 | 30 | 2 | 15 | 252 | 2 | 8 | 31100 | 2 | 8 | 3000 | 2 | 15 | 28300 | 2 | 8 | 13710 | 2 | 19 | 10 | E | 9 | 6 | E | 9 | 23 | A | 7 | 12 | A | 7 | 50 | A | 7 | 1004 | E | 9 | 170 | A | 7 | 2.6 | A | 7 | 16100 | A | 7 | 77777 | A | 7 | 3.1 | E | 8 | 0.12 | F | 8 | 0.14 | F | 8 | -9900 | -9900 | ? | 0
2002-07-07 | 14:00 | 1181 | 1321 | 695 | 2 | 8 | 320 | 2 | 15 | 409 | 2 | 8 | 76000 | 2 | 8 | 34800 | 2 | 15 | 44900 | 2 | 8 | 19830 | 2 | 19 | 10 | E | 9 | 5 | E | 9 | 23 | A | 7 | 12 | A | 7 | 50 | A | 7 | 1004 | E | 9 | 200 | A | 7 | 1.5 | A | 7 | 12900 | A | 7 | 77777 | A | 7 | 3 | E | 8 | 0.12 | F | 8 | 0.14 | F | 8 | -9900 | -9900 | ? | 0
2002-07-07 | 15:00 | 1083 | 1321 | 642 | 2 | 8 | 359 | 2 | 15 | 348 | 2 | 8 | 70300 | 2 | 8 | 39000 | 2 | 15 | 38300 | 2 | 8 | 12930 | 2 | 19 | 10 | E | 9 | 9 | E | 9 | 24 | A | 7 | 13 | A | 7 | 50 | A | 7 | 1004 | E | 9 | 280 | A | 7 | 2.1 | A | 7 | 16100 | A | 7 | 1050 | A | 7 | 2.9 | E | 8 | 0.12 | F | 8 | 0.14 | F | 8 | -9900 | -9900 | ? | 0
2002-07-07 | 16:00 | 936 | 1321 | 591 | 2 | 8 | 436 | 2 | 15 | 281 | 2 | 8 | 62200 | 2 | 8 | 45100 | 2 | 15 | 30200 | 2 | 8 | 8100 | 2 | 19 | 10 | B | 8 | 9 | B | 8 | 24.4 | B | 8 | 12.5 | B | 8 | 47 | A | 7 | 1004 | E | 9 | 310 | B | 8 | 3.6 | B | 8 | -9900 | ? | 0 | 1245 | B | 8 | 2.9 | E | 8 | 0.12 | F | 8 | 0.14 | F | 8 | -9900 | -9900 | ? | 0
2002-07-07 | 17:00 | 750 | 1321 | 313 | 2 | 8 | 107 | 2 | 15 | 253 | 2 | 8 | 34500 | 2 | 8 | 10800 | 2 | 15 | 28300 | 2 | 8 | 7910 | 2 | 19 | 10 | E | 9 | 10 | E | 9 | 24 | A | 7 | 12 | A | 7 | 47 | A | 7 | 1004 | E | 9 | 330 | A | 7 | 5.1 | A | 7 | 16100 | A | 7 | 1440 | A | 7 | 2.8 | E | 8 | 0.12 | F | 8 | 0.14 | F | 8 | -9900 | -9900 | ? | 0
2002-07-07 | 18:00 | 536 | 1321 | 108 | 2 | 8 | 0 | 2 | 15 | 108 | 2 | 8 | 12600 | 2 | 8 | 0 | 2 | 15 | 12600 | 2 | 8 | 4530 | 2 | 19 | 8 | E | 9 | 8 | E | 9 | 22 | A | 7 | 9 | A | 7 | 43 | A | 7 | 1004 | E | 9 | 310 | A | 7 | 5.1 | A | 7 | 16100 | A | 7 | 2100 | A | 7 | 2.7 | E | 8 | 0.12 | F | 8 | 0.14 | F | 8 | -9900 | -9900 | ? | 0
2002-07-07 | 19:00 | 311 | 1321 | 108 | 2 | 8 | 23 | 2 | 15 | 103 | 2 | 8 | 11900 | 2 | 8 | 1200 | 2 | 15 | 11600 | 2 | 8 | 3320 | 2 | 19 | 5 | E | 9 | 5 | E | 9 | 22 | A | 7 | 9 | A | 7 | 43 | A | 7 | 1004 | E | 9 | 300 | A | 7 | 7.7 | A | 7 | 16100 | A | 7 | 77777 | A | 7 | 2.6 | E | 8 | 0.12 | F | 8 | 0.14 | F | 8 | -9900 | -9900 | ? | 0
2002-07-07 | 20:00 | 92 | 1266 | 15 | 2 | 8 | 11 | 2 | 15 | 14 | 2 | 8 | 1600 | 2 | 8 | 600 | 2 | 15 | 1600 | 2 | 8 | 360 | 2 | 19 | 4 | E | 9 | 4 | E | 9 | 18 | A | 7 | 10 | A | 7 | 59 | A | 7 | 1004 | E | 9 | 300 | A | 7 | 4.6 | A | 7 | 16100 | A | 7 | 77777 | A | 7 | 2.5 | E | 8 | 0.12 | F | 8 | 0.14 | F | 8 | -9900 | -9900 | ? | 0
2002-07-07 | 21:00 | 0 | 0 | 0 | 2 | 0 | 0 | 2 | 0 | 0 | 2 | 0 | 0 | 2 | 0 | 0 | 2 | 0 | 0 | 2 | 0 | 0 | 2 | 0 | 0 | E | 9 | 0 | E | 9 | 17 | A | 7 | 8 | A | 7 | 55 | A | 7 | 1004 | E | 9 | 300 | A | 7 | 3.1 | A | 7 | 16100 | A | 7 | 77777 | A | 7 | 2.4 | E | 8 | 0.12 | F | 8 | 0.14 | F | 8 | -9900 | -9900 | ? | 0
2002-07-07 | 22:00 | 0 | 0 | 0 | 2 | 0 | 0 | 2 | 0 | 0 | 2 | 0 | 0 | 2 | 0 | 0 | 2 | 0 | 0 | 2 | 0 | 0 | 2 | 0 | 10 | E | 9 | 10 | E | 9 | 17 | A | 7 | 9 | A | 7 | 59 | A | 7 | 1004 | E | 9 | 300 | A | 7 | 1.5 | A | 7 | 16100 | A | 7 | 1500 | A | 7 | 2.3 | E | 8 | 0.12 | F | 8 | 0.14 | F | 8 | -9900 | -9900 | ? | 0
2002-07-07 | 23:00 | 0 | 0 | 0 | 2 | 0 | 0 | 2 | 0 | 0 | 2 | 0 | 0 | 2 | 0 | 0 | 2 | 0 | 0 | 2 | 0 | 0 | 2 | 0 | 10 | B | 8 | 10 | B | 8 | 15.7 | B | 8 | 9.6 | B | 8 | 67 | A | 7 | 1004 | E | 9 | 300 | B | 8 | 1.9 | B | 8 | -9900 | ? | 0 | 4063 | B | 8 | 2.3 | E | 8 | 0.12 | F | 8 | 0.14 | F | 8 | -9900 | -9900 | ? | 0
2002-07-07 | 24:00 | 0 | 0 | 0 | 2 | 0 | 0 | 2 | 0 | 0 | 2 | 0 | 0 | 2 | 0 | 0 | 2 | 0 | 0 | 2 | 0 | 0 | 2 | 0 | 10 | B | 8 | 10 | B | 8 | 14.4 | B | 8 | 9.3 | B | 8 | 71 | A | 7 | 1004 | E | 9 | 310 | B | 8 | 2.5 | B | 8 | -9900 | ? | 0 | 6625 | B | 8 | 2.3 | E | 8 | 0.12 | F | 8 | 0.14 | F | 8 | -9900 | -9900 | ? | 0
2002-07-08 | 1:00 | 0 | 0 | 0 | 2 | 0 | 0 | 2 | 0 | 0 | 2 | 0 | 0 | 2 | 0 | 0 | 2 | 0 | 0 | 2 | 0 | 0 | 2 | 0 | 10 | B | 8 | 9 | B | 8 | 15.1 | B | 8 | 9.9 | B | 8 | 71 | A | 7 | 1004 | E | 9 | 300 | B | 8 | 2.6 | B | 8 | -9900 | ? | 0 | 9188 | B | 8 | 2.4 | E | 8 | 0.12 | F | 8 | 0.14 | F | 8 | -9900 | -9900 | ? | 0
2002-07-08 | 2:00 | 0 | 0 | 0 | 2 | 0 | 0 | 2 | 0 | 0 | 2 | 0 | 0 | 2 | 0 | 0 | 2 | 0 | 0 | 2 | 0 | 0 | 2 | 0 | 9 | B | 8 | 8 | B | 8 | 13.3 | B | 8 | 9.5 | B | 8 | 78 | A | 7 | 1004 | E | 9 | 310 | B | 8 | 2.2 | B | 8 | -9900 | ? | 0 | 11750 | B | 8 | 2.2 | E | 8 | 0.12 | F | 8 | 0.14 | F | 8 | -9900 | -9900 | ? | 0
2002-07-08 | 3:00 | 0 | 0 | 0 | 2 | 0 | 0 | 2 | 0 | 0 | 2 | 0 | 0 | 2 | 0 | 0 | 2 | 0 | 0 | 2 | 0 | 0 | 2 | 0 | 7 | B | 8 | 7 | B | 8 | 13.4 | B | 8 | 9.1 | B | 8 | 75 | A | 7 | 1004 | E | 9 | 320 | B | 8 | 2.8 | B | 8 | -9900 | ? | 0 | 14313 | B | 8 | 1.9 | E | 8 | 0.12 | F | 8 | 0.14 | F | 8 | -9900 | -9900 | ? | 0
2002-07-08 | 4:00 | 0 | 0 | 0 | 2 | 0 | 0 | 2 | 0 | 0 | 2 | 0 | 0 | 2 | 0 | 0 | 2 | 0 | 0 | 2 | 0 | 0 | 2 | 0 | 7 | B | 8 | 6 | B | 8 | 13.1 | B | 8 | 10.3 | B | 8 | 83 | A | 7 | 1004 | E | 9 | 340 | B | 8 | 2.9 | B | 8 | -9900 | ? | 0 | 16875 | B | 8 | 1.7 | E | 8 | 0.12 | F | 8 | 0.14 | F | 8 | -9900 | -9900 | ? | 0
2002-07-08 | 5:00 | 12 | 474 | 0 | 2 | 8 | 0 | 2 | 15 | 0 | 2 | 8 | 0 | 2 | 8 | 0 | 2 | 15 | 0 | 2 | 8 | 0 | 2 | 19 | 5 | B | 8 | 5 | B | 8 | 12.8 | B | 8 | 10.4 | B | 8 | 85 | A | 7 | 1004 | E | 9 | 180 | B | 8 | 2.2 | B | 8 | -9900 | ? | 0 | 19438 | B | 8 | 1.7 | E | 8 | 0.12 | F | 8 | 0.14 | F | 8 | -9900 | -9900 | ? | 0
2002-07-08 | 6:00 | 175 | 1321 | 72 | 2 | 8 | 325 | 2 | 15 | 29 | 2 | 8 | 7400 | 2 | 8 | 21000 | 2 | 15 | 4700 | 2 | 8 | 530 | 2 | 19 | 4 | E | 9 | 4 | E | 9 | 14 | A | 7 | 11 | A | 7 | 82 | A | 7 | 1004 | E | 9 | 180 | A | 7 | 1.5 | A | 7 | 16100 | A | 7 | 77777 | A | 7 | 1.8 | E | 8 | 0.12 | F | 8 | 0.14 | F | 8 | -9900 | -9900 | ? | 0
2002-07-08 | 7:00 | 399 | 1321 | 229 | 2 | 8 | 533 | 2 | 15 | 68 | 2 | 8 | 23800 | 2 | 8 | 47300 | 2 | 15 | 9500 | 2 | 8 | 1290 | 2 | 19 | 0 | E | 9 | 0 | E | 9 | 17 | A | 7 | 12 | A | 7 | 72 | A | 7 | 1004 | E | 9 | 170 | A | 7 | 4.6 | A | 7 | 16100 | A | 7 | 77777 | A | 7 | 1.8 | E | 8 | 0.12 | F | 8 | 0.14 | F | 8 | -9900 | -9900 | ? | 0
2002-07-08 | 8:00 | 622 | 1321 | 401 | 2 | 8 | 653 | 2 | 15 | 94 | 2 | 8 | 42500 | 2 | 8 | 64200 | 2 | 15 | 12300 | 2 | 8 | 1990 | 2 | 19 | 0 | E | 9 | 0 | E | 9 | 19 | A | 7 | 11 | A | 7 | 60 | A | 7 | 1004 | E | 9 | 200 | A | 7 | 2.6 | A | 7 | 14500 | A | 7 | 77777 | A | 7 | 1.8 | E | 8 | 0.12 | F | 8 | 0.14 | F | 8 | -9900 | -9900 | ? | 0
2002-07-08 | 9:00 | 826 | 1321 | 574 | 2 | 8 | 714 | 2 | 15 | 127 | 2 | 8 | 61300 | 2 | 8 | 72500 | 2 | 15 | 15800 | 2 | 8 | 3180 | 2 | 19 | 8 | E | 9 | 8 | E | 9 | 21 | A | 7 | 11 | A | 7 | 53 | A | 7 | 1004 | E | 9 | 210 | A | 7 | 1.5 | A | 7 | 16100 | A | 7 | 1500 | A | 7 | 1.8 | E | 8 | 0.12 | F | 8 | 0.14 | F | 8 | -9900 | -9900 | ? | 0
2002-07-08 | 10:00 | 999 | 1321 | 685 | 2 | 8 | 656 | 2 | 15 | 188 | 2 | 8 | 72500 | 2 | 8 | 66700 | 2 | 15 | 22000 | 2 | 8 | 5950 | 2 | 19 | 4 | E | 9 | 4 | E | 9 | 21 | A | 7 | 9 | A | 7 | 46 | A | 7 | 1004 | E | 9 | 0 | A | 7 | 0 | A | 7 | 14500 | A | 7 | 77777 | A | 7 | 1.9 | E | 8 | 0.12 | F | 8 | 0.14 | F | 8 | -9900 | -9900 | ? | 0
2002-07-08 | 11:00 | 1127 | 1321 | 733 | 2 | 8 | 524 | 2 | 15 | 285 | 2 | 8 | 79300 | 2 | 8 | 54800 | 2 | 15 | 32500 | 2 | 8 | 12400 | 2 | 19 | 4 | E | 9 | 4 | E | 9 | 23 | A | 7 | 10 | A | 7 | 44 | A | 7 | 1004 | E | 9 | 0 | A | 7 | 0 | A | 7 | 14500 | A | 7 | 77777 | A | 7 | 1.9 | E | 8 | 0.12 | F | 8 | 0.14 | F | 8 | -9900 | -9900 | ? | 0
2002-07-08 | 12:00 | 1203 | 1321 | 886 | 2 | 8 | 712 | 2 | 15 | 236 | 2 | 8 | 94300 | 2 | 8 | 72600 | 2 | 15 | 28100 | 2 | 8 | 13270 | 2 | 19 | 8 | E | 9 | 8 | E | 9 | 24 | A | 7 | 9 | A | 7 | 38 | A | 7 | 1004 | E | 9 | 100 | A | 7 | 1.5 | A | 7 | 14500 | A | 7 | 1500 | A | 7 | 2 | E | 8 | 0.12 | F | 8 | 0.14 | F | 8 | -9900 | -9900 | ? | 0
2002-07-08 | 13:00 | 1221 | 1321 | 906 | 2 | 8 | 752 | 2 | 15 | 210 | 2 | 8 | 97500 | 2 | 8 | 77200 | 2 | 15 | 26100 | 2 | 8 | 12890 | 2 | 19 | 0 | E | 9 | 0 | E | 9 | 24 | A | 7 | 8 | A | 7 | 36 | A | 7 | 1004 | E | 9 | 70 | A | 7 | 1.5 | A | 7 | 14500 | A | 7 | 77777 | A | 7 | 2 | E | 8 | 0.12 | F | 8 | 0.14 | F | 8 | -9900 | -9900 | ? | 0
2002-07-08 | 14:00 | 1180 | 1321 | 896 | 2 | 8 | 852 | 2 | 15 | 134 | 2 | 8 | 92000 | 2 | 8 | 85300 | 2 | 15 | 15600 | 2 | 8 | 5360 | 2 | 19 | 0 | E | 9 | 0 | E | 9 | 26 | A | 7 | 8 | A | 7 | 32 | A | 7 | 1004 | E | 9 | 0 | A | 7 | 0 | A | 7 | 11300 | A | 7 | 77777 | A | 7 | 2 | E | 8 | 0.12 | F | 8 | 0.14 | F | 8 | -9900 | -9900 | ? | 0
2002-07-08 | 15:00 | 1082 | 1321 | 792 | 2 | 8 | 760 | 2 | 15 | 168 | 2 | 8 | 82600 | 2 | 8 | 76300 | 2 | 15 | 20000 | 2 | 8 | 5800 | 2 | 19 | 0 | E | 9 | 0 | E | 9 | 27 | A | 7 | 9 | A | 7 | 32 | A | 7 | 1004 | E | 9 | 20 | A | 7 | 3.6 | A | 7 | 14500 | A | 7 | 77777 | A | 7 | 2 | E | 8 | 0.12 | F | 8 | 0.14 | F | 8 | -9900 | -9900 | ? | 0
2002-07-08 | 16:00 | 935 | 1321 | 679 | 2 | 8 | 756 | 2 | 15 | 143 | 2 | 8 | 70600 | 2 | 8 | 75500 | 2 | 15 | 17000 | 2 | 8 | 3690 | 2 | 19 | 0 | E | 9 | 0 | E | 9 | 27 | A | 7 | 8 | A | 7 | 30 | A | 7 | 1004 | E | 9 | 360 | A | 7 | 4.1 | A | 7 | 16100 | A | 7 | 77777 | A | 7 | 2 | E | 8 | 0.12 | F | 8 | 0.14 | F | 8 | -9900 | -9900 | ? | 0
2002-07-08 | 17:00 | 749 | 1321 | 495 | 2 | 8 | 652 | 2 | 15 | 125 | 2 | 8 | 52300 | 2 | 8 | 65400 | 2 | 15 | 15200 | 2 | 8 | 2870 | 2 | 19 | 0 | E | 9 | 0 | E | 9 | 27 | A | 7 | 8 | A | 7 | 30 | A | 7 | 1004 | E | 9 | 30 | A | 7 | 3.6 | A | 7 | 16100 | A | 7 | 77777 | A | 7 | 2 | E | 8 | 0.12 | F | 8 | 0.14 | F | 8 | -9900 | -9900 | ? | 0
2002-07-08 | 18:00 | 535 | 1321 | 341 | 2 | 8 | 486 | 2 | 15 | 144 | 2 | 8 | 35600 | 2 | 8 | 46700 | 2 | 15 | 16700 | 2 | 8 | 2850 | 2 | 19 | 0 | E | 9 | 0 | E | 9 | 27 | A | 7 | 8 | A | 7 | 30 | A | 7 | 1004 | E | 9 | 30 | A | 7 | 5.1 | A | 7 | 14500 | A | 7 | 77777 | A | 7 | 2.1 | E | 8 | 0.12 | F | 8 | 0.14 | F | 8 | -9900 | -9900 | ? | 0
2002-07-08 | 19:00 | 310 | 1321 | 181 | 2 | 8 | 331 | 2 | 15 | 104 | 2 | 8 | 18900 | 2 | 8 | 26800 | 2 | 15 | 12600 | 2 | 8 | 2100 | 2 | 19 | 0 | E | 9 | 0 | E | 9 | 26 | A | 7 | 8 | A | 7 | 32 | A | 7 | 1004 | E | 9 | 10 | A | 7 | 4.1 | A | 7 | 16100 | A | 7 | 77777 | A | 7 | 2.1 | E | 8 | 0.12 | F | 8 | 0.14 | F | 8 | -9900 | -9900 | ? | 0
2002-07-08 | 20:00 | 91 | 1266 | 24 | 2 | 8 | 153 | 2 | 15 | 14 | 2 | 8 | 2700 | 2 | 8 | 7800 | 2 | 15 | 2100 | 2 | 8 | 270 | 2 | 19 | 0 | E | 9 | 0 | E | 9 | 23 | A | 7 | 9 | A | 7 | 41 | A | 7 | 1004 | E | 9 | 10 | A | 7 | 3.6 | A | 7 | 16100 | A | 7 | 77777 | A | 7 | 2.1 | E | 8 | 0.12 | F | 8 | 0.14 | F | 8 | -9900 | -9900 | ? | 0
2002-07-08 | 21:00 | 0 | 0 | 0 | 2 | 0 | 0 | 2 | 0 | 0 | 2 | 0 | 0 | 2 | 0 | 0 | 2 | 0 | 0 | 2 | 0 | 0 | 2 | 0 | 0 | E | 9 | 0 | E | 9 | 21 | A | 7 | 9 | A | 7 | 46 | A | 7 | 1004 | E | 9 | 340 | A | 7 | 2.1 | A | 7 | 16100 | A | 7 | 77777 | A | 7 | 2.1 | E | 8 | 0.12 | F | 8 | 0.14 | F | 8 | -9900 | -9900 | ? | 0
2002-07-08 | 22:00 | 0 | 0 | 0 | 2 | 0 | 0 | 2 | 0 | 0 | 2 | 0 | 0 | 2 | 0 | 0 | 2 | 0 | 0 | 2 | 0 | 0 | 2 | 0 | 0 | E | 9 | 0 | E | 9 | 19 | A | 7 | 9 | A | 7 | 52 | A | 7 | 1004 | E | 9 | 330 | A | 7 | 1.5 | A | 7 | 16100 | A | 7 | 77777 | A | 7 | 2.2 | E | 8 | 0.12 | F | 8 | 0.14 | F | 8 | -9900 | -9900 | ? | 0
2002-07-08 | 23:00 | 0 | 0 | 0 | 2 | 0 | 0 | 2 | 0 | 0 | 2 | 0 | 0 | 2 | 0 | 0 | 2 | 0 | 0 | 2 | 0 | 0 | 2 | 0 | 0 | E | 9 | 0 | E | 9 | 17 | A | 7 | 9 | A | 7 | 59 | A | 7 | 1004 | E | 9 | 320 | A | 7 | 2.1 | A | 7 | 16100 | A | 7 | 77777 | A | 7 | 2.1 | E | 8 | 0.12 | F | 8 | 0.14 | F | 8 | -9900 | -9900 | ? | 0
2002-07-08 | 24:00 | 0 | 0 | 0 | 2 | 0 | 0 | 2 | 0 | 0 | 2 | 0 | 0 | 2 | 0 | 0 | 2 | 0 | 0 | 2 | 0 | 0 | 2 | 0 | 0 | E | 9 | 0 | E | 9 | 15 | A | 7 | 9 | A | 7 | 67 | A | 7 | 1004 | E | 9 | 310 | A | 7 | 3.1 | A | 7 | 16100 | A | 7 | 77777 | A | 7 | 2.1 | E | 8 | 0.12 | F | 8 | 0.14 | F | 8 | -9900 | -9900 | ? | 0
2002-07-09 | 1:00 | 0 | 0 | 0 | 2 | 0 | 0 | 2 | 0 | 0 | 2 | 0 | 0 | 2 | 0 | 0 | 2 | 0 | 0 | 2 | 0 | 0 | 2 | 0 | 0 | E | 9 | 0 | E | 9 | 16 | A | 7 | 10 | A | 7 | 68 | A | 7 | 1004 | E | 9 | 310 | A | 7 | 2.6 | A | 7 | 16100 | A | 7 | 77777 | A | 7 | 2.1 | E | 8 | 0.12 | F | 8 | 0.14 | F | 8 | -9900 | -9900 | ? | 0
2002-07-09 | 2:00 | 0 | 0 | 0 | 2 | 0 | 0 | 2 | 0 | 0 | 2 | 0 | 0 | 2 | 0 | 0 | 2 | 0 | 0 | 2 | 0 | 0 | 2 | 0 | 0 | E | 9 | 0 | E | 9 | 13 | A | 7 | 9 | A | 7 | 77 | A | 7 | 1004 | E | 9 | 300 | A | 7 | 2.6 | A | 7 | 16100 | A | 7 | 77777 | A | 7 | 2 | E | 8 | 0.12 | F | 8 | 0.14 | F | 8 | -9900 | -9900 | ? | 0
2002-07-09 | 3:00 | 0 | 0 | 0 | 2 | 0 | 0 | 2 | 0 | 0 | 2 | 0 | 0 | 2 | 0 | 0 | 2 | 0 | 0 | 2 | 0 | 0 | 2 | 0 | 0 | E | 9 | 0 | E | 9 | 13 | A | 7 | 9 | A | 7 | 77 | A | 7 | 1004 | E | 9 | 310 | A | 7 | 2.1 | A | 7 | 16100 | A | 7 | 77777 | A | 7 | 1.9 | E | 8 | 0.12 | F | 8 | 0.14 | F | 8 | -9900 | -9900 | ? | 0
2002-07-09 | 4:00 | 0 | 0 | 0 | 2 | 0 | 0 | 2 | 0 | 0 | 2 | 0 | 0 | 2 | 0 | 0 | 2 | 0 | 0 | 2 | 0 | 0 | 2 | 0 | 0 | E | 9 | 0 | E | 9 | 12 | A | 7 | 9 | A | 7 | 82 | A | 7 | 1004 | E | 9 | 300 | A | 7 | 2.6 | A | 7 | 16100 | A | 7 | 77777 | A | 7 | 1.8 | E | 8 | 0.12 | F | 8 | 0.14 | F | 8 | -9900 | -9900 | ? | 0
2002-07-09 | 5:00 | 11 | 451 | 0 | 2 | 8 | 0 | 2 | 15 | 0 | 2 | 8 | 0 | 2 | 8 | 0 | 2 | 15 | 0 | 2 | 8 | 0 | 2 | 19 | 0 | E | 9 | 0 | E | 9 | 11 | A | 7 | 9 | A | 7 | 87 | A | 7 | 1004 | E | 9 | 0 | A | 7 | 0 | A | 7 | 16100 | A | 7 | 77777 | A | 7 | 1.8 | E | 8 | 0.12 | F | 8 | 0.14 | F | 8 | -9900 | -9900 | ? | 0
2002-07-09 | 6:00 | 173 | 1321 | 71 | 2 | 8 | 337 | 2 | 15 | 27 | 2 | 8 | 7400 | 2 | 8 | 21700 | 2 | 15 | 4500 | 2 | 8 | 500 | 2 | 19 | 0 | E | 9 | 0 | E | 9 | 13 | A | 7 | 10 | A | 7 | 82 | A | 7 | 1004 | E | 9 | 0 | A | 7 | 0 | A | 7 | 16100 | A | 7 | 77777 | A | 7 | 1.8 | E | 8 | 0.12 | F | 8 | 0.14 | F | 8 | -9900 | -9900 | ? | 0
2002-07-09 | 7:00 | 397 | 1321 | 224 | 2 | 8 | 538 | 2 | 15 | 63 | 2 | 8 | 23500 | 2 | 8 | 47800 | 2 | 15 | 9100 | 2 | 8 | 1210 | 2 | 19 | 0 | E | 9 | 0 | E | 9 | 18 | A | 7 | 12 | A | 7 | 68 | A | 7 | 1004 | E | 9 | 0 | A | 7 | 0 | A | 7 | 16100 | A | 7 | 77777 | A | 7 | 1.8 | E | 8 | 0.12 | F | 8 | 0.14 | F | 8 | -9900 | -9900 | ? | 0
2002-07-09 | 8:00 | 620 | 1321 | 406 | 2 | 8 | 687 | 2 | 15 | 83 | 2 | 8 | 42300 | 2 | 8 | 66700 | 2 | 15 | 10900 | 2 | 8 | 1730 | 2 | 19 | 0 | E | 9 | 0 | E | 9 | 20.7 | B | 8 | 12 | B | 8 | 57 | A | 7 | 1004 | E | 9 | 0 | A | 7 | 0 | A | 7 | 0 | A | 7 | 77777 | A | 7 | 1.8 | E | 8 | 0.12 | F | 8 | 0.14 | F | 8 | -9900 | -9900 | ? | 0
2002-07-09 | 9:00 | 825 | 1321 | 585 | 2 | 8 | 772 | 2 | 15 | 102 | 2 | 8 | 61900 | 2 | 8 | 77400 | 2 | 15 | 13500 | 2 | 8 | 2490 | 2 | 19 | 0 | E | 9 | 0 | E | 9 | 22.9 | B | 8 | 12 | B | 8 | 50 | A | 7 | 1004 | E | 9 | 0 | A | 7 | 0 | A | 7 | 0 | A | 7 | 77777 | A | 7 | 1.9 | E | 8 | 0.12 | F | 8 | 0.14 | F | 8 | -9900 | -9900 | ? | 0
2002-07-09 | 10:00 | 997 | 1321 | 712 | 2 | 8 | 781 | 2 | 15 | 122 | 2 | 8 | 76000 | 2 | 8 | 79000 | 2 | 15 | 16200 | 2 | 8 | 3750 | 2 | 19 | 0 | E | 9 | 0 | E | 9 | 25 | A | 7 | 12 | A | 7 | 44 | A | 7 | 1004 | E | 9 | 60 | A | 7 | 5.1 | A | 7 | 16100 | A | 7 | 77777 | A | 7 | 1.9 | E | 8 | 0.12 | F | 8 | 0.14 | F | 8 | -9900 | -9900 | ? | 0
2002-07-09 | 11:00 | 1126 | 1321 | 836 | 2 | 8 | 822 | 2 | 15 | 134 | 2 | 8 | 85800 | 2 | 8 | 82200 | 2 | 15 | 15600 | 2 | 8 | 4370 | 2 | 19 | 0 | E | 9 | 0 | E | 9 | 27 | A | 7 | 13 | A | 7 | 42 | A | 7 | 1004 | E | 9 | 50 | A | 7 | 5.1 | A | 7 | 14500 | A | 7 | 77777 | A | 7 | 2 | E | 8 | 0.12 | F | 8 | 0.14 | F | 8 | -9900 | -9900 | ? | 0
2002-07-09 | 12:00 | 1202 | 1321 | 891 | 2 | 8 | 760 | 2 | 15 | 199 | 2 | 8 | 92700 | 2 | 8 | 76100 | 2 | 15 | 23300 | 2 | 8 | 10150 | 2 | 19 | 0 | E | 9 | 0 | E | 9 | 29 | A | 7 | 13 | A | 7 | 37 | A | 7 | 1004 | E | 9 | 30 | A | 7 | 5.1 | A | 7 | 16100 | A | 7 | 77777 | A | 7 | 2 | E | 8 | 0.12 | F | 8 | 0.14 | F | 8 | -9900 | -9900 | ? | 0
2002-07-09 | 13:00 | 1220 | 1321 | 887 | 2 | 8 | 697 | 2 | 15 | 242 | 2 | 8 | 94500 | 2 | 8 | 71100 | 2 | 15 | 28700 | 2 | 8 | 14670 | 2 | 19 | 0 | E | 9 | 0 | E | 9 | 32 | A | 7 | 13 | A | 7 | 31 | A | 7 | 1004 | E | 9 | 20 | A | 7 | 4.6 | A | 7 | 16100 | A | 7 | 77777 | A | 7 | 2.1 | E | 8 | 0.12 | F | 8 | 0.14 | F | 8 | -9900 | -9900 | ? | 0
2002-07-09 | 14:00 | 1179 | 1321 | 883 | 2 | 8 | 810 | 2 | 15 | 160 | 2 | 8 | 93900 | 2 | 8 | 81900 | 2 | 15 | 20600 | 2 | 8 | 7730 | 2 | 19 | 0 | E | 9 | 0 | E | 9 | 34 | A | 7 | 13 | A | 7 | 28 | A | 7 | 1004 | E | 9 | 10 | A | 7 | 5.1 | A | 7 | 14500 | A | 7 | 77777 | A | 7 | 2.2 | E | 8 | 0.12 | F | 8 | 0.14 | F | 8 | -9900 | -9900 | ? | 0
2002-07-09 | 15:00 | 1082 | 1321 | 772 | 2 | 8 | 693 | 2 | 15 | 204 | 2 | 8 | 82100 | 2 | 8 | 70700 | 2 | 15 | 24100 | 2 | 8 | 7740 | 2 | 19 | 0 | E | 9 | 0 | E | 9 | 34 | A | 7 | 13 | A | 7 | 28 | A | 7 | 1004 | E | 9 | 30 | A | 7 | 7.2 | A | 7 | 16100 | A | 7 | 77777 | A | 7 | 2.3 | E | 8 | 0.12 | F | 8 | 0.14 | F | 8 | -9900 | -9900 | ? | 0
2002-07-09 | 16:00 | 935 | 1321 | 666 | 2 | 8 | 731 | 2 | 15 | 148 | 2 | 8 | 71200 | 2 | 8 | 74700 | 2 | 15 | 18300 | 2 | 8 | 4270 | 2 | 19 | 0 | E | 9 | 0 | E | 9 | 36 | A | 7 | 13 | A | 7 | 25 | A | 7 | 1004 | E | 9 | 360 | A | 7 | 3.6 | A | 7 | 12900 | A | 7 | 77777 | A | 7 | 2.4 | E | 8 | 0.12 | F | 8 | 0.14 | F | 8 | -9900 | -9900 | ? | 0
2002-07-09 | 17:00 | 748 | 1321 | 503 | 2 | 8 | 690 | 2 | 15 | 112 | 2 | 8 | 53600 | 2 | 8 | 69500 | 2 | 15 | 14200 | 2 | 8 | 2610 | 2 | 19 | 0 | E | 9 | 0 | E | 9 | 36 | A | 7 | 13 | A | 7 | 25 | A | 7 | 1004 | E | 9 | 360 | A | 7 | 4.6 | A | 7 | 16100 | A | 7 | 77777 | A | 7 | 2.5 | E | 8 | 0.12 | F | 8 | 0.14 | F | 8 | -9900 | -9900 | ? | 0
2002-07-09 | 18:00 | 534 | 1321 | 341 | 2 | 8 | 545 | 2 | 15 | 121 | 2 | 8 | 36300 | 2 | 8 | 52500 | 2 | 15 | 15100 | 2 | 8 | 2350 | 2 | 19 | 0 | E | 9 | 0 | E | 9 | 35 | A | 7 | 13 | A | 7 | 27 | A | 7 | 1004 | E | 9 | 340 | A | 7 | 4.6 | A | 7 | 14500 | A | 7 | 77777 | A | 7 | 2.5 | E | 8 | 0.12 | F | 8 | 0.14 | F | 8 | -9900 | -9900 | ? | 0
2002-07-09 | 19:00 | 308 | 1321 | 182 | 2 | 8 | 339 | 2 | 15 | 103 | 2 | 8 | 19000 | 2 | 8 | 27400 | 2 | 15 | 12600 | 2 | 8 | 2080 | 2 | 19 | 0 | E | 9 | 0 | E | 9 | 34 | A | 7 | 13 | A | 7 | 28 | A | 7 | 1004 | E | 9 | 330 | A | 7 | 2.6 | A | 7 | 14500 | A | 7 | 77777 | A | 7 | 2.5 | E | 8 | 0.12 | F | 8 | 0.14 | F | 8 | -9900 | -9900 | ? | 0
2002-07-09 | 20:00 | 89 | 1244 | 24 | 2 | 8 | 155 | 2 | 15 | 13 | 2 | 8 | 2600 | 2 | 8 | 7900 | 2 | 15 | 2000 | 2 | 8 | 250 | 2 | 19 | 0 | E | 9 | 0 | E | 9 | 28 | A | 7 | 13 | A | 7 | 40 | A | 7 | 1004 | E | 9 | 300 | A | 7 | 1.5 | A | 7 | 16100 | A | 7 | 77777 | A | 7 | 2.4 | E | 8 | 0.12 | F | 8 | 0.14 | F | 8 | -9900 | -9900 | ? | 0
2002-07-09 | 21:00 | 0 | 0 | 0 | 2 | 0 | 0 | 2 | 0 | 0 | 2 | 0 | 0 | 2 | 0 | 0 | 2 | 0 | 0 | 2 | 0 | 0 | 2 | 0 | 0 | E | 9 | 0 | E | 9 | 24 | A | 7 | 13 | A | 7 | 50 | A | 7 | 1004 | E | 9 | 270 | A | 7 | 1.5 | A | 7 | 14500 | A | 7 | 77777 | A | 7 | 2.4 | E | 8 | 0.12 | F | 8 | 0.14 | F | 8 | -9900 | -9900 | ? | 0
2002-07-09 | 22:00 | 0 | 0 | 0 | 2 | 0 | 0 | 2 | 0 | 0 | 2 | 0 | 0 | 2 | 0 | 0 | 2 | 0 | 0 | 2 | 0 | 0 | 2 | 0 | 0 | E | 9 | 0 | E | 9 | 23 | A | 7 | 13 | A | 7 | 53 | A | 7 | 1004 | E | 9 | 0 | A | 7 | 0 | A | 7 | 16100 | A | 7 | 77777 | A | 7 | 2.4 | E | 8 | 0.12 | F | 8 | 0.14 | F | 8 | -9900 | -9900 | ? | 0
2002-07-09 | 23:00 | 0 | 0 | 0 | 2 | 0 | 0 | 2 | 0 | 0 | 2 | 0 | 0 | 2 | 0 | 0 | 2 | 0 | 0 | 2 | 0 | 0 | 2 | 0 | 0 | E | 9 | 0 | E | 9 | 21 | A | 7 | 13 | A | 7 | 60 | A | 7 | 1004 | E | 9 | 0 | A | 7 | 0 | A | 7 | 16100 | A | 7 | 77777 | A | 7 | 2.4 | E | 8 | 0.12 | F | 8 | 0.14 | F | 8 | -9900 | -9900 | ? | 0
2002-07-09 | 24:00 | 0 | 0 | 0 | 2 | 0 | 0 | 2 | 0 | 0 | 2 | 0 | 0 | 2 | 0 | 0 | 2 | 0 | 0 | 2 | 0 | 0 | 2 | 0 | 0 | E | 9 | 0 | E | 9 | 18 | A | 7 | 12 | A | 7 | 68 | A | 7 | 1004 | E | 9 | 230 | A | 7 | 2.1 | A | 7 | 16100 | A | 7 | 77777 | A | 7 | 2.4 | E | 8 | 0.12 | F | 8 | 0.14 | F | 8 | -9900 | -9900 | ? | 0
2002-07-10 | 1:00 | 0 | 0 | 0 | 2 | 0 | 0 | 2 | 0 | 0 | 2 | 0 | 0 | 2 | 0 | 0 | 2 | 0 | 0 | 2 | 0 | 0 | 2 | 0 | 0 | E | 9 | 0 | A | 7 | 18 | A | 7 | 12 | A | 7 | 68 | A | 7 | 1004 | E | 9 | 190 | A | 7 | 1.5 | A | 7 | 16100 | A | 7 | 77777 | A | 7 | 2.4 | E | 8 | 0.12 | F | 8 | 0.14 | F | 8 | -9900 | -9900 | ? | 0
2002-07-10 | 2:00 | 0 | 0 | 0 | 2 | 0 | 0 | 2 | 0 | 0 | 2 | 0 | 0 | 2 | 0 | 0 | 2 | 0 | 0 | 2 | 0 | 0 | 2 | 0 | 0 | E | 9 | 0 | E | 9 | 17 | A | 7 | 12 | A | 7 | 72 | A | 7 | 1004 | E | 9 | 0 | A | 7 | 0 | A | 7 | 16100 | A | 7 | 77777 | A | 7 | 2.3 | E | 8 | 0.12 | F | 8 | 0.14 | F | 8 | -9900 | -9900 | ? | 0
2002-07-10 | 3:00 | 0 | 0 | 0 | 2 | 0 | 0 | 2 | 0 | 0 | 2 | 0 | 0 | 2 | 0 | 0 | 2 | 0 | 0 | 2 | 0 | 0 | 2 | 0 | 0 | E | 9 | 0 | E | 9 | 16 | A | 7 | 12 | A | 7 | 77 | A | 7 | 1004 | E | 9 | 0 | A | 7 | 0 | A | 7 | 16100 | A | 7 | 77777 | A | 7 | 2.2 | E | 8 | 0.12 | F | 8 | 0.14 | F | 8 | -9900 | -9900 | ? | 0
2002-07-10 | 4:00 | 0 | 0 | 0 | 2 | 0 | 0 | 2 | 0 | 0 | 2 | 0 | 0 | 2 | 0 | 0 | 2 | 0 | 0 | 2 | 0 | 0 | 2 | 0 | 0 | E | 9 | 0 | E | 9 | 15 | A | 7 | 11 | A | 7 | 77 | A | 7 | 1004 | E | 9 | 0 | A | 7 | 0 | A | 7 | 16100 | A | 7 | 77777 | A | 7 | 2.2 | E | 8 | 0.12 | F | 8 | 0.14 | F | 8 | -9900 | -9900 | ? | 0
2002-07-10 | 5:00 | 10 | 429 | 0 | 2 | 8 | 0 | 2 | 15 | 0 | 2 | 8 | 0 | 2 | 8 | 0 | 2 | 15 | 0 | 2 | 8 | 0 | 2 | 19 | 0 | E | 9 | 0 | E | 9 | 14 | A | 7 | 11 | A | 7 | 82 | A | 7 | 1004 | E | 9 | 0 | A | 7 | 0 | A | 7 | 16100 | A | 7 | 77777 | A | 7 | 2.2 | E | 8 | 0.12 | F | 8 | 0.14 | F | 8 | -9900 | -9900 | ? | 0
2002-07-10 | 6:00 | 170 | 1322 | 67 | 2 | 8 | 304 | 2 | 15 | 28 | 2 | 8 | 6900 | 2 | 8 | 19400 | 2 | 15 | 4400 | 2 | 8 | 520 | 2 | 19 | 0 | E | 9 | 0 | E | 9 | 17 | A | 7 | 12 | A | 7 | 72 | A | 7 | 1004 | E | 9 | 0 | A | 7 | 0 | A | 7 | 16100 | A | 7 | 77777 | A | 7 | 2.3 | E | 8 | 0.12 | F | 8 | 0.14 | F | 8 | -9900 | -9900 | ? | 0
2002-07-10 | 7:00 | 395 | 1322 | 219 | 2 | 8 | 510 | 2 | 15 | 67 | 2 | 8 | 22800 | 2 | 8 | 45100 | 2 | 15 | 9300 | 2 | 8 | 1270 | 2 | 19 | 0 | E | 9 | 0 | E | 9 | 21 | A | 7 | 13 | A | 7 | 60 | A | 7 | 1004 | E | 9 | 0 | A | 7 | 0 | A | 7 | 12900 | A | 7 | 77777 | A | 7 | 2.3 | E | 8 | 0.12 | F | 8 | 0.14 | F | 8 | -9900 | -9900 | ? | 0
2002-07-10 | 8:00 | 618 | 1322 | 401 | 2 | 8 | 664 | 2 | 15 | 90 | 2 | 8 | 42500 | 2 | 8 | 65300 | 2 | 15 | 12000 | 2 | 8 | 1910 | 2 | 19 | 0 | E | 9 | 0 | E | 9 | 25 | A | 7 | 15 | A | 7 | 54 | A | 7 | 1004 | E | 9 | 300 | A | 7 | 1.5 | A | 7 | 14500 | A | 7 | 77777 | A | 7 | 2.4 | E | 8 | 0.12 | F | 8 | 0.14 | F | 8 | -9900 | -9900 | ? | 0
2002-07-10 | 9:00 | 823 | 1322 | 584 | 2 | 8 | 778 | 2 | 15 | 99 | 2 | 8 | 62000 | 2 | 8 | 78000 | 2 | 15 | 13400 | 2 | 8 | 2430 | 2 | 19 | 0 | E | 9 | 0 | E | 9 | 28 | A | 7 | 14 | A | 7 | 42 | A | 7 | 1004 | E | 9 | 210 | A | 7 | 1.5 | A | 7 | 9700 | A | 7 | 77777 | A | 7 | 2.4 | E | 8 | 0.12 | F | 8 | 0.14 | F | 8 | -9900 | -9900 | ? | 0
2002-07-10 | 10:00 | 996 | 1322 | 729 | 2 | 8 | 828 | 2 | 15 | 104 | 2 | 8 | 75500 | 2 | 8 | 82700 | 2 | 15 | 13000 | 2 | 8 | 2800 | 2 | 19 | 0 | E | 9 | 0 | E | 9 | 30 | A | 7 | 13 | A | 7 | 35 | A | 7 | 1004 | E | 9 | 40 | A | 7 | 2.6 | A | 7 | 14500 | A | 7 | 77777 | A | 7 | 2.4 | E | 8 | 0.12 | F | 8 | 0.14 | F | 8 | -9900 | -9900 | ? | 0
2002-07-10 | 11:00 | 1125 | 1322 | 819 | 2 | 8 | 762 | 2 | 15 | 169 | 2 | 8 | 85800 | 2 | 8 | 76600 | 2 | 15 | 20500 | 2 | 8 | 6630 | 2 | 19 | 0 | E | 9 | 0 | E | 9 | 32 | A | 7 | 14 | A | 7 | 34 | A | 7 | 1004 | E | 9 | 0 | A | 7 | 0 | A | 7 | 12900 | A | 7 | 77777 | A | 7 | 2.4 | E | 8 | 0.12 | F | 8 | 0.14 | F | 8 | -9900 | -9900 | ? | 0
2002-07-10 | 12:00 | 1201 | 1322 | 891 | 2 | 8 | 778 | 2 | 15 | 183 | 2 | 8 | 93500 | 2 | 8 | 78300 | 2 | 15 | 22300 | 2 | 8 | 9440 | 2 | 19 | 0 | E | 9 | 0 | E | 9 | 33 | A | 7 | 14 | A | 7 | 32 | A | 7 | 1004 | E | 9 | 330 | A | 7 | 3.6 | A | 7 | 12900 | A | 7 | 77777 | A | 7 | 2.5 | E | 8 | 0.12 | F | 8 | 0.14 | F | 8 | -9900 | -9900 | ? | 0
2002-07-10 | 13:00 | 1219 | 1322 | 942 | 2 | 8 | 884 | 2 | 15 | 125 | 2 | 8 | 96900 | 2 | 8 | 88700 | 2 | 15 | 14900 | 2 | 8 | 6120 | 2 | 19 | 0 | E | 9 | 0 | E | 9 | 34 | A | 7 | 14 | A | 7 | 30 | A | 7 | 1004 | E | 9 | 310 | A | 7 | 6.2 | A | 7 | 16100 | A | 7 | 77777 | A | 7 | 2.5 | E | 8 | 0.12 | F | 8 | 0.14 | F | 8 | -9900 | -9900 | ? | 0
2002-07-10 | 14:00 | 1178 | 1322 | 883 | 2 | 8 | 834 | 2 | 15 | 139 | 2 | 8 | 90600 | 2 | 8 | 83500 | 2 | 15 | 16000 | 2 | 8 | 5430 | 2 | 19 | 0 | E | 9 | 0 | E | 9 | 34 | A | 7 | 14 | A | 7 | 30 | A | 7 | 1004 | E | 9 | 320 | A | 7 | 7.2 | A | 7 | 14500 | A | 7 | 77777 | A | 7 | 2.3 | E | 8 | 0.12 | F | 8 | 0.14 | F | 8 | -9900 | -9900 | ? | 0
2002-07-10 | 15:00 | 1081 | 1322 | 805 | 2 | 8 | 827 | 2 | 15 | 127 | 2 | 8 | 82800 | 2 | 8 | 82700 | 2 | 15 | 15000 | 2 | 8 | 3710 | 2 | 19 | 0 | E | 9 | 0 | E | 9 | 33 | A | 7 | 16 | A | 7 | 36 | A | 7 | 1004 | E | 9 | 310 | A | 7 | 7.7 | A | 7 | 12900 | A | 7 | 77777 | A | 7 | 2.2 | E | 8 | 0.12 | F | 8 | 0.14 | F | 8 | -9900 | -9900 | ? | 0
2002-07-10 | 16:00 | 934 | 1322 | 686 | 2 | 8 | 805 | 2 | 15 | 117 | 2 | 8 | 72900 | 2 | 8 | 81200 | 2 | 15 | 15400 | 2 | 8 | 3230 | 2 | 19 | 0 | E | 9 | 0 | E | 9 | 32 | A | 7 | 15 | A | 7 | 36 | A | 7 | 1004 | E | 9 | 310 | A | 7 | 8.2 | A | 7 | 14500 | A | 7 | 77777 | A | 7 | 2 | E | 8 | 0.12 | F | 8 | 0.14 | F | 8 | -9900 | -9900 | ? | 0
2002-07-10 | 17:00 | 747 | 1322 | 525 | 2 | 8 | 740 | 2 | 15 | 106 | 2 | 8 | 54600 | 2 | 8 | 73200 | 2 | 15 | 13200 | 2 | 8 | 2300 | 2 | 19 | 0 | E | 9 | 0 | E | 9 | 31 | A | 7 | 15 | A | 7 | 38 | A | 7 | 1004 | E | 9 | 310 | A | 7 | 8.7 | A | 7 | 16100 | A | 7 | 77777 | A | 7 | 2.1 | E | 8 | 0.12 | F | 8 | 0.14 | F | 8 | -9900 | -9900 | ? | 0
2002-07-10 | 18:00 | 533 | 1322 | 308 | 2 | 8 | 394 | 2 | 15 | 149 | 2 | 8 | 32000 | 2 | 8 | 37800 | 2 | 15 | 16800 | 2 | 8 | 2960 | 2 | 19 | 1 | B | 8 | 1 | B | 8 | 29.3 | B | 8 | 14.6 | B | 8 | 41 | A | 7 | 1004 | E | 9 | 310 | B | 8 | 8.5 | B | 8 | -9900 | ? | 0 | 77777 | B | 8 | 2.2 | E | 8 | 0.12 | F | 8 | 0.14 | F | 8 | -9900 | -9900 | ? | 0
2002-07-10 | 19:00 | 307 | 1322 | 183 | 2 | 8 | 394 | 2 | 15 | 92 | 2 | 8 | 18700 | 2 | 8 | 31400 | 2 | 15 | 11400 | 2 | 8 | 1730 | 2 | 19 | 2 | E | 9 | 2 | E | 9 | 27 | A | 7 | 14 | A | 7 | 45 | A | 7 | 1004 | E | 9 | 310 | A | 7 | 8.2 | A | 7 | 16100 | A | 7 | 77777 | A | 7 | 2.3 | E | 8 | 0.12 | F | 8 | 0.14 | F | 8 | -9900 | -9900 | ? | 0
2002-07-10 | 20:00 | 88 | 1244 | 23 | 2 | 8 | 179 | 2 | 15 | 12 | 2 | 8 | 2700 | 2 | 8 | 9100 | 2 | 15 | 2000 | 2 | 8 | 230 | 2 | 19 | 6 | E | 9 | 6 | E | 9 | 24 | A | 7 | 14 | A | 7 | 54 | A | 7 | 1004 | E | 9 | 300 | A | 7 | 7.2 | A | 7 | 16100 | A | 7 | 77777 | A | 7 | 2.3 | E | 8 | 0.12 | F | 8 | 0.14 | F | 8 | -9900 | -9900 | ? | 0
2002-07-10 | 21:00 | 0 | 0 | 0 | 2 | 0 | 0 | 2 | 0 | 0 | 2 | 0 | 0 | 2 | 0 | 0 | 2 | 0 | 0 | 2 | 0 | 0 | 2 | 0 | 3 | E | 9 | 3 | E | 9 | 22 | A | 7 | 12 | A | 7 | 53 | A | 7 | 1004 | E | 9 | 310 | A | 7 | 8.7 | A | 7 | 16100 | A | 7 | 77777 | A | 7 | 2.4 | E | 8 | 0.12 | F | 8 | 0.14 | F | 8 | -9900 | -9900 | ? | 0
2002-07-10 | 22:00 | 0 | 0 | 0 | 2 | 0 | 0 | 2 | 0 | 0 | 2 | 0 | 0 | 2 | 0 | 0 | 2 | 0 | 0 | 2 | 0 | 0 | 2 | 0 | 0 | E | 9 | 0 | E | 9 | 20 | A | 7 | 12 | A | 7 | 60 | A | 7 | 1004 | E | 9 | 310 | A | 7 | 7.2 | A | 7 | 16100 | A | 7 | 77777 | A | 7 | 2.4 | E | 8 | 0.12 | F | 8 | 0.14 | F | 8 | -9900 | -9900 | ? | 0
2002-07-10 | 23:00 | 0 | 0 | 0 | 2 | 0 | 0 | 2 | 0 | 0 | 2 | 0 | 0 | 2 | 0 | 0 | 2 | 0 | 0 | 2 | 0 | 0 | 2 | 0 | 0 | E | 9 | 0 | E | 9 | 19 | A | 7 | 11 | A | 7 | 60 | A | 7 | 1004 | E | 9 | 310 | A | 7 | 6.7 | A | 7 | 16100 | A | 7 | 77777 | A | 7 | 2.4 | E | 8 | 0.12 | F | 8 | 0.14 | F | 8 | -9900 | -9900 | ? | 0
2002-07-10 | 24:00 | 0 | 0 | 0 | 2 | 0 | 0 | 2 | 0 | 0 | 2 | 0 | 0 | 2 | 0 | 0 | 2 | 0 | 0 | 2 | 0 | 0 | 2 | 0 | 0 | E | 9 | 0 | E | 9 | 18 | A | 7 | 11 | A | 7 | 64 | A | 7 | 1004 | E | 9 | 310 | A | 7 | 6.7 | A | 7 | 16100 | A | 7 | 77777 | A | 7 | 2.4 | E | 8 | 0.12 | F | 8 | 0.14 | F | 8 | -9900 | -9900 | ? | 0
2002-07-11 | 1:00 | 0 | 0 | 0 | 2 | 0 | 0 | 2 | 0 | 0 | 2 | 0 | 0 | 2 | 0 | 0 | 2 | 0 | 0 | 2 | 0 | 0 | 2 | 0 | 4 | E | 9 | 3 | E | 9 | 18 | A | 7 | 11 | A | 7 | 64 | A | 7 | 1004 | E | 9 | 310 | A | 7 | 5.7 | A | 7 | 16100 | A | 7 | 77777 | A | 7 | 2.4 | E | 8 | 0.12 | F | 8 | 0.14 | F | 8 | -9900 | -9900 | ? | 0
2002-07-11 | 2:00 | 0 | 0 | 0 | 2 | 0 | 0 | 2 | 0 | 0 | 2 | 0 | 0 | 2 | 0 | 0 | 2 | 0 | 0 | 2 | 0 | 0 | 2 | 0 | 1 | E | 9 | 1 | E | 9 | 17 | A | 7 | 11 | A | 7 | 68 | A | 7 | 1004 | E | 9 | 310 | A | 7 | 4.6 | A | 7 | 16100 | A | 7 | 77777 | A | 7 | 2.3 | E | 8 | 0.12 | F | 8 | 0.14 | F | 8 | -9900 | -9900 | ? | 0
2002-07-11 | 3:00 | 0 | 0 | 0 | 2 | 0 | 0 | 2 | 0 | 0 | 2 | 0 | 0 | 2 | 0 | 0 | 2 | 0 | 0 | 2 | 0 | 0 | 2 | 0 | 3 | E | 9 | 3 | E | 9 | 16 | A | 7 | 11 | A | 7 | 72 | A | 7 | 1004 | E | 9 | 300 | A | 7 | 5.1 | A | 7 | 16100 | A | 7 | 77777 | A | 7 | 2.3 | E | 8 | 0.12 | F | 8 | 0.14 | F | 8 | -9900 | -9900 | ? | 0
2002-07-11 | 4:00 | 0 | 0 | 0 | 2 | 0 | 0 | 2 | 0 | 0 | 2 | 0 | 0 | 2 | 0 | 0 | 2 | 0 | 0 | 2 | 0 | 0 | 2 | 0 | 0 | E | 9 | 0 | E | 9 | 16 | A | 7 | 11 | A | 7 | 72 | A | 7 | 1004 | E | 9 | 310 | A | 7 | 3.1 | A | 7 | 16100 | A | 7 | 77777 | A | 7 | 2.2 | E | 8 | 0.12 | F | 8 | 0.14 | F | 8 | -9900 | -9900 | ? | 0
2002-07-11 | 5:00 | 9 | 430 | 0 | 2 | 8 | 0 | 2 | 15 | 0 | 2 | 8 | 0 | 2 | 8 | 0 | 2 | 15 | 0 | 2 | 8 | 0 | 2 | 19 | 1 | E | 9 | 1 | E | 9 | 16 | A | 7 | 11 | A | 7 | 72 | A | 7 | 1004 | E | 9 | 320 | A | 7 | 3.1 | A | 7 | 16100 | A | 7 | 77777 | A | 7 | 2.3 | E | 8 | 0.12 | F | 8 | 0.14 | F | 8 | -9900 | -9900 | ? | 0
2002-07-11 | 6:00 | 168 | 1322 | 67 | 2 | 8 | 312 | 2 | 15 | 27 | 2 | 8 | 6900 | 2 | 8 | 19800 | 2 | 15 | 4400 | 2 | 8 | 500 | 2 | 19 | 1 | E | 9 | 1 | E | 9 | 17 | A | 7 | 11 | A | 7 | 68 | A | 7 | 1004 | E | 9 | 320 | A | 7 | 3.1 | A | 7 | 16100 | A | 7 | 77777 | A | 7 | 2.3 | E | 8 | 0.12 | F | 8 | 0.14 | F | 8 | -9900 | -9900 | ? | 0
2002-07-11 | 7:00 | 392 | 1322 | 215 | 2 | 8 | 466 | 2 | 15 | 76 | 2 | 8 | 22100 | 2 | 8 | 40800 | 2 | 15 | 9900 | 2 | 8 | 1410 | 2 | 19 | 2 | E | 9 | 2 | E | 9 | 18 | A | 7 | 12 | A | 7 | 68 | A | 7 | 1004 | E | 9 | 310 | A | 7 | 3.1 | A | 7 | 16100 | A | 7 | 77777 | A | 7 | 2.3 | E | 8 | 0.12 | F | 8 | 0.14 | F | 8 | -9900 | -9900 | ? | 0
2002-07-11 | 8:00 | 616 | 1322 | 410 | 2 | 8 | 704 | 2 | 15 | 82 | 2 | 8 | 42800 | 2 | 8 | 68300 | 2 | 15 | 10900 | 2 | 8 | 1710 | 2 | 19 | 0 | E | 9 | 0 | E | 9 | 22 | A | 7 | 11 | A | 7 | 50 | A | 7 | 1004 | E | 9 | 320 | A | 7 | 2.1 | A | 7 | 16100 | A | 7 | 77777 | A | 7 | 2.3 | E | 8 | 0.12 | F | 8 | 0.14 | F | 8 | -9900 | -9900 | ? | 0
2002-07-11 | 9:00 | 821 | 1322 | 573 | 2 | 8 | 731 | 2 | 15 | 119 | 2 | 8 | 61400 | 2 | 8 | 74300 | 2 | 15 | 15200 | 2 | 8 | 2980 | 2 | 19 | 0 | E | 9 | 0 | E | 9 | 24 | A | 7 | 10 | A | 7 | 41 | A | 7 | 1004 | E | 9 | 350 | A | 7 | 2.1 | A | 7 | 12900 | A | 7 | 77777 | A | 7 | 2.4 | E | 8 | 0.12 | F | 8 | 0.14 | F | 8 | -9900 | -9900 | ? | 0
2002-07-11 | 10:00 | 994 | 1322 | 718 | 2 | 8 | 792 | 2 | 15 | 121 | 2 | 8 | 76600 | 2 | 8 | 80200 | 2 | 15 | 16200 | 2 | 8 | 3700 | 2 | 19 | 2 | E | 9 | 2 | E | 9 | 27 | A | 7 | 12 | A | 7 | 39 | A | 7 | 1004 | E | 9 | 20 | A | 7 | 2.1 | A | 7 | 14500 | A | 7 | 77777 | A | 7 | 2.4 | E | 8 | 0.12 | F | 8 | 0.14 | F | 8 | -9900 | -9900 | ? | 0
2002-07-11 | 11:00 | 1123 | 1322 | 853 | 2 | 8 | 881 | 2 | 15 | 102 | 2 | 8 | 88200 | 2 | 8 | 88300 | 2 | 15 | 13000 | 2 | 8 | 3760 | 2 | 19 | 1 | B | 8 | 1 | B | 8 | 29.1 | B | 8 | 12 | B | 8 | 35 | A | 7 | 1004 | E | 9 | 30 | B | 8 | 3.1 | B | 8 | -9900 | ? | 0 | 77777 | B | 8 | 2.4 | E | 8 | 0.12 | F | 8 | 0.14 | F | 8 | -9900 | -9900 | ? | 0
2002-07-11 | 12:00 | 1200 | 1322 | 927 | 2 | 8 | 868 | 2 | 15 | 137 | 2 | 8 | 95000 | 2 | 8 | 87000 | 2 | 15 | 15900 | 2 | 8 | 5910 | 2 | 19 | 0 | E | 9 | 0 | E | 9 | 31 | A | 7 | 12 | A | 7 | 31 | A | 7 | 1004 | E | 9 | 40 | A | 7 | 4.1 | A | 7 | 14500 | A | 7 | 77777 | A | 7 | 2.4 | E | 8 | 0.12 | F | 8 | 0.14 | F | 8 | -9900 | -9900 | ? | 0
2002-07-11 | 13:00 | 1218 | 1322 | 924 | 2 | 8 | 830 | 2 | 15 | 158 | 2 | 8 | 98800 | 2 | 8 | 84100 | 2 | 15 | 21100 | 2 | 8 | 9060 | 2 | 19 | 0 | E | 9 | 0 | E | 9 | 33 | A | 7 | 11 | A | 7 | 26 | A | 7 | 1004 | E | 9 | 20 | A | 7 | 4.1 | A | 7 | 14500 | A | 7 | 77777 | A | 7 | 2.5 | E | 8 | 0.12 | F | 8 | 0.14 | F | 8 | -9900 | -9900 | ? | 0
2002-07-11 | 14:00 | 1177 | 1322 | 865 | 2 | 8 | 755 | 2 | 15 | 191 | 2 | 8 | 90100 | 2 | 8 | 75700 | 2 | 15 | 22500 | 2 | 8 | 8820 | 2 | 19 | 0 | E | 9 | 0 | E | 9 | 34 | A | 7 | 11 | A | 7 | 25 | A | 7 | 1004 | E | 9 | 10 | A | 7 | 3.6 | A | 7 | 14500 | A | 7 | 77777 | A | 7 | 2.3 | E | 8 | 0.12 | F | 8 | 0.14 | F | 8 | -9900 | -9900 | ? | 0
2002-07-11 | 15:00 | 1080 | 1322 | 811 | 2 | 8 | 833 | 2 | 15 | 129 | 2 | 8 | 83400 | 2 | 8 | 83300 | 2 | 15 | 15200 | 2 | 8 | 3720 | 2 | 19 | 0 | E | 9 | 0 | E | 9 | 34 | A | 7 | 15 | A | 7 | 32 | A | 7 | 1004 | E | 9 | 300 | A | 7 | 5.7 | A | 7 | 12900 | A | 7 | 77777 | A | 7 | 2.2 | E | 8 | 0.12 | F | 8 | 0.14 | F | 8 | -9900 | -9900 | ? | 0
2002-07-11 | 16:00 | 933 | 1322 | 673 | 2 | 8 | 744 | 2 | 15 | 147 | 2 | 8 | 72000 | 2 | 8 | 76000 | 2 | 15 | 18200 | 2 | 8 | 4230 | 2 | 19 | 0 | E | 9 | 0 | E | 9 | 33 | A | 7 | 15 | A | 7 | 34 | A | 7 | 1004 | E | 9 | 310 | A | 7 | 6.2 | A | 7 | 16100 | A | 7 | 77777 | A | 7 | 2 | E | 8 | 0.12 | F | 8 | 0.14 | F | 8 | -9900 | -9900 | ? | 0
2002-07-11 | 17:00 | 746 | 1322 | 511 | 2 | 8 | 727 | 2 | 15 | 100 | 2 | 8 | 53500 | 2 | 8 | 72000 | 2 | 15 | 12800 | 2 | 8 | 2220 | 2 | 19 | 0 | E | 9 | 0 | E | 9 | 32 | A | 7 | 15 | A | 7 | 36 | A | 7 | 1004 | E | 9 | 310 | A | 7 | 6.2 | A | 7 | 14500 | A | 7 | 77777 | A | 7 | 2 | E | 8 | 0.12 | F | 8 | 0.14 | F | 8 | -9900 | -9900 | ? | 0
2002-07-11 | 18:00 | 532 | 1322 | 359 | 2 | 8 | 631 | 2 | 15 | 105 | 2 | 8 | 37100 | 2 | 8 | 59600 | 2 | 15 | 13100 | 2 | 8 | 2030 | 2 | 19 | 0 | E | 9 | 0 | E | 9 | 29 | A | 7 | 14 | A | 7 | 40 | A | 7 | 1004 | E | 9 | 310 | A | 7 | 7.7 | A | 7 | 14500 | A | 7 | 77777 | A | 7 | 2.1 | E | 8 | 0.12 | F | 8 | 0.14 | F | 8 | -9900 | -9900 | ? | 0
2002-07-11 | 19:00 | 306 | 1322 | 184 | 2 | 8 | 411 | 2 | 15 | 89 | 2 | 8 | 18800 | 2 | 8 | 32700 | 2 | 15 | 11300 | 2 | 8 | 1670 | 2 | 19 | 0 | E | 9 | 0 | E | 9 | 27 | A | 7 | 14 | A | 7 | 45 | A | 7 | 1004 | E | 9 | 310 | A | 7 | 7.2 | A | 7 | 16100 | A | 7 | 77777 | A | 7 | 2.1 | E | 8 | 0.12 | F | 8 | 0.14 | F | 8 | -9900 | -9900 | ? | 0
2002-07-11 | 20:00 | 86 | 1222 | 23 | 2 | 8 | 184 | 2 | 15 | 11 | 2 | 8 | 2600 | 2 | 8 | 10600 | 2 | 15 | 1800 | 2 | 8 | 250 | 2 | 19 | 1 | E | 9 | 1 | E | 9 | 23 | A | 7 | 13 | A | 7 | 53 | A | 7 | 1004 | E | 9 | 310 | A | 7 | 7.7 | A | 7 | 16100 | A | 7 | 77777 | A | 7 | 2.1 | E | 8 | 0.12 | F | 8 | 0.14 | F | 8 | -9900 | -9900 | ? | 0
2002-07-11 | 21:00 | 0 | 0 | 0 | 2 | 0 | 0 | 2 | 0 | 0 | 2 | 0 | 0 | 2 | 0 | 0 | 2 | 0 | 0 | 2 | 0 | 0 | 2 | 0 | 0 | E | 9 | 0 | E | 9 | 21 | A | 7 | 13 | A | 7 | 60 | A | 7 | 1004 | E | 9 | 310 | A | 7 | 6.2 | A | 7 | 16100 | A | 7 | 77777 | A | 7 | 2.1 | E | 8 | 0.12 | F | 8 | 0.14 | F | 8 | -9900 | -9900 | ? | 0
2002-07-11 | 22:00 | 0 | 0 | 0 | 2 | 0 | 0 | 2 | 0 | 0 | 2 | 0 | 0 | 2 | 0 | 0 | 2 | 0 | 0 | 2 | 0 | 0 | 2 | 0 | 0 | E | 9 | 0 | E | 9 | 19 | A | 7 | 12 | A | 7 | 64 | A | 7 | 1004 | E | 9 | 300 | A | 7 | 6.7 | A | 7 | 16100 | A | 7 | 77777 | A | 7 | 2.1 | E | 8 | 0.12 | F | 8 | 0.14 | F | 8 | -9900 | -9900 | ? | 0
2002-07-11 | 23:00 | 0 | 0 | 0 | 2 | 0 | 0 | 2 | 0 | 0 | 2 | 0 | 0 | 2 | 0 | 0 | 2 | 0 | 0 | 2 | 0 | 0 | 2 | 0 | 0 | E | 9 | 0 | E | 9 | 18 | A | 7 | 12 | A | 7 | 68 | A | 7 | 1004 | E | 9 | 300 | A | 7 | 5.7 | A | 7 | 16100 | A | 7 | 77777 | A | 7 | 2.1 | E | 8 | 0.12 | F | 8 | 0.14 | F | 8 | -9900 | -9900 | ? | 0
2002-07-11 | 24:00 | 0 | 0 | 0 | 2 | 0 | 0 | 2 | 0 | 0 | 2 | 0 | 0 | 2 | 0 | 0 | 2 | 0 | 0 | 2 | 0 | 0 | 2 | 0 | 0 | E | 9 | 0 | E | 9 | 17 | A | 7 | 11 | A | 7 | 68 | A | 7 | 1004 | E | 9 | 300 | A | 7 | 5.7 | A | 7 | 16100 | A | 7 | 77777 | A | 7 | 2.1 | E | 8 | 0.12 | F | 8 | 0.14 | F | 8 | -9900 | -9900 | ? | 0
2002-07-12 | 1:00 | 0 | 0 | 0 | 2 | 0 | 0 | 2 | 0 | 0 | 2 | 0 | 0 | 2 | 0 | 0 | 2 | 0 | 0 | 2 | 0 | 0 | 2 | 0 | 0 | E | 9 | 0 | E | 9 | 17 | A | 7 | 11 | A | 7 | 68 | A | 7 | 1004 | E | 9 | 310 | A | 7 | 5.1 | A | 7 | 16100 | A | 7 | 77777 | A | 7 | 2.2 | E | 8 | 0.119 | F | 8 | 0.14 | F | 8 | -9900 | -9900 | ? | 0
2002-07-12 | 2:00 | 0 | 0 | 0 | 2 | 0 | 0 | 2 | 0 | 0 | 2 | 0 | 0 | 2 | 0 | 0 | 2 | 0 | 0 | 2 | 0 | 0 | 2 | 0 | 0 | E | 9 | 0 | E | 9 | 17 | A | 7 | 11 | A | 7 | 68 | A | 7 | 1004 | E | 9 | 310 | A | 7 | 4.6 | A | 7 | 16100 | A | 7 | 77777 | A | 7 | 2.2 | E | 8 | 0.119 | F | 8 | 0.14 | F | 8 | -9900 | -9900 | ? | 0
2002-07-12 | 3:00 | 0 | 0 | 0 | 2 | 0 | 0 | 2 | 0 | 0 | 2 | 0 | 0 | 2 | 0 | 0 | 2 | 0 | 0 | 2 | 0 | 0 | 2 | 0 | 0 | E | 9 | 0 | E | 9 | 16 | A | 7 | 11 | A | 7 | 72 | A | 7 | 1004 | E | 9 | 300 | A | 7 | 4.1 | A | 7 | 16100 | A | 7 | 77777 | A | 7 | 2.2 | E | 8 | 0.119 | F | 8 | 0.14 | F | 8 | -9900 | -9900 | ? | 0
2002-07-12 | 4:00 | 0 | 0 | 0 | 2 | 0 | 0 | 2 | 0 | 0 | 2 | 0 | 0 | 2 | 0 | 0 | 2 | 0 | 0 | 2 | 0 | 0 | 2 | 0 | 0 | E | 9 | 0 | E | 9 | 14 | A | 7 | 11 | A | 7 | 82 | A | 7 | 1004 | E | 9 | 300 | A | 7 | 3.6 | A | 7 | 16100 | A | 7 | 77777 | A | 7 | 2.2 | E | 8 | 0.119 | F | 8 | 0.14 | F | 8 | -9900 | -9900 | ? | 0
2002-07-12 | 5:00 | 9 | 408 | 0 | 2 | 8 | 0 | 2 | 15 | 0 | 2 | 8 | 0 | 2 | 8 | 0 | 2 | 15 | 0 | 2 | 8 | 0 | 2 | 19 | 0 | E | 9 | 0 | E | 9 | 14 | A | 7 | 11 | A | 7 | 82 | A | 7 | 1004 | E | 9 | 0 | A | 7 | 0 | A | 7 | 16100 | A | 7 | 77777 | A | 7 | 2.3 | E | 8 | 0.119 | F | 8 | 0.14 | F | 8 | -9900 | -9900 | ? | 0
2002-07-12 | 6:00 | 165 | 1322 | 66 | 2 | 8 | 306 | 2 | 15 | 28 | 2 | 8 | 6800 | 2 | 8 | 19200 | 2 | 15 | 4400 | 2 | 8 | 510 | 2 | 19 | 0 | E | 9 | 0 | E | 9 | 16 | A | 7 | 11 | A | 7 | 72 | A | 7 | 1004 | E | 9 | 0 | A | 7 | 0 | A | 7 | 16100 | A | 7 | 77777 | A | 7 | 2.3 | E | 8 | 0.119 | F | 8 | 0.14 | F | 8 | -9900 | -9900 | ? | 0
2002-07-12 | 7:00 | 390 | 1322 | 214 | 2 | 8 | 477 | 2 | 15 | 73 | 2 | 8 | 22100 | 2 | 8 | 41800 | 2 | 15 | 9700 | 2 | 8 | 1360 | 2 | 19 | 0 | E | 9 | 0 | E | 9 | 19 | A | 7 | 11 | A | 7 | 60 | A | 7 | 1004 | E | 9 | 310 | A | 7 | 2.1 | A | 7 | 14500 | A | 7 | 77777 | A | 7 | 2.4 | E | 8 | 0.119 | F | 8 | 0.14 | F | 8 | -9900 | -9900 | ? | 0
2002-07-12 | 8:00 | 613 | 1322 | 405 | 2 | 8 | 686 | 2 | 15 | 86 | 2 | 8 | 43100 | 2 | 8 | 67500 | 2 | 15 | 11700 | 2 | 8 | 1830 | 2 | 19 | 0 | E | 9 | 0 | E | 9 | 22 | A | 7 | 10 | A | 7 | 46 | A | 7 | 1004 | E | 9 | 70 | A | 7 | 2.1 | A | 7 | -9900 | ? | 0 | 77777 | A | 7 | 2.4 | E | 8 | 0.119 | F | 8 | 0.14 | F | 8 | -9900 | -9900 | ? | 0
2002-07-12 | 9:00 | 819 | 1322 | 563 | 2 | 8 | 737 | 2 | 15 | 105 | 2 | 8 | 59300 | 2 | 8 | 73700 | 2 | 15 | 13600 | 2 | 8 | 2520 | 2 | 19 | 0 | E | 9 | 0 | E | 9 | 24 | A | 7 | 8 | A | 7 | 36 | A | 7 | 1004 | E | 9 | 50 | A | 7 | 1.5 | A | 7 | 16100 | A | 7 | 77777 | A | 7 | 2.4 | E | 8 | 0.119 | F | 8 | 0.14 | F | 8 | -9900 | -9900 | ? | 0
2002-07-12 | 10:00 | 992 | 1322 | 701 | 2 | 8 | 751 | 2 | 15 | 136 | 2 | 8 | 73800 | 2 | 8 | 75600 | 2 | 15 | 17000 | 2 | 8 | 4010 | 2 | 19 | 0 | E | 9 | 0 | E | 9 | 26 | A | 7 | 8 | A | 7 | 32 | A | 7 | 1004 | E | 9 | 320 | A | 7 | 1.5 | A | 7 | 14500 | A | 7 | 77777 | A | 7 | 2.4 | E | 8 | 0.119 | F | 8 | 0.14 | F | 8 | -9900 | -9900 | ? | 0
2002-07-12 | 11:00 | 1122 | 1322 | 807 | 2 | 8 | 726 | 2 | 15 | 189 | 2 | 8 | 86500 | 2 | 8 | 74500 | 2 | 15 | 23200 | 2 | 8 | 8070 | 2 | 19 | 0 | E | 9 | 0 | E | 9 | 29 | A | 7 | 9 | A | 7 | 29 | A | 7 | 1004 | E | 9 | 350 | A | 7 | 2.6 | A | 7 | 12900 | A | 7 | 77777 | A | 7 | 2.5 | E | 8 | 0.119 | F | 8 | 0.14 | F | 8 | -9900 | -9900 | ? | 0
2002-07-12 | 12:00 | 1198 | 1322 | 885 | 2 | 8 | 676 | 2 | 15 | 271 | 2 | 8 | 93300 | 2 | 8 | 68400 | 2 | 15 | 31100 | 2 | 8 | 14760 | 2 | 19 | 0 | E | 9 | 0 | E | 9 | 32 | A | 7 | 11 | A | 7 | 28 | A | 7 | 1004 | E | 9 | 60 | A | 7 | 3.1 | A | 7 | 9700 | A | 7 | 77777 | A | 7 | 2.5 | E | 8 | 0.119 | F | 8 | 0.14 | F | 8 | -9900 | -9900 | ? | 0
2002-07-12 | 13:00 | 1217 | 1322 | 462 | 2 | 8 | 102 | 2 | 15 | 368 | 2 | 8 | 51500 | 2 | 8 | 10900 | 2 | 15 | 41400 | 2 | 8 | 19140 | 2 | 19 | 0 | E | 9 | 0 | E | 9 | 33 | A | 7 | 10 | A | 7 | 24 | A | 7 | 1004 | E | 9 | 40 | A | 7 | 5.1 | A | 7 | 12900 | A | 7 | 77777 | A | 7 | 2.6 | E | 8 | 0.119 | F | 8 | 0.14 | F | 8 | -9900 | -9900 | ? | 0
2002-07-12 | 14:00 | 1176 | 1322 | 351 | 2 | 8 | 30 | 2 | 15 | 324 | 2 | 8 | 38800 | 2 | 8 | 3100 | 2 | 15 | 36100 | 2 | 8 | 15670 | 2 | 19 | 2 | E | 9 | 2 | E | 9 | 33 | A | 7 | 8 | A | 7 | 21 | A | 7 | 1004 | E | 9 | 40 | A | 7 | 5.7 | A | 7 | 14500 | A | 7 | 77777 | A | 7 | 2.7 | E | 8 | 0.119 | F | 8 | 0.14 | F | 8 | -9900 | -9900 | ? | 0
2002-07-12 | 15:00 | 1079 | 1322 | 753 | 2 | 8 | 620 | 2 | 15 | 246 | 2 | 8 | 78900 | 2 | 8 | 62600 | 2 | 15 | 27700 | 2 | 8 | 9090 | 2 | 19 | 6 | E | 9 | 6 | E | 9 | 34 | A | 7 | 8 | A | 7 | 20 | A | 7 | 1004 | E | 9 | 20 | A | 7 | 5.1 | A | 7 | 16100 | A | 7 | 77777 | A | 7 | 2.8 | E | 8 | 0.119 | F | 8 | 0.14 | F | 8 | -9900 | -9900 | ? | 0
2002-07-12 | 16:00 | 932 | 1322 | 660 | 2 | 8 | 713 | 2 | 15 | 156 | 2 | 8 | 70200 | 2 | 8 | 72700 | 2 | 15 | 18900 | 2 | 8 | 4450 | 2 | 19 | 8 | E | 9 | 6 | E | 9 | 34 | A | 7 | 11 | A | 7 | 25 | A | 7 | 1004 | E | 9 | 50 | A | 7 | 5.1 | A | 7 | 12900 | A | 7 | 77777 | A | 7 | 2.9 | E | 8 | 0.119 | F | 8 | 0.14 | F | 8 | -9900 | -9900 | ? | 0
2002-07-12 | 17:00 | 744 | 1322 | 504 | 2 | 8 | 671 | 2 | 15 | 125 | 2 | 8 | 53200 | 2 | 8 | 67200 | 2 | 15 | 15200 | 2 | 8 | 2860 | 2 | 19 | 6 | E | 9 | 4 | E | 9 | 35 | A | 7 | 11 | A | 7 | 23 | A | 7 | 1004 | E | 9 | 50 | A | 7 | 2.6 | A | 7 | 12900 | A | 7 | 77777 | A | 7 | 3 | E | 8 | 0.119 | F | 8 | 0.14 | F | 8 | -9900 | -9900 | ? | 0
2002-07-12 | 18:00 | 530 | 1322 | 359 | 2 | 8 | 638 | 2 | 15 | 103 | 2 | 8 | 37200 | 2 | 8 | 60300 | 2 | 15 | 13000 | 2 | 8 | 2000 | 2 | 19 | 1 | E | 9 | 1 | E | 9 | 31 | A | 7 | 17 | A | 7 | 43 | A | 7 | 1004 | E | 9 | 310 | A | 7 | 7.7 | A | 7 | 14500 | A | 7 | 77777 | A | 7 | 3.1 | E | 8 | 0.119 | F | 8 | 0.14 | F | 8 | -9900 | -9900 | ? | 0
2002-07-12 | 19:00 | 304 | 1322 | 186 | 2 | 8 | 427 | 2 | 15 | 87 | 2 | 8 | 19000 | 2 | 8 | 33900 | 2 | 15 | 11200 | 2 | 8 | 1620 | 2 | 19 | 2 | E | 9 | 2 | E | 9 | 26 | A | 7 | 13 | A | 7 | 45 | A | 7 | 1004 | E | 9 | 310 | A | 7 | 6.2 | A | 7 | -9900 | ? | 0 | 77777 | A | 7 | 3.3 | E | 8 | 0.119 | F | 8 | 0.14 | F | 8 | -9900 | -9900 | ? | 0
2002-07-12 | 20:00 | 85 | 1223 | 22 | 2 | 8 | 189 | 2 | 15 | 10 | 2 | 8 | 2500 | 2 | 8 | 10900 | 2 | 15 | 1700 | 2 | 8 | 230 | 2 | 19 | 10 | E | 9 | 9 | E | 9 | 22 | A | 7 | 12 | A | 7 | 53 | A | 7 | 1004 | E | 9 | 310 | A | 7 | 9.3 | A | 7 | 14500 | A | 7 | 77777 | A | 7 | 3.3 | E | 8 | 0.119 | F | 8 | 0.14 | F | 8 | -9900 | -9900 | ? | 0
2002-07-12 | 21:00 | 0 | 0 | 0 | 2 | 0 | 0 | 2 | 0 | 0 | 2 | 0 | 0 | 2 | 0 | 0 | 2 | 0 | 0 | 2 | 0 | 0 | 2 | 0 | 10 | E | 9 | 9 | E | 9 | 20 | A | 7 | 11 | A | 7 | 56 | A | 7 | 1004 | E | 9 | 310 | A | 7 | 8.2 | A | 7 | 16100 | A | 7 | 77777 | A | 7 | 3.4 | E | 8 | 0.119 | F | 8 | 0.14 | F | 8 | -9900 | -9900 | ? | 0
2002-07-12 | 22:00 | 0 | 0 | 0 | 2 | 0 | 0 | 2 | 0 | 0 | 2 | 0 | 0 | 2 | 0 | 0 | 2 | 0 | 0 | 2 | 0 | 0 | 2 | 0 | 10 | E | 9 | 5 | E | 9 | 21 | A | 7 | 11 | A | 7 | 53 | A | 7 | 1004 | E | 9 | 320 | A | 7 | 5.1 | A | 7 | 16100 | A | 7 | 77777 | A | 7 | 3.4 | E | 8 | 0.119 | F | 8 | 0.14 | F | 8 | -9900 | -9900 | ? | 0
2002-07-12 | 23:00 | 0 | 0 | 0 | 2 | 0 | 0 | 2 | 0 | 0 | 2 | 0 | 0 | 2 | 0 | 0 | 2 | 0 | 0 | 2 | 0 | 0 | 2 | 0 | 10 | E | 9 | 8 | E | 9 | 20 | A | 7 | 12 | A | 7 | 60 | A | 7 | 1004 | E | 9 | 300 | A | 7 | 3.1 | A | 7 | 16100 | A | 7 | 77777 | A | 7 | 3.4 | E | 8 | 0.119 | F | 8 | 0.14 | F | 8 | -9900 | -9900 | ? | 0
2002-07-12 | 24:00 | 0 | 0 | 0 | 2 | 0 | 0 | 2 | 0 | 0 | 2 | 0 | 0 | 2 | 0 | 0 | 2 | 0 | 0 | 2 | 0 | 0 | 2 | 0 | 10 | E | 9 | 5 | E | 9 | 20 | A | 7 | 12 | A | 7 | 60 | A | 7 | 1004 | E | 9 | 330 | A | 7 | 8.2 | A | 7 | 16100 | A | 7 | 77777 | A | 7 | 3.4 | E | 8 | 0.119 | F | 8 | 0.14 | F | 8 | -9900 | -9900 | ? | 0
2002-07-13 | 1:00 | 0 | 0 | 0 | 2 | 0 | 0 | 2 | 0 | 0 | 2 | 0 | 0 | 2 | 0 | 0 | 2 | 0 | 0 | 2 | 0 | 0 | 2 | 0 | 9 | E | 9 | 6 | E | 9 | 19 | A | 7 | 12 | A | 7 | 64 | A | 7 | 1004 | E | 9 | 320 | A | 7 | 4.1 | A | 7 | 16100 | A | 7 | 77777 | A | 7 | 3.4 | E | 8 | 0.119 | F | 8 | 0.14 | F | 8 | -9900 | -9900 | ? | 0
2002-07-13 | 2:00 | 0 | 0 | 0 | 2 | 0 | 0 | 2 | 0 | 0 | 2 | 0 | 0 | 2 | 0 | 0 | 2 | 0 | 0 | 2 | 0 | 0 | 2 | 0 | 9 | E | 9 | 8 | E | 9 | 17 | A | 7 | 11 | A | 7 | 68 | A | 7 | 1004 | E | 9 | 320 | A | 7 | 7.2 | A | 7 | 16100 | A | 7 | 77777 | A | 7 | 3.4 | E | 8 | 0.119 | F | 8 | 0.14 | F | 8 | -9900 | -9900 | ? | 0
2002-07-13 | 3:00 | 0 | 0 | 0 | 2 | 0 | 0 | 2 | 0 | 0 | 2 | 0 | 0 | 2 | 0 | 0 | 2 | 0 | 0 | 2 | 0 | 0 | 2 | 0 | 2 | E | 9 | 2 | E | 9 | 16 | A | 7 | 11 | A | 7 | 72 | A | 7 | 1004 | E | 9 | 310 | A | 7 | 7.7 | A | 7 | 16100 | A | 7 | 77777 | A | 7 | 3.5 | E | 8 | 0.119 | F | 8 | 0.14 | F | 8 | -9900 | -9900 | ? | 0
2002-07-13 | 4:00 | 0 | 0 | 0 | 2 | 0 | 0 | 2 | 0 | 0 | 2 | 0 | 0 | 2 | 0 | 0 | 2 | 0 | 0 | 2 | 0 | 0 | 2 | 0 | 2 | E | 9 | 2 | E | 9 | 16 | A | 7 | 11 | A | 7 | 72 | A | 7 | 1004 | E | 9 | 310 | A | 7 | 3.1 | A | 7 | 16100 | A | 7 | 77777 | A | 7 | 3.5 | E | 8 | 0.119 | F | 8 | 0.14 | F | 8 | -9900 | -9900 | ? | 0
2002-07-13 | 5:00 | 8 | 386 | 0 | 2 | 8 | 0 | 2 | 15 | 0 | 2 | 8 | 0 | 2 | 8 | 0 | 2 | 15 | 0 | 2 | 8 | 0 | 2 | 19 | 2 | E | 9 | 2 | E | 9 | 16 | A | 7 | 11 | A | 7 | 72 | A | 7 | 1004 | E | 9 | 310 | A | 7 | 5.1 | A | 7 | 16100 | A | 7 | 77777 | A | 7 | 3.5 | E | 8 | 0.119 | F | 8 | 0.14 | F | 8 | -9900 | -9900 | ? | 0
2002-07-13 | 6:00 | 162 | 1322 | 60 | 2 | 8 | 251 | 2 | 15 | 29 | 2 | 8 | 6100 | 2 | 8 | 15600 | 2 | 15 | 4200 | 2 | 8 | 530 | 2 | 19 | 2 | E | 9 | 2 | E | 9 | 16 | A | 7 | 11 | A | 7 | 72 | A | 7 | 1004 | E | 9 | 310 | A | 7 | 6.2 | A | 7 | 16100 | A | 7 | 77777 | A | 7 | 3.5 | E | 8 | 0.119 | F | 8 | 0.14 | F | 8 | -9900 | -9900 | ? | 0
2002-07-13 | 7:00 | 387 | 1322 | 197 | 2 | 8 | 309 | 2 | 15 | 106 | 2 | 8 | 20900 | 2 | 8 | 27600 | 2 | 15 | 12800 | 2 | 8 | 2080 | 2 | 19 | 3 | E | 9 | 3 | E | 9 | 18 | A | 7 | 12 | A | 7 | 68 | A | 7 | 1004 | E | 9 | 320 | A | 7 | 4.1 | A | 7 | 16100 | A | 7 | 77777 | A | 7 | 3.4 | E | 8 | 0.119 | F | 8 | 0.14 | F | 8 | 17 | 1 | A | 7
2002-07-13 | 8:00 | 611 | 1322 | 83 | 2 | 8 | 0 | 2 | 15 | 83 | 2 | 8 | 10000 | 2 | 8 | 0 | 2 | 15 | 10000 | 2 | 8 | 3830 | 2 | 19 | 5 | E | 9 | 5 | E | 9 | 21 | A | 7 | 12 | A | 7 | 56 | A | 7 | 1004 | E | 9 | 0 | A | 7 | 0 | A | 7 | 14500 | A | 7 | 77777 | A | 7 | 3.4 | E | 8 | 0.119 | F | 8 | 0.14 | F | 8 | -9900 | -9900 | ? | 0
2002-07-13 | 9:00 | 817 | 1322 | 541 | 2 | 8 | 585 | 2 | 15 | 179 | 2 | 8 | 56200 | 2 | 8 | 58400 | 2 | 15 | 20100 | 2 | 8 | 4220 | 2 | 19 | 8 | E | 9 | 7 | E | 9 | 21 | A | 7 | 13 | A | 7 | 60 | A | 7 | 1004 | E | 9 | 290 | A | 7 | 2.1 | A | 7 | 12900 | A | 7 | 77777 | A | 7 | 3.4 | E | 8 | 0.119 | F | 8 | 0.14 | F | 8 | -9900 | -9900 | ? | 0
2002-07-13 | 10:00 | 990 | 1322 | 728 | 2 | 8 | 810 | 2 | 15 | 120 | 2 | 8 | 77700 | 2 | 8 | 82000 | 2 | 15 | 16200 | 2 | 8 | 3650 | 2 | 19 | 6 | E | 9 | 6 | E | 9 | 23.9 | B | 8 | 13.5 | B | 8 | 52 | A | 7 | 1004 | E | 9 | 330 | A | 7 | 1.5 | A | 7 | 8000 | A | 7 | 77777 | A | 7 | 3.4 | E | 8 | 0.119 | F | 8 | 0.14 | F | 8 | 17 | 6 | A | 7
2002-07-13 | 11:00 | 1120 | 1322 | 790 | 2 | 8 | 661 | 2 | 15 | 228 | 2 | 8 | 83600 | 2 | 8 | 67200 | 2 | 15 | 26500 | 2 | 8 | 9540 | 2 | 19 | 3 | E | 9 | 3 | E | 9 | 27 | A | 7 | 14 | A | 7 | 45 | A | 7 | 1004 | E | 9 | 330 | A | 7 | 1.5 | A | 7 | -9900 | ? | 0 | 77777 | A | 7 | 3.3 | E | 8 | 0.119 | F | 8 | 0.14 | F | 8 | -9900 | -9900 | ? | 0
2002-07-13 | 12:00 | 1197 | 1322 | 873 | 2 | 8 | 640 | 2 | 15 | 292 | 2 | 8 | 91500 | 2 | 8 | 64500 | 2 | 15 | 33000 | 2 | 8 | 15720 | 2 | 19 | 0 | E | 9 | 0 | E | 9 | 29 | A | 7 | 16 | A | 7 | 45 | A | 7 | 1004 | E | 9 | 330 | A | 7 | 6.2 | A | 7 | 11300 | A | 7 | 77777 | A | 7 | 3.3 | E | 8 | 0.119 | F | 8 | 0.14 | F | 8 | -9900 | -9900 | ? | 0
2002-07-13 | 13:00 | 1216 | 1322 | 377 | 2 | 8 | 60 | 2 | 15 | 321 | 2 | 8 | 41700 | 2 | 8 | 6100 | 2 | 15 | 36100 | 2 | 8 | 16830 | 2 | 19 | 3 | E | 9 | 3 | E | 9 | 30 | A | 7 | 16 | A | 7 | 43 | A | 7 | 1004 | E | 9 | 320 | A | 7 | 6.7 | A | 7 | 14500 | A | 7 | 77777 | A | 7 | 3.3 | E | 8 | 0.119 | F | 8 | 0.14 | F | 8 | -9900 | -9900 | ? | 0
2002-07-13 | 14:00 | 1175 | 1322 | 808 | 2 | 8 | 526 | 2 | 15 | 340 | 2 | 8 | 86500 | 2 | 8 | 55000 | 2 | 15 | 37600 | 2 | 8 | 17470 | 2 | 19 | 6 | E | 9 | 5 | E | 9 | 27 | A | 7 | 14 | A | 7 | 45 | A | 7 | 1004 | E | 9 | 300 | A | 7 | 8.2 | A | 7 | 14500 | A | 7 | 77777 | A | 7 | 3.3 | E | 8 | 0.119 | F | 8 | 0.14 | F | 8 | -9900 | -9900 | ? | 0
2002-07-13 | 15:00 | 1078 | 1322 | 195 | 2 | 8 | 6 | 2 | 15 | 190 | 2 | 8 | 23800 | 2 | 8 | 500 | 2 | 15 | 23500 | 2 | 8 | 9550 | 2 | 19 | 6 | E | 9 | 6 | E | 9 | 28 | A | 7 | 14 | A | 7 | 42 | A | 7 | 1004 | E | 9 | 310 | A | 7 | 7.7 | A | 7 | 12900 | A | 7 | 77777 | A | 7 | 3.3 | E | 8 | 0.119 | F | 8 | 0.14 | F | 8 | -9900 | -9900 | ? | 0
2002-07-13 | 16:00 | 930 | 1322 | 170 | 2 | 8 | 0 | 2 | 15 | 170 | 2 | 8 | 20500 | 2 | 8 | 0 | 2 | 15 | 20500 | 2 | 8 | 8310 | 2 | 19 | 9 | E | 9 | 7 | E | 9 | 24 | A | 7 | 13 | A | 7 | 50 | A | 7 | 1004 | E | 9 | 310 | A | 7 | 8.7 | A | 7 | 14500 | A | 7 | 77777 | A | 7 | 3.3 | E | 8 | 0.119 | F | 8 | 0.14 | F | 8 | -9900 | -9900 | ? | 0
2002-07-13 | 17:00 | 743 | 1322 | 497 | 2 | 8 | 552 | 2 | 15 | 186 | 2 | 8 | 52800 | 2 | 8 | 56200 | 2 | 15 | 21200 | 2 | 8 | 4180 | 2 | 19 | 10 | E | 9 | 5 | E | 9 | 27 | A | 7 | 12 | A | 7 | 39 | A | 7 | 1004 | E | 9 | 300 | A | 7 | 8.7 | A | 7 | 14500 | A | 7 | 77777 | A | 7 | 3.6 | E | 8 | 0.119 | F | 8 | 0.14 | F | 8 | -9900 | -9900 | ? | 0
2002-07-13 | 18:00 | 529 | 1322 | 301 | 2 | 8 | 375 | 2 | 15 | 151 | 2 | 8 | 32200 | 2 | 8 | 37100 | 2 | 15 | 17300 | 2 | 8 | 3150 | 2 | 19 | 2 | E | 9 | 2 | E | 9 | 24 | A | 7 | 11 | A | 7 | 44 | A | 7 | 1004 | E | 9 | 310 | A | 7 | 6.7 | A | 7 | 16100 | A | 7 | 77777 | A | 7 | 4 | E | 8 | 0.119 | F | 8 | 0.14 | F | 8 | -9900 | -9900 | ? | 0
2002-07-13 | 19:00 | 302 | 1322 | 187 | 2 | 8 | 327 | 2 | 15 | 112 | 2 | 8 | 19300 | 2 | 8 | 26100 | 2 | 15 | 13300 | 2 | 8 | 2320 | 2 | 19 | 1 | B | 8 | 1 | B | 8 | 22.1 | B | 8 | 10.5 | B | 8 | 48 | A | 7 | 1004 | E | 9 | 310 | B | 8 | 6.6 | B | 8 | -9900 | ? | 0 | 77777 | B | 8 | 4.3 | E | 8 | 0.119 | F | 8 | 0.14 | F | 8 | -9900 | -9900 | ? | 0
2002-07-13 | 20:00 | 83 | 1201 | 22 | 2 | 8 | 143 | 2 | 15 | 13 | 2 | 8 | 2500 | 2 | 8 | 7100 | 2 | 15 | 1900 | 2 | 8 | 250 | 2 | 19 | 1 | B | 8 | 1 | B | 8 | 19.4 | B | 8 | 10 | B | 8 | 54 | A | 7 | 1004 | E | 9 | 310 | B | 8 | 6.5 | B | 8 | -9900 | ? | 0 | 77777 | B | 8 | 4.1 | E | 8 | 0.119 | F | 8 | 0.14 | F | 8 | -9900 | -9900 | ? | 0
2002-07-13 | 21:00 | 0 | 0 | 0 | 2 | 0 | 0 | 2 | 0 | 0 | 2 | 0 | 0 | 2 | 0 | 0 | 2 | 0 | 0 | 2 | 0 | 0 | 2 | 0 | 0 | B | 8 | 0 | B | 8 | 18 | B | 8 | 9.5 | B | 8 | 58 | A | 7 | 1004 | E | 9 | 310 | B | 8 | 6.3 | B | 8 | -9900 | ? | 0 | 77777 | B | 8 | 3.9 | E | 8 | 0.119 | F | 8 | 0.14 | F | 8 | -9900 | -9900 | ? | 0
2002-07-13 | 22:00 | 0 | 0 | 0 | 2 | 0 | 0 | 2 | 0 | 0 | 2 | 0 | 0 | 2 | 0 | 0 | 2 | 0 | 0 | 2 | 0 | 0 | 2 | 0 | 0 | E | 9 | 0 | A | 7 | 17 | A | 7 | 9 | A | 7 | 59 | A | 7 | 1004 | E | 9 | 310 | A | 7 | 6.2 | A | 7 | 16100 | A | 7 | 77777 | A | 7 | 3.6 | E | 8 | 0.119 | F | 8 | 0.14 | F | 8 | -9900 | -9900 | ? | 0
2002-07-13 | 23:00 | 0 | 0 | 0 | 2 | 0 | 0 | 2 | 0 | 0 | 2 | 0 | 0 | 2 | 0 | 0 | 2 | 0 | 0 | 2 | 0 | 0 | 2 | 0 | 0 | E | 9 | 0 | E | 9 | 15 | A | 7 | 9 | A | 7 | 67 | A | 7 | 1004 | E | 9 | 300 | A | 7 | 5.7 | A | 7 | 16100 | A | 7 | 77777 | A | 7 | 3.6 | E | 8 | 0.119 | F | 8 | 0.14 | F | 8 | -9900 | -9900 | ? | 0
2002-07-13 | 24:00 | 0 | 0 | 0 | 2 | 0 | 0 | 2 | 0 | 0 | 2 | 0 | 0 | 2 | 0 | 0 | 2 | 0 | 0 | 2 | 0 | 0 | 2 | 0 | 0 | E | 9 | 0 | E | 9 | 14 | A | 7 | 9 | A | 7 | 72 | A | 7 | 1004 | E | 9 | 300 | A | 7 | 4.6 | A | 7 | 16100 | A | 7 | 77777 | A | 7 | 3.5 | E | 8 | 0.119 | F | 8 | 0.14 | F | 8 | -9900 | -9900 | ? | 0
2002-07-14 | 1:00 | 0 | 0 | 0 | 2 | 0 | 0 | 2 | 0 | 0 | 2 | 0 | 0 | 2 | 0 | 0 | 2 | 0 | 0 | 2 | 0 | 0 | 2 | 0 | 0 | E | 9 | 0 | E | 9 | 14 | A | 7 | 9 | A | 7 | 72 | A | 7 | 1004 | E | 9 | 290 | A | 7 | 3.6 | A | 7 | 16100 | A | 7 | 77777 | A | 7 | 3.4 | E | 8 | 0.119 | F | 8 | 0.14 | F | 8 | -9900 | -9900 | ? | 0
2002-07-14 | 2:00 | 0 | 0 | 0 | 2 | 0 | 0 | 2 | 0 | 0 | 2 | 0 | 0 | 2 | 0 | 0 | 2 | 0 | 0 | 2 | 0 | 0 | 2 | 0 | 0 | E | 9 | 0 | E | 9 | 13 | A | 7 | 9 | A | 7 | 77 | A | 7 | 1004 | E | 9 | 310 | A | 7 | 3.6 | A | 7 | 16100 | A | 7 | 77777 | A | 7 | 3 | E | 8 | 0.119 | F | 8 | 0.14 | F | 8 | -9900 | -9900 | ? | 0
2002-07-14 | 3:00 | 0 | 0 | 0 | 2 | 0 | 0 | 2 | 0 | 0 | 2 | 0 | 0 | 2 | 0 | 0 | 2 | 0 | 0 | 2 | 0 | 0 | 2 | 0 | 0 | E | 9 | 0 | E | 9 | 14 | A | 7 | 9 | A | 7 | 72 | A | 7 | 1004 | E | 9 | 310 | A | 7 | 4.1 | A | 7 | 16100 | A | 7 | 77777 | A | 7 | 2.7 | E | 8 | 0.119 | F | 8 | 0.14 | F | 8 | -9900 | -9900 | ? | 0
2002-07-14 | 4:00 | 0 | 0 | 0 | 2 | 0 | 0 | 2 | 0 | 0 | 2 | 0 | 0 | 2 | 0 | 0 | 2 | 0 | 0 | 2 | 0 | 0 | 2 | 0 | 0 | E | 9 | 0 | E | 9 | 13 | A | 7 | 9 | A | 7 | 77 | A | 7 | 1004 | E | 9 | 320 | A | 7 | 2.6 | A | 7 | 16100 | A | 7 | 77777 | A | 7 | 2.3 | E | 8 | 0.119 | F | 8 | 0.14 | F | 8 | -9900 | -9900 | ? | 0
2002-07-14 | 5:00 | 7 | 364 | 0 | 2 | 8 | 0 | 2 | 15 | 0 | 2 | 8 | 0 | 2 | 8 | 0 | 2 | 15 | 0 | 2 | 8 | 0 | 2 | 19 | 0 | E | 9 | 0 | E | 9 | 13 | A | 7 | 9 | A | 7 | 77 | A | 7 | 1004 | E | 9 | 340 | A | 7 | 2.1 | A | 7 | 16100 | A | 7 | 77777 | A | 7 | 2.1 | E | 8 | 0.119 | F | 8 | 0.14 | F | 8 | -9900 | -9900 | ? | 0
2002-07-14 | 6:00 | 160 | 1322 | 62 | 2 | 8 | 289 | 2 | 15 | 27 | 2 | 8 | 6400 | 2 | 8 | 17900 | 2 | 15 | 4200 | 2 | 8 | 490 | 2 | 19 | 3 | E | 9 | 3 | E | 9 | 13 | A | 7 | 9 | A | 7 | 77 | A | 7 | 1004 | E | 9 | 310 | A | 7 | 1.5 | A | 7 | 12900 | A | 7 | 77777 | A | 7 | 1.9 | E | 8 | 0.119 | F | 8 | 0.14 | F | 8 | -9900 | -9900 | ? | 0
2002-07-14 | 7:00 | 385 | 1322 | 213 | 2 | 8 | 454 | 2 | 15 | 81 | 2 | 8 | 22700 | 2 | 8 | 39800 | 2 | 15 | 11100 | 2 | 8 | 1480 | 2 | 19 | 3 | E | 9 | 3 | E | 9 | 16 | A | 7 | 9 | A | 7 | 63 | A | 7 | 1004 | E | 9 | 340 | A | 7 | 2.6 | A | 7 | 14500 | A | 7 | 77777 | A | 7 | 1.7 | E | 8 | 0.119 | F | 8 | 0.14 | F | 8 | -9900 | -9900 | ? | 0
2002-07-14 | 8:00 | 609 | 1322 | 229 | 2 | 8 | 69 | 2 | 15 | 197 | 2 | 8 | 25100 | 2 | 8 | 6800 | 2 | 15 | 22000 | 2 | 8 | 5710 | 2 | 19 | 10 | E | 9 | 10 | E | 9 | 17 | A | 7 | 9 | A | 7 | 59 | A | 7 | 1004 | E | 9 | 10 | A | 7 | 3.1 | A | 7 | 14500 | A | 7 | 630 | A | 7 | 1.6 | E | 8 | 0.119 | F | 8 | 0.14 | F | 8 | -9900 | -9900 | ? | 0
2002-07-14 | 9:00 | 815 | 1322 | 404 | 2 | 8 | 228 | 2 | 15 | 264 | 2 | 8 | 44300 | 2 | 8 | 23900 | 2 | 15 | 29600 | 2 | 8 | 7250 | 2 | 19 | 4 | E | 9 | 4 | E | 9 | 19 | A | 7 | 9 | A | 7 | 52 | A | 7 | 1004 | E | 9 | 20 | A | 7 | 2.6 | A | 7 | 16100 | A | 7 | 77777 | A | 7 | 1.6 | E | 8 | 0.119 | F | 8 | 0.14 | F | 8 | -9900 | -9900 | ? | 0
2002-07-14 | 10:00 | 989 | 1322 | 695 | 2 | 8 | 668 | 2 | 15 | 194 | 2 | 8 | 73300 | 2 | 8 | 67800 | 2 | 15 | 22500 | 2 | 8 | 5990 | 2 | 19 | 0 | E | 9 | 0 | E | 9 | 20 | A | 7 | 10 | A | 7 | 53 | A | 7 | 1004 | E | 9 | 60 | A | 7 | 3.1 | A | 7 | 14500 | A | 7 | 77777 | A | 7 | 1.6 | E | 8 | 0.119 | F | 8 | 0.14 | F | 8 | -9900 | -9900 | ? | 0
2002-07-14 | 11:00 | 1119 | 1322 | 841 | 2 | 8 | 804 | 2 | 15 | 159 | 2 | 8 | 88600 | 2 | 8 | 81100 | 2 | 15 | 19900 | 2 | 8 | 6210 | 2 | 19 | 0 | E | 9 | 0 | E | 9 | 22 | A | 7 | 11 | A | 7 | 50 | A | 7 | 1004 | E | 9 | 90 | A | 7 | 1.5 | A | 7 | 12900 | A | 7 | 77777 | A | 7 | 1.6 | E | 8 | 0.119 | F | 8 | 0.14 | F | 8 | -9900 | -9900 | ? | 0
2002-07-14 | 12:00 | 1196 | 1322 | 850 | 2 | 8 | 616 | 2 | 15 | 291 | 2 | 8 | 89100 | 2 | 8 | 62100 | 2 | 15 | 32800 | 2 | 8 | 15570 | 2 | 19 | 0 | E | 9 | 0 | E | 9 | 24 | A | 7 | 11 | A | 7 | 44 | A | 7 | 1004 | E | 9 | 70 | A | 7 | 4.6 | A | 7 | 12900 | A | 7 | 77777 | A | 7 | 1.6 | E | 8 | 0.119 | F | 8 | 0.14 | F | 8 | -9900 | -9900 | ? | 0
2002-07-14 | 13:00 | 1214 | 1322 | 930 | 2 | 8 | 860 | 2 | 15 | 138 | 2 | 8 | 95300 | 2 | 8 | 86200 | 2 | 15 | 16000 | 2 | 8 | 6370 | 2 | 19 | 0 | E | 9 | 0 | E | 9 | 26 | A | 7 | 10 | A | 7 | 37 | A | 7 | 1004 | E | 9 | 40 | A | 7 | 4.6 | A | 7 | 12900 | A | 7 | 77777 | A | 7 | 1.6 | E | 8 | 0.119 | F | 8 | 0.14 | F | 8 | -9900 | -9900 | ? | 0
2002-07-14 | 14:00 | 1174 | 1322 | 865 | 2 | 8 | 761 | 2 | 15 | 187 | 2 | 8 | 90100 | 2 | 8 | 76400 | 2 | 15 | 22200 | 2 | 8 | 8550 | 2 | 19 | 0 | E | 9 | 0 | E | 9 | 27 | A | 7 | 10 | A | 7 | 34 | A | 7 | 1004 | E | 9 | 50 | A | 7 | 5.7 | A | 7 | 14500 | A | 7 | 77777 | A | 7 | 1.6 | E | 8 | 0.119 | F | 8 | 0.14 | F | 8 | -9900 | -9900 | ? | 0
2002-07-14 | 15:00 | 1076 | 1322 | 753 | 2 | 8 | 669 | 2 | 15 | 207 | 2 | 8 | 79900 | 2 | 8 | 68200 | 2 | 15 | 24300 | 2 | 8 | 7740 | 2 | 19 | 0 | E | 9 | 0 | E | 9 | 28 | A | 7 | 9 | A | 7 | 30 | A | 7 | 1004 | E | 9 | 20 | A | 7 | 5.7 | A | 7 | 12900 | A | 7 | 77777 | A | 7 | 1.6 | E | 8 | 0.119 | F | 8 | 0.14 | F | 8 | -9900 | -9900 | ? | 0
2002-07-14 | 16:00 | 929 | 1322 | 680 | 2 | 8 | 781 | 2 | 15 | 131 | 2 | 8 | 71400 | 2 | 8 | 78300 | 2 | 15 | 16200 | 2 | 8 | 3450 | 2 | 19 | 0 | E | 9 | 0 | E | 9 | 28 | A | 7 | 11 | A | 7 | 35 | A | 7 | 1004 | E | 9 | 30 | A | 7 | 7.2 | A | 7 | 12900 | A | 7 | 77777 | A | 7 | 1.6 | E | 8 | 0.119 | F | 8 | 0.14 | F | 8 | -9900 | -9900 | ? | 0
2002-07-14 | 17:00 | 742 | 1322 | 497 | 2 | 8 | 684 | 2 | 15 | 113 | 2 | 8 | 52900 | 2 | 8 | 68800 | 2 | 15 | 14200 | 2 | 8 | 2610 | 2 | 19 | 0 | E | 9 | 0 | E | 9 | 28 | A | 7 | 11 | A | 7 | 35 | A | 7 | 1004 | E | 9 | 20 | A | 7 | 5.1 | A | 7 | 12900 | A | 7 | 77777 | A | 7 | 1.6 | E | 8 | 0.119 | F | 8 | 0.14 | F | 8 | -9900 | -9900 | ? | 0
2002-07-14 | 18:00 | 527 | 1322 | 344 | 2 | 8 | 527 | 2 | 15 | 134 | 2 | 8 | 36100 | 2 | 8 | 50500 | 2 | 15 | 16000 | 2 | 8 | 2630 | 2 | 19 | 0 | E | 9 | 0 | E | 9 | 27 | A | 7 | 12 | A | 7 | 39 | A | 7 | 1004 | E | 9 | 310 | A | 7 | 5.1 | A | 7 | 12900 | A | 7 | 77777 | A | 7 | 1.6 | E | 8 | 0.119 | F | 8 | 0.14 | F | 8 | -9900 | -9900 | ? | 0
2002-07-14 | 19:00 | 300 | 1322 | 176 | 2 | 8 | 313 | 2 | 15 | 105 | 2 | 8 | 18300 | 2 | 8 | 24900 | 2 | 15 | 12600 | 2 | 8 | 2140 | 2 | 19 | 0 | B | 8 | 0 | B | 8 | 24.4 | B | 8 | 11.4 | B | 8 | 44 | A | 7 | 1004 | E | 9 | 310 | B | 8 | 4.9 | B | 8 | -9900 | ? | 0 | 77777 | B | 8 | 1.6 | E | 8 | 0.119 | F | 8 | 0.14 | F | 8 | -9900 | -9900 | ? | 0
2002-07-14 | 20:00 | 81 | 1201 | 20 | 2 | 8 | 135 | 2 | 15 | 12 | 2 | 8 | 2300 | 2 | 8 | 6700 | 2 | 15 | 1800 | 2 | 8 | 230 | 2 | 19 | 0 | B | 8 | 0 | B | 8 | 20.9 | B | 8 | 11 | B | 8 | 53 | A | 7 | 1004 | E | 9 | 310 | B | 8 | 4.8 | B | 8 | -9900 | ? | 0 | 77777 | A | 7 | 1.6 | E | 8 | 0.119 | F | 8 | 0.14 | F | 8 | -9900 | -9900 | ? | 0
2002-07-14 | 21:00 | 0 | 0 | 0 | 2 | 0 | 0 | 2 | 0 | 0 | 2 | 0 | 0 | 2 | 0 | 0 | 2 | 0 | 0 | 2 | 0 | 0 | 2 | 0 | 0 | B | 8 | 0 | B | 8 | 18.7 | B | 8 | 10.5 | B | 8 | 59 | A | 7 | 1004 | E | 9 | 310 | B | 8 | 4.6 | B | 8 | -9900 | ? | 0 | 77777 | A | 7 | 1.5 | E | 8 | 0.119 | F | 8 | 0.14 | F | 8 | -9900 | -9900 | ? | 0
2002-07-14 | 22:00 | 0 | 0 | 0 | 2 | 0 | 0 | 2 | 0 | 0 | 2 | 0 | 0 | 2 | 0 | 0 | 2 | 0 | 0 | 2 | 0 | 0 | 2 | 0 | 0 | B | 8 | 0 | B | 8 | 16.9 | B | 8 | 10 | B | 8 | 64 | A | 7 | 1004 | E | 9 | 310 | B | 8 | 4.4 | B | 8 | -9900 | ? | 0 | 77777 | B | 8 | 1.5 | E | 8 | 0.119 | F | 8 | 0.14 | F | 8 | -9900 | -9900 | ? | 0
2002-07-14 | 23:00 | 0 | 0 | 0 | 2 | 0 | 0 | 2 | 0 | 0 | 2 | 0 | 0 | 2 | 0 | 0 | 2 | 0 | 0 | 2 | 0 | 0 | 2 | 0 | 0 | B | 8 | 0 | B | 8 | 15.4 | B | 8 | 9.5 | B | 8 | 68 | A | 7 | 1004 | E | 9 | 310 | B | 8 | 4.3 | B | 8 | -9900 | ? | 0 | 77777 | B | 8 | 1.5 | E | 8 | 0.119 | F | 8 | 0.14 | F | 8 | -9900 | -9900 | ? | 0
2002-07-14 | 24:00 | 0 | 0 | 0 | 2 | 0 | 0 | 2 | 0 | 0 | 2 | 0 | 0 | 2 | 0 | 0 | 2 | 0 | 0 | 2 | 0 | 0 | 2 | 0 | 0 | E | 9 | 0 | E | 9 | 14 | A | 7 | 9 | A | 7 | 72 | A | 7 | 1004 | E | 9 | 310 | A | 7 | 4.1 | A | 7 | 16100 | A | 7 | 77777 | A | 7 | 1.4 | E | 8 | 0.119 | F | 8 | 0.14 | F | 8 | -9900 | -9900 | ? | 0
2002-07-15 | 1:00 | 0 | 0 | 0 | 2 | 0 | 0 | 2 | 0 | 0 | 2 | 0 | 0 | 2 | 0 | 0 | 2 | 0 | 0 | 2 | 0 | 0 | 2 | 0 | 0 | B | 8 | 0 | B | 8 | 13.4 | B | 8 | 8.5 | B | 8 | 72 | A | 7 | 1004 | E | 9 | 310 | B | 8 | 3.4 | B | 8 | -9900 | ? | 0 | 77777 | A | 7 | 1.4 | E | 8 | 0.119 | F | 8 | 0.14 | F | 8 | -9900 | -9900 | ? | 0
2002-07-15 | 2:00 | 0 | 0 | 0 | 2 | 0 | 0 | 2 | 0 | 0 | 2 | 0 | 0 | 2 | 0 | 0 | 2 | 0 | 0 | 2 | 0 | 0 | 2 | 0 | 0 | E | 9 | 0 | E | 9 | 13 | A | 7 | 8 | A | 7 | 72 | A | 7 | 1004 | E | 9 | 310 | A | 7 | 2.6 | A | 7 | 16100 | A | 7 | 77777 | A | 7 | 1.4 | E | 8 | 0.119 | F | 8 | 0.14 | F | 8 | -9900 | -9900 | ? | 0
2002-07-15 | 3:00 | 0 | 0 | 0 | 2 | 0 | 0 | 2 | 0 | 0 | 2 | 0 | 0 | 2 | 0 | 0 | 2 | 0 | 0 | 2 | 0 | 0 | 2 | 0 | 0 | E | 9 | 0 | E | 9 | 12 | A | 7 | 8 | A | 7 | 76 | A | 7 | 1004 | E | 9 | 0 | A | 7 | 0 | A | 7 | 16100 | A | 7 | 77777 | A | 7 | 1.5 | E | 8 | 0.119 | F | 8 | 0.14 | F | 8 | -9900 | -9900 | ? | 0
2002-07-15 | 4:00 | 0 | 0 | 0 | 2 | 0 | 0 | 2 | 0 | 0 | 2 | 0 | 0 | 2 | 0 | 0 | 2 | 0 | 0 | 2 | 0 | 0 | 2 | 0 | 0 | E | 9 | 0 | E | 9 | 10 | A | 7 | 7 | A | 7 | 82 | A | 7 | 1004 | E | 9 | 300 | A | 7 | 2.6 | A | 7 | 16100 | A | 7 | 77777 | A | 7 | 1.5 | E | 8 | 0.119 | F | 8 | 0.14 | F | 8 | -9900 | -9900 | ? | 0
2002-07-15 | 5:00 | 6 | 342 | 0 | 2 | 8 | 0 | 2 | 15 | 0 | 2 | 8 | 0 | 2 | 8 | 0 | 2 | 15 | 0 | 2 | 8 | 0 | 2 | 19 | 0 | E | 9 | 0 | E | 9 | 9 | A | 7 | 6 | A | 7 | 81 | A | 7 | 1004 | E | 9 | 300 | A | 7 | 2.6 | A | 7 | 16100 | A | 7 | 77777 | A | 7 | 1.5 | E | 8 | 0.119 | F | 8 | 0.14 | F | 8 | -9900 | -9900 | ? | 0
2002-07-15 | 6:00 | 157 | 1322 | 61 | 2 | 8 | 305 | 2 | 15 | 25 | 2 | 8 | 6300 | 2 | 8 | 18800 | 2 | 15 | 4100 | 2 | 8 | 460 | 2 | 19 | 0 | E | 9 | 0 | E | 9 | 11 | A | 7 | 8 | A | 7 | 82 | A | 7 | 1004 | E | 9 | 300 | A | 7 | 2.6 | A | 7 | 16100 | A | 7 | 77777 | A | 7 | 1.6 | E | 8 | 0.119 | F | 8 | 0.14 | F | 8 | -9900 | -9900 | ? | 0
2002-07-15 | 7:00 | 382 | 1322 | 212 | 2 | 8 | 497 | 2 | 15 | 69 | 2 | 8 | 22000 | 2 | 8 | 43400 | 2 | 15 | 9500 | 2 | 8 | 1290 | 2 | 19 | 0 | B | 8 | 0 | B | 8 | 14.1 | B | 8 | 8.2 | B | 8 | 68 | A | 7 | 1004 | E | 9 | 330 | B | 8 | 2.4 | B | 8 | -9900 | ? | 0 | 77777 | B | 8 | 1.7 | E | 8 | 0.119 | F | 8 | 0.14 | F | 8 | -9900 | -9900 | ? | 0
2002-07-15 | 8:00 | 606 | 1322 | 384 | 2 | 8 | 571 | 2 | 15 | 122 | 2 | 8 | 39800 | 2 | 8 | 55200 | 2 | 15 | 14500 | 2 | 8 | 2450 | 2 | 19 | 0 | E | 9 | 0 | E | 9 | 17 | A | 7 | 8 | A | 7 | 55 | A | 7 | 1004 | E | 9 | 350 | A | 7 | 2.1 | A | 7 | 12900 | A | 7 | 77777 | A | 7 | 1.7 | E | 8 | 0.119 | F | 8 | 0.14 | F | 8 | -9900 | -9900 | ? | 0
2002-07-15 | 9:00 | 813 | 1322 | 546 | 2 | 8 | 666 | 2 | 15 | 136 | 2 | 8 | 57900 | 2 | 8 | 67300 | 2 | 15 | 16400 | 2 | 8 | 3320 | 2 | 19 | 0 | E | 9 | 0 | E | 9 | 20 | A | 7 | 9 | A | 7 | 49 | A | 7 | 1004 | E | 9 | 40 | A | 7 | 2.6 | A | 7 | 12900 | A | 7 | 77777 | A | 7 | 1.8 | E | 8 | 0.119 | F | 8 | 0.14 | F | 8 | -9900 | -9900 | ? | 0
2002-07-15 | 10:00 | 987 | 1322 | 684 | 2 | 8 | 698 | 2 | 15 | 162 | 2 | 8 | 73100 | 2 | 8 | 71400 | 2 | 15 | 19700 | 2 | 8 | 5080 | 2 | 19 | 0 | E | 9 | 0 | E | 9 | 22 | A | 7 | 10 | A | 7 | 46 | A | 7 | 1004 | E | 9 | 40 | A | 7 | 4.6 | A | 7 | 16100 | A | 7 | 77777 | A | 7 | 1.9 | E | 8 | 0.119 | F | 8 | 0.14 | F | 8 | -9900 | -9900 | ? | 0
2002-07-15 | 11:00 | 1117 | 1322 | 778 | 2 | 8 | 631 | 2 | 15 | 244 | 2 | 8 | 82000 | 2 | 8 | 63900 | 2 | 15 | 27800 | 2 | 8 | 10040 | 2 | 19 | 0 | E | 9 | 0 | E | 9 | 24 | A | 7 | 11 | A | 7 | 44 | A | 7 | 1004 | E | 9 | 10 | A | 7 | 2.1 | A | 7 | 16100 | A | 7 | 77777 | A | 7 | 2 | E | 8 | 0.119 | F | 8 | 0.14 | F | 8 | -9900 | -9900 | ? | 0
2002-07-15 | 12:00 | 1194 | 1322 | 867 | 2 | 8 | 712 | 2 | 15 | 223 | 2 | 8 | 92700 | 2 | 8 | 72800 | 2 | 15 | 26800 | 2 | 8 | 12090 | 2 | 19 | 0 | E | 9 | 0 | E | 9 | 27 | A | 7 | 10 | A | 7 | 34 | A | 7 | 1004 | E | 9 | 40 | A | 7 | 5.1 | A | 7 | 14500 | A | 7 | 77777 | A | 7 | 2 | E | 8 | 0.119 | F | 8 | 0.14 | F | 8 | -9900 | -9900 | ? | 0
2002-07-15 | 13:00 | 1213 | 1322 | 893 | 2 | 8 | 751 | 2 | 15 | 202 | 2 | 8 | 96200 | 2 | 8 | 77200 | 2 | 15 | 25300 | 2 | 8 | 11950 | 2 | 19 | 0 | E | 9 | 0 | E | 9 | 28 | A | 7 | 10 | A | 7 | 32 | A | 7 | 1004 | E | 9 | 90 | A | 7 | 2.1 | A | 7 | 14500 | A | 7 | 77777 | A | 7 | 2.1 | E | 8 | 0.119 | F | 8 | 0.14 | F | 8 | -9900 | -9900 | ? | 0
2002-07-15 | 14:00 | 1173 | 1322 | 877 | 2 | 8 | 810 | 2 | 15 | 158 | 2 | 8 | 93200 | 2 | 8 | 81900 | 2 | 15 | 20400 | 2 | 8 | 7450 | 2 | 19 | 0 | E | 9 | 0 | E | 9 | 29 | A | 7 | 10 | A | 7 | 31 | A | 7 | 1004 | E | 9 | 50 | A | 7 | 5.1 | A | 7 | 16100 | A | 7 | 77777 | A | 7 | 2 | E | 8 | 0.119 | F | 8 | 0.14 | F | 8 | -9900 | -9900 | ? | 0
2002-07-15 | 15:00 | 1075 | 1322 | 786 | 2 | 8 | 773 | 2 | 15 | 156 | 2 | 8 | 82500 | 2 | 8 | 77800 | 2 | 15 | 19100 | 2 | 8 | 5390 | 2 | 19 | 0 | E | 9 | 0 | E | 9 | 31 | A | 7 | 9 | A | 7 | 26 | A | 7 | 1004 | E | 9 | 350 | A | 7 | 4.1 | A | 7 | 14500 | A | 7 | 77777 | A | 7 | 1.9 | E | 8 | 0.119 | F | 8 | 0.14 | F | 8 | -9900 | -9900 | ? | 0
2002-07-15 | 16:00 | 928 | 1322 | 674 | 2 | 8 | 775 | 2 | 15 | 129 | 2 | 8 | 70700 | 2 | 8 | 77800 | 2 | 15 | 16000 | 2 | 8 | 3410 | 2 | 19 | 0 | E | 9 | 0 | E | 9 | 30 | A | 7 | 12 | A | 7 | 33 | A | 7 | 1004 | E | 9 | 330 | A | 7 | 5.7 | A | 7 | 16100 | A | 7 | 77777 | A | 7 | 1.7 | E | 8 | 0.119 | F | 8 | 0.14 | F | 8 | -9900 | -9900 | ? | 0
2002-07-15 | 17:00 | 740 | 1322 | 505 | 2 | 8 | 715 | 2 | 15 | 104 | 2 | 8 | 54000 | 2 | 8 | 72100 | 2 | 15 | 13600 | 2 | 8 | 2420 | 2 | 19 | 0 | E | 9 | 0 | E | 9 | 28 | A | 7 | 12 | A | 7 | 37 | A | 7 | 1004 | E | 9 | 310 | A | 7 | 6.7 | A | 7 | 16100 | A | 7 | 77777 | A | 7 | 1.8 | E | 8 | 0.119 | F | 8 | 0.14 | F | 8 | -9900 | -9900 | ? | 0
2002-07-15 | 18:00 | 525 | 1322 | 345 | 2 | 8 | 534 | 2 | 15 | 132 | 2 | 8 | 36200 | 2 | 8 | 51100 | 2 | 15 | 15900 | 2 | 8 | 2580 | 2 | 19 | 0 | E | 9 | 0 | E | 9 | 26 | A | 7 | 12 | A | 7 | 42 | A | 7 | 1004 | E | 9 | 310 | A | 7 | 8.2 | A | 7 | 16100 | A | 7 | 77777 | A | 7 | 1.9 | E | 8 | 0.119 | F | 8 | 0.14 | F | 8 | -9900 | -9900 | ? | 0
2002-07-15 | 19:00 | 298 | 1322 | 177 | 2 | 8 | 338 | 2 | 15 | 101 | 2 | 8 | 18400 | 2 | 8 | 26800 | 2 | 15 | 12400 | 2 | 8 | 2040 | 2 | 19 | 0 | E | 9 | 0 | E | 9 | 23 | A | 7 | 11 | A | 7 | 47 | A | 7 | 1004 | E | 9 | 310 | A | 7 | 8.2 | A | 7 | 16100 | A | 7 | 77777 | A | 7 | 2 | E | 8 | 0.119 | F | 8 | 0.14 | F | 8 | -9900 | -9900 | ? | 0
2002-07-15 | 20:00 | 79 | 1179 | 19 | 2 | 8 | 143 | 2 | 15 | 11 | 2 | 8 | 2300 | 2 | 8 | 7100 | 2 | 15 | 1700 | 2 | 8 | 210 | 2 | 19 | 0 | E | 9 | 0 | E | 9 | 21 | A | 7 | 11 | A | 7 | 53 | A | 7 | 1004 | E | 9 | 300 | A | 7 | 6.2 | A | 7 | 16100 | A | 7 | 77777 | A | 7 | 2.1 | E | 8 | 0.119 | F | 8 | 0.14 | F | 8 | -9900 | -9900 | ? | 0
2002-07-15 | 21:00 | 0 | 0 | 0 | 2 | 0 | 0 | 2 | 0 | 0 | 2 | 0 | 0 | 2 | 0 | 0 | 2 | 0 | 0 | 2 | 0 | 0 | 2 | 0 | 0 | E | 9 | 0 | E | 9 | 19 | A | 7 | 9 | A | 7 | 52 | A | 7 | 1004 | E | 9 | 310 | A | 7 | 7.2 | A | 7 | 16100 | A | 7 | 77777 | A | 7 | 2.2 | E | 8 | 0.119 | F | 8 | 0.14 | F | 8 | -9900 | -9900 | ? | 0
2002-07-15 | 22:00 | 0 | 0 | 0 | 2 | 0 | 0 | 2 | 0 | 0 | 2 | 0 | 0 | 2 | 0 | 0 | 2 | 0 | 0 | 2 | 0 | 0 | 2 | 0 | 0 | E | 9 | 0 | E | 9 | 18 | A | 7 | 8 | A | 7 | 52 | A | 7 | 1004 | E | 9 | 320 | A | 7 | 7.2 | A | 7 | 16100 | A | 7 | 77777 | A | 7 | 2.3 | E | 8 | 0.119 | F | 8 | 0.14 | F | 8 | -9900 | -9900 | ? | 0
2002-07-15 | 23:00 | 0 | 0 | 0 | 2 | 0 | 0 | 2 | 0 | 0 | 2 | 0 | 0 | 2 | 0 | 0 | 2 | 0 | 0 | 2 | 0 | 0 | 2 | 0 | 0 | E | 9 | 0 | E | 9 | 16 | A | 7 | 8 | A | 7 | 59 | A | 7 | 1004 | E | 9 | 300 | A | 7 | 4.6 | A | 7 | 16100 | A | 7 | 77777 | A | 7 | 2.3 | E | 8 | 0.119 | F | 8 | 0.14 | F | 8 | -9900 | -9900 | ? | 0
2002-07-15 | 24:00 | 0 | 0 | 0 | 2 | 0 | 0 | 2 | 0 | 0 | 2 | 0 | 0 | 2 | 0 | 0 | 2 | 0 | 0 | 2 | 0 | 0 | 2 | 0 | 0 | E | 9 | 0 | E | 9 | 16 | A | 7 | 8 | A | 7 | 59 | A | 7 | 1004 | E | 9 | 300 | A | 7 | 5.7 | A | 7 | 16100 | A | 7 | 77777 | A | 7 | 2.3 | E | 8 | 0.119 | F | 8 | 0.14 | F | 8 | -9900 | -9900 | ? | 0
2002-07-16 | 1:00 | 0 | 0 | 0 | 2 | 0 | 0 | 2 | 0 | 0 | 2 | 0 | 0 | 2 | 0 | 0 | 2 | 0 | 0 | 2 | 0 | 0 | 2 | 0 | 0 | E | 9 | 0 | E | 9 | 15 | A | 7 | 8 | A | 7 | 63 | A | 7 | 1004 | E | 9 | 310 | A | 7 | 4.6 | A | 7 | 16100 | A | 7 | 77777 | A | 7 | 2.3 | E | 8 | 0.119 | F | 8 | 0.14 | F | 8 | -9900 | -9900 | ? | 0
2002-07-16 | 2:00 | 0 | 0 | 0 | 2 | 0 | 0 | 2 | 0 | 0 | 2 | 0 | 0 | 2 | 0 | 0 | 2 | 0 | 0 | 2 | 0 | 0 | 2 | 0 | 0 | E | 9 | 0 | E | 9 | 14 | A | 7 | 8 | A | 7 | 67 | A | 7 | 1004 | E | 9 | 310 | A | 7 | 5.1 | A | 7 | 16100 | A | 7 | 77777 | A | 7 | 2.2 | E | 8 | 0.119 | F | 8 | 0.14 | F | 8 | -9900 | -9900 | ? | 0
2002-07-16 | 3:00 | 0 | 0 | 0 | 2 | 0 | 0 | 2 | 0 | 0 | 2 | 0 | 0 | 2 | 0 | 0 | 2 | 0 | 0 | 2 | 0 | 0 | 2 | 0 | 0 | E | 9 | 0 | E | 9 | 14 | A | 7 | 8 | A | 7 | 67 | A | 7 | 1004 | E | 9 | 330 | A | 7 | 1.5 | A | 7 | 16100 | A | 7 | 77777 | A | 7 | 2.1 | E | 8 | 0.119 | F | 8 | 0.14 | F | 8 | -9900 | -9900 | ? | 0
2002-07-16 | 4:00 | 0 | 0 | 0 | 2 | 0 | 0 | 2 | 0 | 0 | 2 | 0 | 0 | 2 | 0 | 0 | 2 | 0 | 0 | 2 | 0 | 0 | 2 | 0 | 0 | E | 9 | 0 | E | 9 | 14 | A | 7 | 8 | A | 7 | 67 | A | 7 | 1004 | E | 9 | 320 | A | 7 | 3.1 | A | 7 | 16100 | A | 7 | 77777 | A | 7 | 1.9 | E | 8 | 0.119 | F | 8 | 0.14 | F | 8 | -9900 | -9900 | ? | 0
2002-07-16 | 5:00 | 6 | 320 | 0 | 2 | 8 | 0 | 2 | 15 | 0 | 2 | 8 | 0 | 2 | 8 | 0 | 2 | 15 | 0 | 2 | 8 | 0 | 2 | 19 | 0 | E | 9 | 0 | E | 9 | 12 | A | 7 | 8 | A | 7 | 76 | A | 7 | 1004 | E | 9 | 300 | A | 7 | 4.1 | A | 7 | 16100 | A | 7 | 77777 | A | 7 | 2 | E | 8 | 0.119 | F | 8 | 0.14 | F | 8 | -9900 | -9900 | ? | 0
2002-07-16 | 6:00 | 154 | 1322 | 57 | 2 | 8 | 272 | 2 | 15 | 26 | 2 | 8 | 5900 | 2 | 8 | 16500 | 2 | 15 | 4000 | 2 | 8 | 480 | 2 | 19 | 0 | E | 9 | 0 | E | 9 | 14 | A | 7 | 9 | A | 7 | 72 | A | 7 | 1004 | E | 9 | 300 | A | 7 | 3.1 | A | 7 | 16100 | A | 7 | 77777 | A | 7 | 2.1 | E | 8 | 0.119 | F | 8 | 0.14 | F | 8 | -9900 | -9900 | ? | 0
2002-07-16 | 7:00 | 379 | 1322 | 216 | 2 | 8 | 534 | 2 | 15 | 62 | 2 | 8 | 22400 | 2 | 8 | 46700 | 2 | 15 | 9000 | 2 | 8 | 1180 | 2 | 19 | 0 | E | 9 | 0 | E | 9 | 16 | A | 7 | 9 | A | 7 | 63 | A | 7 | 1004 | E | 9 | 290 | A | 7 | 2.6 | A | 7 | 16100 | A | 7 | 77777 | A | 7 | 2.2 | E | 8 | 0.119 | F | 8 | 0.14 | F | 8 | -9900 | -9900 | ? | 0
2002-07-16 | 8:00 | 604 | 1322 | 388 | 2 | 8 | 651 | 2 | 15 | 91 | 2 | 8 | 41100 | 2 | 8 | 63700 | 2 | 15 | 12000 | 2 | 8 | 1910 | 2 | 19 | 0 | E | 9 | 0 | E | 9 | 19 | A | 7 | 10 | A | 7 | 56 | A | 7 | 1004 | E | 9 | 0 | A | 7 | 0 | A | 7 | 12900 | A | 7 | 77777 | A | 7 | 2.3 | E | 8 | 0.119 | F | 8 | 0.14 | F | 8 | -9900 | -9900 | ? | 0
2002-07-16 | 9:00 | 811 | 1322 | 572 | 2 | 8 | 765 | 2 | 15 | 102 | 2 | 8 | 60400 | 2 | 8 | 76500 | 2 | 15 | 13400 | 2 | 8 | 2440 | 2 | 19 | 0 | E | 9 | 0 | E | 9 | 21 | A | 7 | 10 | A | 7 | 49 | A | 7 | 1004 | E | 9 | 70 | A | 7 | 2.6 | A | 7 | 12900 | A | 7 | 77777 | A | 7 | 2.3 | E | 8 | 0.119 | F | 8 | 0.14 | F | 8 | -9900 | -9900 | ? | 0
2002-07-16 | 10:00 | 985 | 1322 | 683 | 2 | 8 | 692 | 2 | 15 | 167 | 2 | 8 | 72900 | 2 | 8 | 70700 | 2 | 15 | 20100 | 2 | 8 | 5200 | 2 | 19 | 0 | E | 9 | 0 | E | 9 | 24 | A | 7 | 11 | A | 7 | 44 | A | 7 | 1004 | E | 9 | 0 | A | 7 | 0 | A | 7 | 14500 | A | 7 | 77777 | A | 7 | 2.4 | E | 8 | 0.119 | F | 8 | 0.14 | F | 8 | -9900 | -9900 | ? | 0
2002-07-16 | 11:00 | 1115 | 1322 | 829 | 2 | 8 | 804 | 2 | 15 | 150 | 2 | 8 | 88000 | 2 | 8 | 81300 | 2 | 15 | 19300 | 2 | 8 | 5880 | 2 | 19 | 0 | E | 9 | 0 | E | 9 | 25 | A | 7 | 11 | A | 7 | 41 | A | 7 | 1004 | E | 9 | 110 | A | 7 | 1.5 | A | 7 | 12900 | A | 7 | 77777 | A | 7 | 2.5 | E | 8 | 0.119 | F | 8 | 0.14 | F | 8 | -9900 | -9900 | ? | 0
2002-07-16 | 12:00 | 1193 | 1322 | 891 | 2 | 8 | 802 | 2 | 15 | 166 | 2 | 8 | 94400 | 2 | 8 | 81000 | 2 | 15 | 21100 | 2 | 8 | 8410 | 2 | 19 | 0 | E | 9 | 0 | E | 9 | 27 | A | 7 | 12 | A | 7 | 39 | A | 7 | 1004 | E | 9 | 290 | A | 7 | 2.1 | A | 7 | 12900 | A | 7 | 77777 | A | 7 | 2.6 | E | 8 | 0.119 | F | 8 | 0.14 | F | 8 | -9900 | -9900 | ? | 0
2002-07-16 | 13:00 | 1212 | 1322 | 918 | 2 | 8 | 842 | 2 | 15 | 145 | 2 | 8 | 94000 | 2 | 8 | 84300 | 2 | 15 | 16500 | 2 | 8 | 6470 | 2 | 19 | 0 | E | 9 | 0 | E | 9 | 29 | A | 7 | 13 | A | 7 | 37 | A | 7 | 1004 | E | 9 | 50 | A | 7 | 1.5 | A | 7 | 8000 | A | 7 | 77777 | A | 7 | 2.6 | E | 8 | 0.119 | F | 8 | 0.14 | F | 8 | -9900 | -9900 | ? | 0
2002-07-16 | 14:00 | 1171 | 1322 | 871 | 2 | 8 | 810 | 2 | 15 | 152 | 2 | 8 | 92900 | 2 | 8 | 82100 | 2 | 15 | 20000 | 2 | 8 | 7180 | 2 | 19 | 0 | E | 9 | 0 | E | 9 | 30 | A | 7 | 13 | A | 7 | 35 | A | 7 | 1004 | E | 9 | 330 | A | 7 | 3.1 | A | 7 | 12900 | A | 7 | 77777 | A | 7 | 2.5 | E | 8 | 0.119 | F | 8 | 0.14 | F | 8 | -9900 | -9900 | ? | 0
2002-07-16 | 15:00 | 1074 | 1322 | 779 | 2 | 8 | 742 | 2 | 15 | 175 | 2 | 8 | 83600 | 2 | 8 | 76200 | 2 | 15 | 21600 | 2 | 8 | 6590 | 2 | 19 | 0 | E | 9 | 0 | E | 9 | 31 | A | 7 | 14 | A | 7 | 36 | A | 7 | 1004 | E | 9 | 330 | A | 7 | 6.2 | A | 7 | 16100 | A | 7 | 77777 | A | 7 | 2.4 | E | 8 | 0.119 | F | 8 | 0.14 | F | 8 | -9900 | -9900 | ? | 0
2002-07-16 | 16:00 | 926 | 1322 | 660 | 2 | 8 | 713 | 2 | 15 | 160 | 2 | 8 | 70200 | 2 | 8 | 72600 | 2 | 15 | 19200 | 2 | 8 | 4510 | 2 | 19 | 0 | E | 9 | 0 | E | 9 | 29 | A | 7 | 13 | A | 7 | 37 | A | 7 | 1004 | E | 9 | 310 | A | 7 | 9.3 | A | 7 | 14500 | A | 7 | 77777 | A | 7 | 2.3 | E | 8 | 0.119 | F | 8 | 0.14 | F | 8 | -9900 | -9900 | ? | 0
2002-07-16 | 17:00 | 738 | 1322 | 498 | 2 | 8 | 697 | 2 | 15 | 108 | 2 | 8 | 53100 | 2 | 8 | 70200 | 2 | 15 | 13800 | 2 | 8 | 2500 | 2 | 19 | 3 | E | 9 | 3 | E | 9 | 27 | A | 7 | 13 | A | 7 | 42 | A | 7 | 1004 | E | 9 | 320 | A | 7 | 7.7 | A | 7 | 14500 | A | 7 | 77777 | A | 7 | 2.3 | E | 8 | 0.119 | F | 8 | 0.14 | F | 8 | -9900 | -9900 | ? | 0
2002-07-16 | 18:00 | 523 | 1322 | 328 | 2 | 8 | 521 | 2 | 15 | 122 | 2 | 8 | 34800 | 2 | 8 | 49900 | 2 | 15 | 15000 | 2 | 8 | 2360 | 2 | 19 | 0 | E | 9 | 0 | E | 9 | 26 | A | 7 | 13 | A | 7 | 45 | A | 7 | 1004 | E | 9 | 300 | A | 7 | 7.2 | A | 7 | 16100 | A | 7 | 77777 | A | 7 | 2.4 | E | 8 | 0.119 | F | 8 | 0.14 | F | 8 | -9900 | -9900 | ? | 0
2002-07-16 | 19:00 | 296 | 1322 | 179 | 2 | 8 | 378 | 2 | 15 | 94 | 2 | 8 | 18100 | 2 | 8 | 29600 | 2 | 15 | 11500 | 2 | 8 | 1780 | 2 | 19 | 0 | E | 9 | 0 | E | 9 | 23 | A | 7 | 12 | A | 7 | 50 | A | 7 | 1004 | E | 9 | 300 | A | 7 | 10.3 | A | 7 | 14500 | A | 7 | 77777 | A | 7 | 2.4 | E | 8 | 0.119 | F | 8 | 0.14 | F | 8 | -9900 | -9900 | ? | 0
2002-07-16 | 20:00 | 77 | 1157 | 19 | 2 | 8 | 158 | 2 | 15 | 10 | 2 | 8 | 2300 | 2 | 8 | 7900 | 2 | 15 | 1700 | 2 | 8 | 190 | 2 | 19 | 0 | E | 9 | 0 | E | 9 | 20 | A | 7 | 12 | A | 7 | 60 | A | 7 | 1004 | E | 9 | 300 | A | 7 | 6.7 | A | 7 | 16100 | A | 7 | 77777 | A | 7 | 2.4 | E | 8 | 0.119 | F | 8 | 0.14 | F | 8 | -9900 | -9900 | ? | 0
2002-07-16 | 21:00 | 0 | 0 | 0 | 2 | 0 | 0 | 2 | 0 | 0 | 2 | 0 | 0 | 2 | 0 | 0 | 2 | 0 | 0 | 2 | 0 | 0 | 2 | 0 | 0 | E | 9 | 0 | E | 9 | 18 | A | 7 | 12 | A | 7 | 68 | A | 7 | 1004 | E | 9 | 310 | A | 7 | 7.2 | A | 7 | 16100 | A | 7 | 77777 | A | 7 | 2.3 | E | 8 | 0.119 | F | 8 | 0.14 | F | 8 | -9900 | -9900 | ? | 0
2002-07-16 | 22:00 | 0 | 0 | 0 | 2 | 0 | 0 | 2 | 0 | 0 | 2 | 0 | 0 | 2 | 0 | 0 | 2 | 0 | 0 | 2 | 0 | 0 | 2 | 0 | 0 | E | 9 | 0 | E | 9 | 17 | A | 7 | 12 | A | 7 | 72 | A | 7 | 1004 | E | 9 | 330 | A | 7 | 5.1 | A | 7 | 16100 | A | 7 | 77777 | A | 7 | 2.3 | E | 8 | 0.119 | F | 8 | 0.14 | F | 8 | -9900 | -9900 | ? | 0
2002-07-16 | 23:00 | 0 | 0 | 0 | 2 | 0 | 0 | 2 | 0 | 0 | 2 | 0 | 0 | 2 | 0 | 0 | 2 | 0 | 0 | 2 | 0 | 0 | 2 | 0 | 0 | E | 9 | 0 | E | 9 | 17 | A | 7 | 12 | A | 7 | 72 | A | 7 | 1004 | E | 9 | 320 | A | 7 | 7.2 | A | 7 | 16100 | A | 7 | 77777 | A | 7 | 2.3 | E | 8 | 0.119 | F | 8 | 0.14 | F | 8 | -9900 | -9900 | ? | 0
2002-07-16 | 24:00 | 0 | 0 | 0 | 2 | 0 | 0 | 2 | 0 | 0 | 2 | 0 | 0 | 2 | 0 | 0 | 2 | 0 | 0 | 2 | 0 | 0 | 2 | 0 | 0 | E | 9 | 0 | E | 9 | 16 | A | 7 | 12 | A | 7 | 77 | A | 7 | 1004 | E | 9 | 310 | A | 7 | 7.7 | A | 7 | 16100 | A | 7 | 77777 | A | 7 | 2.3 | E | 8 | 0.119 | F | 8 | 0.14 | F | 8 | -9900 | -9900 | ? | 0
2002-07-17 | 1:00 | 0 | 0 | 0 | 2 | 0 | 0 | 2 | 0 | 0 | 2 | 0 | 0 | 2 | 0 | 0 | 2 | 0 | 0 | 2 | 0 | 0 | 2 | 0 | 0 | E | 9 | 0 | E | 9 | 16 | A | 7 | 12 | A | 7 | 77 | A | 7 | 1004 | E | 9 | 310 | A | 7 | 6.7 | A | 7 | 16100 | A | 7 | 77777 | A | 7 | 2.3 | E | 8 | 0.119 | F | 8 | 0.14 | F | 8 | -9900 | -9900 | ? | 0
2002-07-17 | 2:00 | 0 | 0 | 0 | 2 | 0 | 0 | 2 | 0 | 0 | 2 | 0 | 0 | 2 | 0 | 0 | 2 | 0 | 0 | 2 | 0 | 0 | 2 | 0 | 0 | E | 9 | 0 | E | 9 | 15 | A | 7 | 11 | A | 7 | 77 | A | 7 | 1004 | E | 9 | 300 | A | 7 | 4.6 | A | 7 | 16100 | A | 7 | 77777 | A | 7 | 2.3 | E | 8 | 0.119 | F | 8 | 0.14 | F | 8 | -9900 | -9900 | ? | 0
2002-07-17 | 3:00 | 0 | 0 | 0 | 2 | 0 | 0 | 2 | 0 | 0 | 2 | 0 | 0 | 2 | 0 | 0 | 2 | 0 | 0 | 2 | 0 | 0 | 2 | 0 | 0 | E | 9 | 0 | E | 9 | 14 | A | 7 | 11 | A | 7 | 82 | A | 7 | 1004 | E | 9 | 300 | A | 7 | 3.1 | A | 7 | 16100 | A | 7 | 77777 | A | 7 | 2.4 | E | 8 | 0.119 | F | 8 | 0.14 | F | 8 | -9900 | -9900 | ? | 0
2002-07-17 | 4:00 | 0 | 0 | 0 | 2 | 0 | 0 | 2 | 0 | 0 | 2 | 0 | 0 | 2 | 0 | 0 | 2 | 0 | 0 | 2 | 0 | 0 | 2 | 0 | 0 | E | 9 | 0 | A | 7 | 12 | A | 7 | 9 | A | 7 | 82 | A | 7 | 1004 | E | 9 | 270 | A | 7 | 1.5 | A | 7 | 16100 | A | 7 | 77777 | A | 7 | 2.4 | E | 8 | 0.119 | F | 8 | 0.14 | F | 8 | -9900 | -9900 | ? | 0
2002-07-17 | 5:00 | 5 | 298 | 0 | 2 | 8 | 0 | 2 | 15 | 0 | 2 | 8 | 0 | 2 | 8 | 0 | 2 | 15 | 0 | 2 | 8 | 0 | 2 | 19 | 0 | E | 9 | 0 | E | 9 | 10 | A | 7 | 8 | A | 7 | 87 | A | 7 | 1004 | E | 9 | 220 | A | 7 | 1.5 | A | 7 | 14500 | A | 7 | 77777 | A | 7 | 2.5 | E | 8 | 0.119 | F | 8 | 0.14 | F | 8 | -9900 | -9900 | ? | 0
2002-07-17 | 6:00 | 151 | 1322 | 22 | 2 | 8 | 0 | 2 | 15 | 22 | 2 | 8 | 2600 | 2 | 8 | 0 | 2 | 15 | 2600 | 2 | 8 | 820 | 2 | 19 | 0 | E | 9 | 0 | E | 9 | 12 | A | 7 | 10 | A | 7 | 88 | A | 7 | 1004 | E | 9 | 220 | A | 7 | 1.5 | A | 7 | 14500 | A | 7 | 77777 | A | 7 | 2.5 | E | 8 | 0.119 | F | 8 | 0.14 | F | 8 | -9900 | -9900 | ? | 0
2002-07-17 | 7:00 | 377 | 1322 | 95 | 2 | 8 | 5 | 2 | 15 | 94 | 2 | 8 | 10800 | 2 | 8 | 300 | 2 | 15 | 10700 | 2 | 8 | 3470 | 2 | 19 | 10 | E | 9 | 10 | E | 9 | 15 | A | 7 | 12 | A | 7 | 82 | A | 7 | 1004 | E | 9 | 240 | A | 7 | 1.5 | A | 7 | 16100 | A | 7 | 330 | A | 7 | 2.6 | E | 8 | 0.119 | F | 8 | 0.14 | F | 8 | -9900 | -9900 | ? | 0
2002-07-17 | 8:00 | 601 | 1322 | 107 | 2 | 8 | 0 | 2 | 15 | 107 | 2 | 8 | 12600 | 2 | 8 | 0 | 2 | 15 | 12600 | 2 | 8 | 4720 | 2 | 19 | 10 | E | 9 | 10 | E | 9 | 17 | A | 7 | 12 | A | 7 | 72 | A | 7 | 1004 | E | 9 | 0 | A | 7 | 0 | A | 7 | 14500 | A | 7 | 390 | A | 7 | 2.7 | E | 8 | 0.119 | F | 8 | 0.14 | F | 8 | -9900 | -9900 | ? | 0
2002-07-17 | 9:00 | 808 | 1322 | 231 | 2 | 8 | 23 | 2 | 15 | 216 | 2 | 8 | 26700 | 2 | 8 | 1900 | 2 | 15 | 25500 | 2 | 8 | 9410 | 2 | 19 | 10 | E | 9 | 10 | E | 9 | 17 | A | 7 | 12 | A | 7 | 72 | A | 7 | 1004 | E | 9 | 0 | A | 7 | 0 | A | 7 | 14500 | A | 7 | 390 | A | 7 | 2.8 | E | 8 | 0.119 | F | 8 | 0.14 | F | 8 | -9900 | -9900 | ? | 0
2002-07-17 | 10:00 | 983 | 1322 | 507 | 2 | 8 | 278 | 2 | 15 | 300 | 2 | 8 | 55300 | 2 | 8 | 30100 | 2 | 15 | 32900 | 2 | 8 | 9230 | 2 | 19 | 10 | E | 9 | 10 | E | 9 | 18 | A | 7 | 12 | A | 7 | 68 | A | 7 | 1004 | E | 9 | 250 | A | 7 | 2.1 | A | 7 | 14500 | A | 7 | 390 | A | 7 | 2.8 | E | 8 | 0.119 | F | 8 | 0.14 | F | 8 | -9900 | -9900 | ? | 0
2002-07-17 | 11:00 | 1114 | 1322 | 789 | 2 | 8 | 631 | 2 | 15 | 256 | 2 | 8 | 82700 | 2 | 8 | 63700 | 2 | 15 | 28900 | 2 | 8 | 10370 | 2 | 19 | 0 | E | 9 | 0 | E | 9 | 21 | A | 7 | 13 | A | 7 | 60 | A | 7 | 1004 | E | 9 | 150 | A | 7 | 2.1 | A | 7 | 12900 | A | 7 | 77777 | A | 7 | 2.9 | E | 8 | 0.119 | F | 8 | 0.14 | F | 8 | -9900 | -9900 | ? | 0
2002-07-17 | 12:00 | 1191 | 1322 | 891 | 2 | 8 | 760 | 2 | 15 | 205 | 2 | 8 | 95800 | 2 | 8 | 78000 | 2 | 15 | 25400 | 2 | 8 | 11030 | 2 | 19 | 0 | E | 9 | 0 | E | 9 | 24 | A | 7 | 14 | A | 7 | 54 | A | 7 | 1004 | E | 9 | 0 | A | 7 | 0 | A | 7 | 12900 | A | 7 | 77777 | A | 7 | 3 | E | 8 | 0.119 | F | 8 | 0.14 | F | 8 | -9900 | -9900 | ? | 0
2002-07-17 | 13:00 | 1210 | 1322 | 863 | 2 | 8 | 619 | 2 | 15 | 295 | 2 | 8 | 90500 | 2 | 8 | 62400 | 2 | 15 | 33300 | 2 | 8 | 16800 | 2 | 19 | 0 | E | 9 | 0 | E | 9 | 25 | A | 7 | 14 | A | 7 | 50 | A | 7 | 1004 | E | 9 | 0 | A | 7 | 0 | A | 7 | 12900 | A | 7 | 77777 | A | 7 | 3.1 | E | 8 | 0.119 | F | 8 | 0.14 | F | 8 | -9900 | -9900 | ? | 0
2002-07-17 | 14:00 | 1170 | 1322 | 877 | 2 | 8 | 816 | 2 | 15 | 154 | 2 | 8 | 93400 | 2 | 8 | 82600 | 2 | 15 | 20200 | 2 | 8 | 7210 | 2 | 19 | 0 | E | 9 | 0 | E | 9 | 28 | A | 7 | 14 | A | 7 | 42 | A | 7 | 1004 | E | 9 | 310 | A | 7 | 3.6 | A | 7 | 8000 | A | 7 | 77777 | A | 7 | 2.8 | E | 8 | 0.119 | F | 8 | 0.14 | F | 8 | -9900 | -9900 | ? | 0
2002-07-17 | 15:00 | 1072 | 1322 | 793 | 2 | 8 | 785 | 2 | 15 | 155 | 2 | 8 | 83300 | 2 | 8 | 79000 | 2 | 15 | 19100 | 2 | 8 | 5320 | 2 | 19 | 0 | E | 9 | 0 | E | 9 | 28 | A | 7 | 15 | A | 7 | 45 | A | 7 | 1004 | E | 9 | 310 | A | 7 | 5.7 | A | 7 | 12900 | A | 7 | 77777 | A | 7 | 2.5 | E | 8 | 0.119 | F | 8 | 0.14 | F | 8 | -9900 | -9900 | ? | 0
2002-07-17 | 16:00 | 925 | 1322 | 661 | 2 | 8 | 713 | 2 | 15 | 161 | 2 | 8 | 70100 | 2 | 8 | 72500 | 2 | 15 | 19300 | 2 | 8 | 4520 | 2 | 19 | 0 | E | 9 | 0 | E | 9 | 27 | A | 7 | 15 | A | 7 | 48 | A | 7 | 1004 | E | 9 | 310 | A | 7 | 7.7 | A | 7 | 14500 | A | 7 | 77777 | A | 7 | 2.2 | E | 8 | 0.119 | F | 8 | 0.14 | F | 8 | -9900 | -9900 | ? | 0
2002-07-17 | 17:00 | 737 | 1322 | 505 | 2 | 8 | 728 | 2 | 15 | 99 | 2 | 8 | 52900 | 2 | 8 | 72100 | 2 | 15 | 12600 | 2 | 8 | 2180 | 2 | 19 | 0 | E | 9 | 0 | E | 9 | 26 | A | 7 | 14 | A | 7 | 48 | A | 7 | 1004 | E | 9 | 300 | A | 7 | 7.2 | A | 7 | 14500 | A | 7 | 77777 | A | 7 | 2.4 | E | 8 | 0.119 | F | 8 | 0.14 | F | 8 | -9900 | -9900 | ? | 0
2002-07-17 | 18:00 | 521 | 1322 | 346 | 2 | 8 | 594 | 2 | 15 | 111 | 2 | 8 | 35500 | 2 | 8 | 55600 | 2 | 15 | 13600 | 2 | 8 | 2110 | 2 | 19 | 0 | E | 9 | 0 | E | 9 | 24 | A | 7 | 13 | A | 7 | 50 | A | 7 | 1004 | E | 9 | 310 | A | 7 | 7.2 | A | 7 | 14500 | A | 7 | 77777 | A | 7 | 2.6 | E | 8 | 0.119 | F | 8 | 0.14 | F | 8 | -9900 | -9900 | ? | 0
2002-07-17 | 19:00 | 294 | 1322 | 181 | 2 | 8 | 420 | 2 | 15 | 88 | 2 | 8 | 18500 | 2 | 8 | 32900 | 2 | 15 | 11200 | 2 | 8 | 1650 | 2 | 19 | 0 | E | 9 | 0 | E | 9 | 22 | A | 7 | 13 | A | 7 | 57 | A | 7 | 1004 | E | 9 | 310 | A | 7 | 6.7 | A | 7 | 16100 | A | 7 | 77777 | A | 7 | 2.8 | E | 8 | 0.119 | F | 8 | 0.14 | F | 8 | -9900 | -9900 | ? | 0
2002-07-17 | 20:00 | 75 | 1135 | 18 | 2 | 8 | 172 | 2 | 15 | 9 | 2 | 8 | 2200 | 2 | 8 | 9700 | 2 | 15 | 1600 | 2 | 8 | 210 | 2 | 19 | 0 | E | 9 | 0 | E | 9 | 19 | A | 7 | 12 | A | 7 | 64 | A | 7 | 1004 | E | 9 | 300 | A | 7 | 5.7 | A | 7 | 16100 | A | 7 | 77777 | A | 7 | 2.9 | E | 8 | 0.119 | F | 8 | 0.14 | F | 8 | -9900 | -9900 | ? | 0
2002-07-17 | 21:00 | 0 | 0 | 0 | 2 | 0 | 0 | 2 | 0 | 0 | 2 | 0 | 0 | 2 | 0 | 0 | 2 | 0 | 0 | 2 | 0 | 0 | 2 | 0 | 0 | E | 9 | 0 | E | 9 | 18 | A | 7 | 12 | A | 7 | 68 | A | 7 | 1004 | E | 9 | 320 | A | 7 | 5.7 | A | 7 | 16100 | A | 7 | 77777 | A | 7 | 3 | E | 8 | 0.119 | F | 8 | 0.14 | F | 8 | -9900 | -9900 | ? | 0
2002-07-17 | 22:00 | 0 | 0 | 0 | 2 | 0 | 0 | 2 | 0 | 0 | 2 | 0 | 0 | 2 | 0 | 0 | 2 | 0 | 0 | 2 | 0 | 0 | 2 | 0 | 0 | E | 9 | 0 | E | 9 | 17 | A | 7 | 12 | A | 7 | 72 | A | 7 | 1004 | E | 9 | 310 | A | 7 | 5.7 | A | 7 | 16100 | A | 7 | 77777 | A | 7 | 3.1 | E | 8 | 0.119 | F | 8 | 0.14 | F | 8 | -9900 | -9900 | ? | 0
2002-07-17 | 23:00 | 0 | 0 | 0 | 2 | 0 | 0 | 2 | 0 | 0 | 2 | 0 | 0 | 2 | 0 | 0 | 2 | 0 | 0 | 2 | 0 | 0 | 2 | 0 | 0 | E | 9 | 0 | E | 9 | 16 | A | 7 | 12 | A | 7 | 77 | A | 7 | 1004 | E | 9 | 310 | A | 7 | 5.7 | A | 7 | 16100 | A | 7 | 77777 | A | 7 | 3.1 | E | 8 | 0.119 | F | 8 | 0.14 | F | 8 | -9900 | -9900 | ? | 0
2002-07-17 | 24:00 | 0 | 0 | 0 | 2 | 0 | 0 | 2 | 0 | 0 | 2 | 0 | 0 | 2 | 0 | 0 | 2 | 0 | 0 | 2 | 0 | 0 | 2 | 0 | 1 | E | 9 | 1 | E | 9 | 15 | A | 7 | 12 | A | 7 | 82 | A | 7 | 1004 | E | 9 | 310 | A | 7 | 5.7 | A | 7 | 16100 | A | 7 | 77777 | A | 7 | 3.1 | E | 8 | 0.119 | F | 8 | 0.14 | F | 8 | -9900 | -9900 | ? | 0
2002-07-18 | 1:00 | 0 | 0 | 0 | 2 | 0 | 0 | 2 | 0 | 0 | 2 | 0 | 0 | 2 | 0 | 0 | 2 | 0 | 0 | 2 | 0 | 0 | 2 | 0 | 0 | E | 9 | 0 | E | 9 | 15 | A | 7 | 12 | A | 7 | 82 | A | 7 | 1004 | E | 9 | 300 | A | 7 | 5.7 | A | 7 | 16100 | A | 7 | 77777 | A | 7 | 3.1 | E | 8 | 0.119 | F | 8 | 0.14 | F | 8 | -9900 | -9900 | ? | 0
2002-07-18 | 2:00 | 0 | 0 | 0 | 2 | 0 | 0 | 2 | 0 | 0 | 2 | 0 | 0 | 2 | 0 | 0 | 2 | 0 | 0 | 2 | 0 | 0 | 2 | 0 | 0 | E | 9 | 0 | E | 9 | 15 | A | 7 | 12 | A | 7 | 82 | A | 7 | 1004 | E | 9 | 300 | A | 7 | 6.2 | A | 7 | 16100 | A | 7 | 77777 | A | 7 | 3 | E | 8 | 0.119 | F | 8 | 0.14 | F | 8 | -9900 | -9900 | ? | 0
2002-07-18 | 3:00 | 0 | 0 | 0 | 2 | 0 | 0 | 2 | 0 | 0 | 2 | 0 | 0 | 2 | 0 | 0 | 2 | 0 | 0 | 2 | 0 | 0 | 2 | 0 | 0 | E | 9 | 0 | E | 9 | 14 | A | 7 | 11 | A | 7 | 82 | A | 7 | 1004 | E | 9 | 290 | A | 7 | 2.6 | A | 7 | 16100 | A | 7 | 77777 | A | 7 | 2.9 | E | 8 | 0.119 | F | 8 | 0.14 | F | 8 | -9900 | -9900 | ? | 0
2002-07-18 | 4:00 | 0 | 0 | 0 | 2 | 0 | 0 | 2 | 0 | 0 | 2 | 0 | 0 | 2 | 0 | 0 | 2 | 0 | 0 | 2 | 0 | 0 | 2 | 0 | 0 | E | 9 | 0 | E | 9 | 13 | A | 7 | 10 | A | 7 | 82 | A | 7 | 1004 | E | 9 | 250 | A | 7 | 1.5 | A | 7 | 16100 | A | 7 | 77777 | A | 7 | 2.8 | E | 8 | 0.119 | F | 8 | 0.14 | F | 8 | -9900 | -9900 | ? | 0
2002-07-18 | 5:00 | 4 | 276 | 0 | 2 | 8 | 0 | 2 | 15 | 0 | 2 | 8 | 0 | 2 | 8 | 0 | 2 | 15 | 0 | 2 | 8 | 0 | 2 | 19 | 0 | E | 9 | 0 | E | 9 | 11 | A | 7 | 8 | A | 7 | 82 | A | 7 | 1004 | E | 9 | 210 | A | 7 | 2.6 | A | 7 | 16100 | A | 7 | 77777 | A | 7 | 2.9 | E | 8 | 0.119 | F | 8 | 0.14 | F | 8 | -9900 | -9900 | ? | 0
2002-07-18 | 6:00 | 148 | 1322 | 19 | 2 | 8 | 0 | 2 | 15 | 19 | 2 | 8 | 2200 | 2 | 8 | 0 | 2 | 15 | 2200 | 2 | 8 | 720 | 2 | 19 | 10 | E | 9 | 10 | E | 9 | 14 | A | 7 | 12 | A | 7 | 88 | A | 7 | 1004 | E | 9 | 270 | A | 7 | 2.1 | A | 7 | 16100 | A | 7 | 450 | A | 7 | 2.9 | E | 8 | 0.119 | F | 8 | 0.14 | F | 8 | -9900 | -9900 | ? | 0
2002-07-18 | 7:00 | 374 | 1322 | 74 | 2 | 8 | 0 | 2 | 15 | 74 | 2 | 8 | 8500 | 2 | 8 | 0 | 2 | 15 | 8500 | 2 | 8 | 2900 | 2 | 19 | 10 | B | 8 | 10 | B | 8 | 15.1 | B | 8 | 12.2 | B | 8 | 83 | A | 7 | 1004 | E | 9 | 250 | B | 8 | 1.8 | B | 8 | -9900 | ? | 0 | 420 | B | 8 | 3 | E | 8 | 0.119 | F | 8 | 0.14 | F | 8 | -9900 | -9900 | ? | 0
2002-07-18 | 8:00 | 599 | 1322 | 107 | 2 | 8 | 0 | 2 | 15 | 107 | 2 | 8 | 12600 | 2 | 8 | 0 | 2 | 15 | 12600 | 2 | 8 | 4710 | 2 | 19 | 10 | E | 9 | 10 | E | 9 | 16 | A | 7 | 12 | A | 7 | 77 | A | 7 | 1004 | E | 9 | 220 | A | 7 | 1.5 | A | 7 | 12900 | A | 7 | 390 | A | 7 | 3 | E | 8 | 0.119 | F | 8 | 0.14 | F | 8 | -9900 | -9900 | ? | 0
2002-07-18 | 9:00 | 806 | 1322 | 204 | 2 | 8 | 12 | 2 | 15 | 197 | 2 | 8 | 23900 | 2 | 8 | 1000 | 2 | 15 | 23300 | 2 | 8 | 8770 | 2 | 19 | 10 | E | 9 | 10 | E | 9 | 17 | A | 7 | 12 | A | 7 | 72 | A | 7 | 1004 | E | 9 | 180 | A | 7 | 1.5 | A | 7 | 14500 | A | 7 | 390 | A | 7 | 3 | E | 8 | 0.119 | F | 8 | 0.14 | F | 8 | -9900 | -9900 | ? | 0
2002-07-18 | 10:00 | 981 | 1322 | 369 | 2 | 8 | 47 | 2 | 15 | 334 | 2 | 8 | 40700 | 2 | 8 | 4800 | 2 | 15 | 37100 | 2 | 8 | 12370 | 2 | 19 | 10 | E | 9 | 10 | E | 9 | 18 | A | 7 | 12 | A | 7 | 68 | A | 7 | 1004 | E | 9 | 0 | A | 7 | 0 | A | 7 | 11300 | A | 7 | 510 | A | 7 | 3 | E | 8 | 0.119 | F | 8 | 0.14 | F | 8 | -9900 | -9900 | ? | 0
2002-07-18 | 11:00 | 1112 | 1322 | 600 | 2 | 8 | 292 | 2 | 15 | 354 | 2 | 8 | 65700 | 2 | 8 | 31700 | 2 | 15 | 39000 | 2 | 8 | 13990 | 2 | 19 | 10 | E | 9 | 10 | E | 9 | 20 | A | 7 | 13 | A | 7 | 64 | A | 7 | 1004 | E | 9 | 0 | A | 7 | 0 | A | 7 | 11300 | A | 7 | 570 | A | 7 | 3 | E | 8 | 0.119 | F | 8 | 0.14 | F | 8 | -9900 | -9900 | ? | 0
2002-07-18 | 12:00 | 1190 | 1322 | 885 | 2 | 8 | 724 | 2 | 15 | 232 | 2 | 8 | 94200 | 2 | 8 | 73900 | 2 | 15 | 27600 | 2 | 8 | 12300 | 2 | 19 | 4 | E | 9 | 4 | E | 9 | 22 | A | 7 | 13 | A | 7 | 57 | A | 7 | 1004 | E | 9 | 0 | A | 7 | 0 | A | 7 | 12900 | A | 7 | 77777 | A | 7 | 3.1 | E | 8 | 0.119 | F | 8 | 0.14 | F | 8 | -9900 | -9900 | ? | 0
2002-07-18 | 13:00 | 1209 | 1322 | 887 | 2 | 8 | 727 | 2 | 15 | 221 | 2 | 8 | 95000 | 2 | 8 | 74400 | 2 | 15 | 26800 | 2 | 8 | 12750 | 2 | 19 | 0 | E | 9 | 0 | E | 9 | 24 | A | 7 | 14 | A | 7 | 54 | A | 7 | 1004 | E | 9 | 0 | A | 7 | 0 | A | 7 | 14500 | A | 7 | 77777 | A | 7 | 3.1 | E | 8 | 0.119 | F | 8 | 0.14 | F | 8 | -9900 | -9900 | ? | 0
2002-07-18 | 14:00 | 1168 | 1322 | 840 | 2 | 8 | 707 | 2 | 15 | 214 | 2 | 8 | 89800 | 2 | 8 | 72300 | 2 | 15 | 25700 | 2 | 8 | 10530 | 2 | 19 | 0 | E | 9 | 0 | E | 9 | 27 | A | 7 | 14 | A | 7 | 45 | A | 7 | 1004 | E | 9 | 330 | A | 7 | 4.1 | A | 7 | 16100 | A | 7 | 77777 | A | 7 | 3 | E | 8 | 0.119 | F | 8 | 0.14 | F | 8 | -9900 | -9900 | ? | 0
2002-07-18 | 15:00 | 1071 | 1322 | 760 | 2 | 8 | 700 | 2 | 15 | 193 | 2 | 8 | 81100 | 2 | 8 | 71500 | 2 | 15 | 23100 | 2 | 8 | 7150 | 2 | 19 | 0 | E | 9 | 0 | E | 9 | 27 | A | 7 | 14 | A | 7 | 45 | A | 7 | 1004 | E | 9 | 330 | A | 7 | 5.7 | A | 7 | 14500 | A | 7 | 77777 | A | 7 | 2.8 | E | 8 | 0.119 | F | 8 | 0.14 | F | 8 | -9900 | -9900 | ? | 0
2002-07-18 | 16:00 | 923 | 1322 | 661 | 2 | 8 | 738 | 2 | 15 | 145 | 2 | 8 | 70700 | 2 | 8 | 75400 | 2 | 15 | 18000 | 2 | 8 | 4110 | 2 | 19 | 0 | E | 9 | 0 | E | 9 | 26 | A | 7 | 14 | A | 7 | 48 | A | 7 | 1004 | E | 9 | 320 | A | 7 | 7.2 | A | 7 | 14500 | A | 7 | 77777 | A | 7 | 2.6 | E | 8 | 0.119 | F | 8 | 0.14 | F | 8 | -9900 | -9900 | ? | 0
2002-07-18 | 17:00 | 735 | 1322 | 499 | 2 | 8 | 691 | 2 | 15 | 114 | 2 | 8 | 52900 | 2 | 8 | 69400 | 2 | 15 | 14300 | 2 | 8 | 2610 | 2 | 19 | 0 | E | 9 | 0 | E | 9 | 24 | A | 7 | 14 | A | 7 | 54 | A | 7 | 1004 | E | 9 | 310 | A | 7 | 8.2 | A | 7 | 14500 | A | 7 | 77777 | A | 7 | 2.6 | E | 8 | 0.119 | F | 8 | 0.14 | F | 8 | -9900 | -9900 | ? | 0
2002-07-18 | 18:00 | 519 | 1322 | 313 | 2 | 8 | 496 | 2 | 15 | 118 | 2 | 8 | 33200 | 2 | 8 | 47400 | 2 | 15 | 14600 | 2 | 8 | 2280 | 2 | 19 | 0 | E | 9 | 0 | E | 9 | 23 | A | 7 | 13 | A | 7 | 53 | A | 7 | 1004 | E | 9 | 320 | A | 7 | 8.2 | A | 7 | 16100 | A | 7 | 77777 | A | 7 | 2.6 | E | 8 | 0.119 | F | 8 | 0.14 | F | 8 | -9900 | -9900 | ? | 0
2002-07-18 | 19:00 | 291 | 1322 | 170 | 2 | 8 | 342 | 2 | 15 | 94 | 2 | 8 | 17100 | 2 | 8 | 26600 | 2 | 15 | 11300 | 2 | 8 | 1780 | 2 | 19 | 0 | E | 9 | 0 | E | 9 | 21 | A | 7 | 13 | A | 7 | 60 | A | 7 | 1004 | E | 9 | 300 | A | 7 | 6.7 | A | 7 | 16100 | A | 7 | 77777 | A | 7 | 2.6 | E | 8 | 0.119 | F | 8 | 0.14 | F | 8 | -9900 | -9900 | ? | 0
2002-07-18 | 20:00 | 73 | 1135 | 16 | 2 | 8 | 137 | 2 | 15 | 9 | 2 | 8 | 2000 | 2 | 8 | 6800 | 2 | 15 | 1500 | 2 | 8 | 180 | 2 | 19 | 0 | E | 9 | 0 | E | 9 | 19 | A | 7 | 12 | A | 7 | 64 | A | 7 | 1004 | E | 9 | 300 | A | 7 | 6.7 | A | 7 | 16100 | A | 7 | 77777 | A | 7 | 2.5 | E | 8 | 0.119 | F | 8 | 0.14 | F | 8 | -9900 | -9900 | ? | 0
2002-07-18 | 21:00 | 0 | 0 | 0 | 2 | 0 | 0 | 2 | 0 | 0 | 2 | 0 | 0 | 2 | 0 | 0 | 2 | 0 | 0 | 2 | 0 | 0 | 2 | 0 | 0 | E | 9 | 0 | E | 9 | 18 | A | 7 | 12 | A | 7 | 68 | A | 7 | 1004 | E | 9 | 300 | A | 7 | 4.6 | A | 7 | 16100 | A | 7 | 77777 | A | 7 | 2.5 | E | 8 | 0.119 | F | 8 | 0.14 | F | 8 | -9900 | -9900 | ? | 0
2002-07-18 | 22:00 | 0 | 0 | 0 | 2 | 0 | 0 | 2 | 0 | 0 | 2 | 0 | 0 | 2 | 0 | 0 | 2 | 0 | 0 | 2 | 0 | 0 | 2 | 0 | 10 | E | 9 | 10 | E | 9 | 18 | A | 7 | 12 | A | 7 | 68 | A | 7 | 1004 | E | 9 | 300 | A | 7 | 5.1 | A | 7 | 16100 | A | 7 | 1410 | A | 7 | 2.5 | E | 8 | 0.119 | F | 8 | 0.14 | F | 8 | -9900 | -9900 | ? | 0
2002-07-18 | 23:00 | 0 | 0 | 0 | 2 | 0 | 0 | 2 | 0 | 0 | 2 | 0 | 0 | 2 | 0 | 0 | 2 | 0 | 0 | 2 | 0 | 0 | 2 | 0 | 10 | E | 9 | 10 | E | 9 | 18 | A | 7 | 12 | A | 7 | 68 | A | 7 | 1004 | E | 9 | 300 | A | 7 | 3.6 | A | 7 | 16100 | A | 7 | 1050 | A | 7 | 2.5 | E | 8 | 0.119 | F | 8 | 0.14 | F | 8 | -9900 | -9900 | ? | 0
2002-07-18 | 24:00 | 0 | 0 | 0 | 2 | 0 | 0 | 2 | 0 | 0 | 2 | 0 | 0 | 2 | 0 | 0 | 2 | 0 | 0 | 2 | 0 | 0 | 2 | 0 | 10 | E | 9 | 10 | E | 9 | 18 | A | 7 | 12 | A | 7 | 68 | A | 7 | 1004 | E | 9 | 300 | A | 7 | 2.1 | A | 7 | 16100 | A | 7 | 870 | A | 7 | 2.4 | E | 8 | 0.119 | F | 8 | 0.14 | F | 8 | -9900 | -9900 | ? | 0
2002-07-19 | 1:00 | 0 | 0 | 0 | 2 | 0 | 0 | 2 | 0 | 0 | 2 | 0 | 0 | 2 | 0 | 0 | 2 | 0 | 0 | 2 | 0 | 0 | 2 | 0 | 10 | E | 9 | 10 | E | 9 | 18 | A | 7 | 12 | A | 7 | 68 | A | 7 | 1004 | E | 9 | 0 | A | 7 | 0 | A | 7 | 16100 | A | 7 | 870 | A | 7 | 2.4 | E | 8 | 0.119 | F | 8 | 0.14 | F | 8 | -9900 | -9900 | ? | 0
2002-07-19 | 2:00 | 0 | 0 | 0 | 2 | 0 | 0 | 2 | 0 | 0 | 2 | 0 | 0 | 2 | 0 | 0 | 2 | 0 | 0 | 2 | 0 | 0 | 2 | 0 | 10 | E | 9 | 10 | E | 9 | 18 | A | 7 | 12 | A | 7 | 68 | A | 7 | 1004 | E | 9 | 0 | A | 7 | 0 | A | 7 | 16100 | A | 7 | 870 | A | 7 | 2.3 | E | 8 | 0.119 | F | 8 | 0.14 | F | 8 | -9900 | -9900 | ? | 0
2002-07-19 | 3:00 | 0 | 0 | 0 | 2 | 0 | 0 | 2 | 0 | 0 | 2 | 0 | 0 | 2 | 0 | 0 | 2 | 0 | 0 | 2 | 0 | 0 | 2 | 0 | 10 | E | 9 | 10 | E | 9 | 18 | A | 7 | 12 | A | 7 | 68 | A | 7 | 1004 | E | 9 | 0 | A | 7 | 0 | A | 7 | 16100 | A | 7 | 810 | A | 7 | 2.2 | E | 8 | 0.119 | F | 8 | 0.14 | F | 8 | -9900 | -9900 | ? | 0
2002-07-19 | 4:00 | 0 | 0 | 0 | 2 | 0 | 0 | 2 | 0 | 0 | 2 | 0 | 0 | 2 | 0 | 0 | 2 | 0 | 0 | 2 | 0 | 0 | 2 | 0 | 10 | E | 9 | 10 | E | 9 | 18 | A | 7 | 12 | A | 7 | 68 | A | 7 | 1004 | E | 9 | 0 | A | 7 | 0 | A | 7 | 16100 | A | 7 | 870 | A | 7 | 2.1 | E | 8 | 0.119 | F | 8 | 0.14 | F | 8 | -9900 | -9900 | ? | 0
2002-07-19 | 5:00 | 4 | 254 | 0 | 2 | 8 | 0 | 2 | 15 | 0 | 2 | 8 | 0 | 2 | 8 | 0 | 2 | 15 | 0 | 2 | 8 | 0 | 2 | 19 | 10 | E | 9 | 10 | E | 9 | 18 | A | 7 | 13 | A | 7 | 73 | A | 7 | 1004 | E | 9 | 310 | A | 7 | 1.5 | A | 7 | 12900 | A | 7 | 840 | A | 7 | 2.2 | E | 8 | 0.119 | F | 8 | 0.14 | F | 8 | -9900 | -9900 | ? | 0
2002-07-19 | 6:00 | 145 | 1323 | 21 | 2 | 8 | 0 | 2 | 15 | 21 | 2 | 8 | 2400 | 2 | 8 | 0 | 2 | 15 | 2400 | 2 | 8 | 790 | 2 | 19 | 10 | E | 9 | 10 | E | 9 | 18 | A | 7 | 13 | A | 7 | 73 | A | 7 | 1004 | E | 9 | 0 | A | 7 | 0 | A | 7 | 14500 | A | 7 | 960 | A | 7 | 2.2 | E | 8 | 0.119 | F | 8 | 0.14 | F | 8 | -9900 | -9900 | ? | 0
2002-07-19 | 7:00 | 371 | 1323 | 86 | 2 | 8 | 0 | 2 | 15 | 86 | 2 | 8 | 9800 | 2 | 8 | 0 | 2 | 15 | 9800 | 2 | 8 | 3240 | 2 | 19 | 10 | E | 9 | 10 | E | 9 | 18 | A | 7 | 13 | A | 7 | 73 | A | 7 | 1004 | E | 9 | 330 | A | 7 | 2.1 | A | 7 | 14500 | A | 7 | 780 | A | 7 | 2.2 | E | 8 | 0.119 | F | 8 | 0.14 | F | 8 | -9900 | -9900 | ? | 0
2002-07-19 | 8:00 | 596 | 1323 | 155 | 2 | 8 | 6 | 2 | 15 | 152 | 2 | 8 | 17700 | 2 | 8 | 400 | 2 | 15 | 17500 | 2 | 8 | 6180 | 2 | 19 | 10 | E | 9 | 10 | E | 9 | 19 | A | 7 | 13 | A | 7 | 68 | A | 7 | 1004 | E | 9 | 330 | A | 7 | 3.1 | A | 7 | 16100 | A | 7 | 870 | A | 7 | 2.2 | E | 8 | 0.119 | F | 8 | 0.14 | F | 8 | -9900 | -9900 | ? | 0
2002-07-19 | 9:00 | 804 | 1323 | 209 | 2 | 8 | 6 | 2 | 15 | 206 | 2 | 8 | 24400 | 2 | 8 | 500 | 2 | 15 | 24100 | 2 | 8 | 9060 | 2 | 19 | 9 | E | 9 | 9 | A | 7 | 20 | A | 7 | 13 | A | 7 | 64 | A | 7 | 1004 | E | 9 | 300 | A | 7 | 2.6 | A | 7 | 16100 | A | 7 | 780 | A | 7 | 2.2 | E | 8 | 0.119 | F | 8 | 0.14 | F | 8 | -9900 | -9900 | ? | 0
2002-07-19 | 10:00 | 979 | 1323 | 347 | 2 | 8 | 35 | 2 | 15 | 321 | 2 | 8 | 38200 | 2 | 8 | 3600 | 2 | 15 | 35600 | 2 | 8 | 11950 | 2 | 19 | 10 | E | 9 | 10 | E | 9 | 21 | A | 7 | 13 | A | 7 | 60 | A | 7 | 1004 | E | 9 | 100 | A | 7 | 3.1 | A | 7 | 12900 | A | 7 | 1260 | A | 7 | 2.3 | E | 8 | 0.119 | F | 8 | 0.14 | F | 8 | -9900 | -9900 | ? | 0
2002-07-19 | 11:00 | 1110 | 1323 | 183 | 2 | 8 | 6 | 2 | 15 | 178 | 2 | 8 | 22600 | 2 | 8 | 400 | 2 | 15 | 22200 | 2 | 8 | 9080 | 2 | 19 | 10 | E | 9 | 10 | E | 9 | 22 | A | 7 | 13 | A | 7 | 57 | A | 7 | 1004 | E | 9 | 300 | A | 7 | 2.1 | A | 7 | 12900 | A | 7 | 810 | A | 7 | 2.3 | E | 8 | 0.119 | F | 8 | 0.14 | F | 8 | -9900 | -9900 | ? | 0
2002-07-19 | 12:00 | 1188 | 1323 | 460 | 2 | 8 | 78 | 2 | 15 | 390 | 2 | 8 | 50900 | 2 | 8 | 8000 | 2 | 15 | 43600 | 2 | 8 | 18810 | 2 | 19 | 10 | E | 9 | 10 | E | 9 | 23 | A | 7 | 13 | A | 7 | 53 | A | 7 | 1004 | E | 9 | 340 | A | 7 | 2.6 | A | 7 | 12900 | A | 7 | 1230 | A | 7 | 2.3 | E | 8 | 0.119 | F | 8 | 0.14 | F | 8 | -9900 | -9900 | ? | 0
2002-07-19 | 13:00 | 1207 | 1323 | 395 | 2 | 8 | 24 | 2 | 15 | 373 | 2 | 8 | 46700 | 2 | 8 | 2200 | 2 | 15 | 44700 | 2 | 8 | 16580 | 2 | 19 | 10 | E | 9 | 10 | E | 9 | 24 | A | 7 | 12 | A | 7 | 47 | A | 7 | 1004 | E | 9 | 20 | A | 7 | 2.6 | A | 7 | 14500 | A | 7 | 1230 | A | 7 | 2.3 | E | 8 | 0.119 | F | 8 | 0.14 | F | 8 | -9900 | -9900 | ? | 0
2002-07-19 | 14:00 | 1167 | 1323 | 395 | 2 | 8 | 30 | 2 | 15 | 368 | 2 | 8 | 43600 | 2 | 8 | 3100 | 2 | 15 | 40900 | 2 | 8 | 17200 | 2 | 19 | 10 | E | 9 | 10 | E | 9 | 25 | A | 7 | 13 | A | 7 | 47 | A | 7 | 1004 | E | 9 | 310 | A | 7 | 3.1 | A | 7 | 12900 | A | 7 | 1290 | A | 7 | 2.3 | E | 8 | 0.119 | F | 8 | 0.14 | F | 8 | -9900 | -9900 | ? | 0
2002-07-19 | 15:00 | 1069 | 1323 | 507 | 2 | 8 | 134 | 2 | 15 | 399 | 2 | 8 | 55500 | 2 | 8 | 14200 | 2 | 15 | 44000 | 2 | 8 | 14590 | 2 | 19 | 10 | E | 9 | 10 | E | 9 | 26 | A | 7 | 13 | A | 7 | 45 | A | 7 | 1004 | E | 9 | 350 | A | 7 | 5.1 | A | 7 | 12900 | A | 7 | 1170 | A | 7 | 2.2 | E | 8 | 0.119 | F | 8 | 0.14 | F | 8 | -9900 | -9900 | ? | 0
2002-07-19 | 16:00 | 921 | 1323 | 436 | 2 | 8 | 148 | 2 | 15 | 333 | 2 | 8 | 47600 | 2 | 8 | 15600 | 2 | 15 | 36700 | 2 | 8 | 10040 | 2 | 19 | 8 | E | 9 | 8 | E | 9 | 26 | A | 7 | 13 | A | 7 | 45 | A | 7 | 1004 | E | 9 | 330 | A | 7 | 2.6 | A | 7 | 14500 | A | 7 | 1230 | A | 7 | 2.1 | E | 8 | 0.119 | F | 8 | 0.14 | F | 8 | -9900 | -9900 | ? | 0
2002-07-19 | 17:00 | 733 | 1323 | 382 | 2 | 8 | 220 | 2 | 15 | 260 | 2 | 8 | 41500 | 2 | 8 | 22800 | 2 | 15 | 28900 | 2 | 8 | 6750 | 2 | 19 | 4 | E | 9 | 4 | E | 9 | 26 | A | 7 | 13 | A | 7 | 45 | A | 7 | 1004 | E | 9 | 350 | A | 7 | 4.1 | A | 7 | 14500 | A | 7 | 77777 | A | 7 | 2.1 | E | 8 | 0.119 | F | 8 | 0.14 | F | 8 | -9900 | -9900 | ? | 0
2002-07-19 | 18:00 | 517 | 1323 | 314 | 2 | 8 | 456 | 2 | 15 | 135 | 2 | 8 | 32800 | 2 | 8 | 43500 | 2 | 15 | 15800 | 2 | 8 | 2640 | 2 | 19 | 8 | E | 9 | 8 | E | 9 | 24 | A | 7 | 14 | A | 7 | 54 | A | 7 | 1004 | E | 9 | 320 | A | 7 | 4.6 | A | 7 | 12900 | A | 7 | 1290 | A | 7 | 2.2 | E | 8 | 0.119 | F | 8 | 0.14 | F | 8 | -9900 | -9900 | ? | 0
2002-07-19 | 19:00 | 289 | 1323 | 171 | 2 | 8 | 360 | 2 | 15 | 93 | 2 | 8 | 17400 | 2 | 8 | 27900 | 2 | 15 | 11300 | 2 | 8 | 1760 | 2 | 19 | 0 | E | 9 | 0 | E | 9 | 23 | A | 7 | 14 | A | 7 | 57 | A | 7 | 1004 | E | 9 | 320 | A | 7 | 3.6 | A | 7 | 16100 | A | 7 | 77777 | A | 7 | 2.2 | E | 8 | 0.119 | F | 8 | 0.14 | F | 8 | -9900 | -9900 | ? | 0
2002-07-19 | 20:00 | 71 | 1113 | 15 | 2 | 8 | 141 | 2 | 15 | 8 | 2 | 8 | 1900 | 2 | 8 | 8000 | 2 | 15 | 1400 | 2 | 8 | 190 | 2 | 19 | 0 | E | 9 | 0 | E | 9 | 21 | A | 7 | 14 | A | 7 | 64 | A | 7 | 1004 | E | 9 | 310 | A | 7 | 5.1 | A | 7 | 16100 | A | 7 | 77777 | A | 7 | 2.2 | E | 8 | 0.119 | F | 8 | 0.14 | F | 8 | -9900 | -9900 | ? | 0
2002-07-19 | 21:00 | 0 | 0 | 0 | 2 | 0 | 0 | 2 | 0 | 0 | 2 | 0 | 0 | 2 | 0 | 0 | 2 | 0 | 0 | 2 | 0 | 0 | 2 | 0 | 0 | E | 9 | 0 | E | 9 | 20 | A | 7 | 14 | A | 7 | 68 | A | 7 | 1004 | E | 9 | 320 | A | 7 | 4.1 | A | 7 | 16100 | A | 7 | 77777 | A | 7 | 2.2 | E | 8 | 0.119 | F | 8 | 0.14 | F | 8 | -9900 | -9900 | ? | 0
2002-07-19 | 22:00 | 0 | 0 | 0 | 2 | 0 | 0 | 2 | 0 | 0 | 2 | 0 | 0 | 2 | 0 | 0 | 2 | 0 | 0 | 2 | 0 | 0 | 2 | 0 | 0 | E | 9 | 0 | E | 9 | 19 | A | 7 | 14 | A | 7 | 73 | A | 7 | 1004 | E | 9 | 320 | A | 7 | 4.1 | A | 7 | 16100 | A | 7 | 77777 | A | 7 | 2.1 | E | 8 | 0.119 | F | 8 | 0.14 | F | 8 | -9900 | -9900 | ? | 0
2002-07-19 | 23:00 | 0 | 0 | 0 | 2 | 0 | 0 | 2 | 0 | 0 | 2 | 0 | 0 | 2 | 0 | 0 | 2 | 0 | 0 | 2 | 0 | 0 | 2 | 0 | 0 | E | 9 | 0 | E | 9 | 18 | A | 7 | 13 | A | 7 | 73 | A | 7 | 1004 | E | 9 | 320 | A | 7 | 2.6 | A | 7 | 16100 | A | 7 | 77777 | A | 7 | 2.1 | E | 8 | 0.119 | F | 8 | 0.14 | F | 8 | -9900 | -9900 | ? | 0
2002-07-19 | 24:00 | 0 | 0 | 0 | 2 | 0 | 0 | 2 | 0 | 0 | 2 | 0 | 0 | 2 | 0 | 0 | 2 | 0 | 0 | 2 | 0 | 0 | 2 | 0 | 0 | E | 9 | 0 | E | 9 | 17 | A | 7 | 13 | A | 7 | 77 | A | 7 | 1004 | E | 9 | 310 | A | 7 | 3.1 | A | 7 | 16100 | A | 7 | 77777 | A | 7 | 2.1 | E | 8 | 0.119 | F | 8 | 0.14 | F | 8 | -9900 | -9900 | ? | 0
2002-07-20 | 1:00 | 0 | 0 | 0 | 2 | 0 | 0 | 2 | 0 | 0 | 2 | 0 | 0 | 2 | 0 | 0 | 2 | 0 | 0 | 2 | 0 | 0 | 2 | 0 | 0 | E | 9 | 0 | E | 9 | 15 | A | 7 | 11 | A | 7 | 77 | A | 7 | 1004 | E | 9 | 300 | A | 7 | 2.6 | A | 7 | 16100 | A | 7 | 77777 | A | 7 | 2 | E | 8 | 0.119 | F | 8 | 0.14 | F | 8 | -9900 | -9900 | ? | 0
2002-07-20 | 2:00 | 0 | 0 | 0 | 2 | 0 | 0 | 2 | 0 | 0 | 2 | 0 | 0 | 2 | 0 | 0 | 2 | 0 | 0 | 2 | 0 | 0 | 2 | 0 | 0 | E | 9 | 0 | E | 9 | 14 | A | 7 | 12 | A | 7 | 88 | A | 7 | 1004 | E | 9 | 300 | A | 7 | 2.6 | A | 7 | 16100 | A | 7 | 77777 | A | 7 | 2 | E | 8 | 0.119 | F | 8 | 0.14 | F | 8 | -9900 | -9900 | ? | 0
2002-07-20 | 3:00 | 0 | 0 | 0 | 2 | 0 | 0 | 2 | 0 | 0 | 2 | 0 | 0 | 2 | 0 | 0 | 2 | 0 | 0 | 2 | 0 | 0 | 2 | 0 | 8 | E | 9 | 8 | E | 9 | 14 | A | 7 | 11 | A | 7 | 82 | A | 7 | 1004 | E | 9 | 310 | A | 7 | 2.6 | A | 7 | 16100 | A | 7 | 1170 | A | 7 | 2 | E | 8 | 0.119 | F | 8 | 0.14 | F | 8 | -9900 | -9900 | ? | 0
2002-07-20 | 4:00 | 0 | 0 | 0 | 2 | 0 | 0 | 2 | 0 | 0 | 2 | 0 | 0 | 2 | 0 | 0 | 2 | 0 | 0 | 2 | 0 | 0 | 2 | 0 | 0 | E | 9 | 0 | E | 9 | 13 | A | 7 | 11 | A | 7 | 88 | A | 7 | 1004 | E | 9 | 300 | A | 7 | 1.5 | A | 7 | 16100 | A | 7 | 77777 | A | 7 | 1.9 | E | 8 | 0.119 | F | 8 | 0.14 | F | 8 | -9900 | -9900 | ? | 0
2002-07-20 | 5:00 | 3 | 231 | 0 | 2 | 8 | 0 | 2 | 15 | 0 | 2 | 8 | 0 | 2 | 8 | 0 | 2 | 15 | 0 | 2 | 8 | 0 | 2 | 19 | 0 | E | 9 | 0 | E | 9 | 13 | A | 7 | 10 | A | 7 | 82 | A | 7 | 1004 | E | 9 | 310 | A | 7 | 1.5 | A | 7 | 14500 | A | 7 | 77777 | A | 7 | 1.9 | E | 8 | 0.119 | F | 8 | 0.14 | F | 8 | -9900 | -9900 | ? | 0
2002-07-20 | 6:00 | 142 | 1323 | 53 | 2 | 8 | 302 | 2 | 15 | 21 | 2 | 8 | 5500 | 2 | 8 | 17800 | 2 | 15 | 3600 | 2 | 8 | 390 | 2 | 19 | 0 | E | 9 | 0 | E | 9 | 14 | A | 7 | 12 | A | 7 | 88 | A | 7 | 1004 | E | 9 | 300 | A | 7 | 1.5 | A | 7 | 14500 | A | 7 | 77777 | A | 7 | 1.8 | E | 8 | 0.119 | F | 8 | 0.14 | F | 8 | -9900 | -9900 | ? | 0
2002-07-20 | 7:00 | 368 | 1323 | 209 | 2 | 8 | 558 | 2 | 15 | 53 | 2 | 8 | 21900 | 2 | 8 | 48600 | 2 | 15 | 8400 | 2 | 8 | 1020 | 2 | 19 | 0 | E | 9 | 0 | E | 9 | 18 | A | 7 | 12 | A | 7 | 68 | A | 7 | 1004 | E | 9 | 30 | A | 7 | 4.1 | A | 7 | 14500 | A | 7 | 77777 | A | 7 | 1.8 | E | 8 | 0.119 | F | 8 | 0.14 | F | 8 | -9900 | -9900 | ? | 0
2002-07-20 | 8:00 | 594 | 1323 | 386 | 2 | 8 | 639 | 2 | 15 | 99 | 2 | 8 | 40500 | 2 | 8 | 62100 | 2 | 15 | 12600 | 2 | 8 | 2040 | 2 | 19 | 0 | E | 9 | 0 | E | 9 | 20 | A | 7 | 11 | A | 7 | 56 | A | 7 | 1004 | E | 9 | 30 | A | 7 | 4.1 | A | 7 | 14500 | A | 7 | 77777 | A | 7 | 1.8 | E | 8 | 0.119 | F | 8 | 0.14 | F | 8 | -9900 | -9900 | ? | 0
2002-07-20 | 9:00 | 802 | 1323 | 555 | 2 | 8 | 701 | 2 | 15 | 129 | 2 | 8 | 58900 | 2 | 8 | 70900 | 2 | 15 | 15900 | 2 | 8 | 3130 | 2 | 19 | 0 | E | 9 | 0 | E | 9 | 22 | A | 7 | 12 | A | 7 | 53 | A | 7 | 1004 | E | 9 | 20 | A | 7 | 4.1 | A | 7 | 16100 | A | 7 | 77777 | A | 7 | 1.8 | E | 8 | 0.119 | F | 8 | 0.14 | F | 8 | -9900 | -9900 | ? | 0
2002-07-20 | 10:00 | 977 | 1323 | 727 | 2 | 8 | 851 | 2 | 15 | 97 | 2 | 8 | 75400 | 2 | 8 | 85000 | 2 | 15 | 12500 | 2 | 8 | 2620 | 2 | 19 | 0 | E | 9 | 0 | E | 9 | 24 | A | 7 | 12 | A | 7 | 47 | A | 7 | 1004 | E | 9 | 10 | A | 7 | 4.6 | A | 7 | 14500 | A | 7 | 77777 | A | 7 | 1.8 | E | 8 | 0.119 | F | 8 | 0.14 | F | 8 | -9900 | -9900 | ? | 0
2002-07-20 | 11:00 | 1108 | 1323 | 840 | 2 | 8 | 875 | 2 | 15 | 105 | 2 | 8 | 86900 | 2 | 8 | 87700 | 2 | 15 | 13200 | 2 | 8 | 3660 | 2 | 19 | 0 | E | 9 | 0 | E | 9 | 26 | A | 7 | 12 | A | 7 | 42 | A | 7 | 1004 | E | 9 | 30 | A | 7 | 5.7 | A | 7 | 12900 | A | 7 | 77777 | A | 7 | 1.8 | E | 8 | 0.119 | F | 8 | 0.14 | F | 8 | -9900 | -9900 | ? | 0
2002-07-20 | 12:00 | 1186 | 1323 | 879 | 2 | 8 | 778 | 2 | 15 | 180 | 2 | 8 | 92200 | 2 | 8 | 78300 | 2 | 15 | 21900 | 2 | 8 | 8710 | 2 | 19 | 0 | E | 9 | 0 | E | 9 | 28 | A | 7 | 12 | A | 7 | 37 | A | 7 | 1004 | E | 9 | 20 | A | 7 | 4.6 | A | 7 | 16100 | A | 7 | 77777 | A | 7 | 1.8 | E | 8 | 0.119 | F | 8 | 0.14 | F | 8 | -9900 | -9900 | ? | 0
2002-07-20 | 13:00 | 1206 | 1323 | 911 | 2 | 8 | 836 | 2 | 15 | 148 | 2 | 8 | 93300 | 2 | 8 | 83700 | 2 | 15 | 16800 | 2 | 8 | 6330 | 2 | 19 | 0 | E | 9 | 0 | E | 9 | 29 | A | 7 | 11 | A | 7 | 33 | A | 7 | 1004 | E | 9 | 20 | A | 7 | 7.2 | A | 7 | 16100 | A | 7 | 77777 | A | 7 | 1.7 | E | 8 | 0.119 | F | 8 | 0.14 | F | 8 | -9900 | -9900 | ? | 0
2002-07-20 | 14:00 | 1165 | 1323 | 865 | 2 | 8 | 804 | 2 | 15 | 156 | 2 | 8 | 92000 | 2 | 8 | 81300 | 2 | 15 | 20200 | 2 | 8 | 7160 | 2 | 19 | 0 | E | 9 | 0 | E | 9 | 31 | A | 7 | 11 | A | 7 | 29 | A | 7 | 1004 | E | 9 | 20 | A | 7 | 6.2 | A | 7 | 14500 | A | 7 | 77777 | A | 7 | 1.7 | E | 8 | 0.119 | F | 8 | 0.14 | F | 8 | -9900 | -9900 | ? | 0
2002-07-20 | 15:00 | 1068 | 1323 | 780 | 2 | 8 | 779 | 2 | 15 | 150 | 2 | 8 | 82200 | 2 | 8 | 78500 | 2 | 15 | 18700 | 2 | 8 | 5120 | 2 | 19 | 0 | E | 9 | 0 | E | 9 | 31 | A | 7 | 10 | A | 7 | 27 | A | 7 | 1004 | E | 9 | 360 | A | 7 | 6.7 | A | 7 | 16100 | A | 7 | 77777 | A | 7 | 1.6 | E | 8 | 0.119 | F | 8 | 0.14 | F | 8 | -9900 | -9900 | ? | 0
2002-07-20 | 16:00 | 920 | 1323 | 682 | 2 | 8 | 824 | 2 | 15 | 108 | 2 | 8 | 72800 | 2 | 8 | 83200 | 2 | 15 | 14900 | 2 | 8 | 2970 | 2 | 19 | 0 | E | 9 | 0 | E | 9 | 32 | A | 7 | 9 | A | 7 | 24 | A | 7 | 1004 | E | 9 | 10 | A | 7 | 6.7 | A | 7 | 14500 | A | 7 | 77777 | A | 7 | 1.5 | E | 8 | 0.119 | F | 8 | 0.14 | F | 8 | -9900 | -9900 | ? | 0
2002-07-20 | 17:00 | 731 | 1323 | 514 | 2 | 8 | 767 | 2 | 15 | 90 | 2 | 8 | 54300 | 2 | 8 | 76100 | 2 | 15 | 12200 | 2 | 8 | 2050 | 2 | 19 | 0 | E | 9 | 0 | E | 9 | 32 | A | 7 | 9 | A | 7 | 24 | A | 7 | 1004 | E | 9 | 20 | A | 7 | 6.7 | A | 7 | 14500 | A | 7 | 77777 | A | 7 | 1.6 | E | 8 | 0.119 | F | 8 | 0.14 | F | 8 | -9900 | -9900 | ? | 0
2002-07-20 | 18:00 | 515 | 1323 | 349 | 2 | 8 | 629 | 2 | 15 | 104 | 2 | 8 | 36000 | 2 | 8 | 58900 | 2 | 15 | 13100 | 2 | 8 | 1990 | 2 | 19 | 0 | E | 9 | 0 | E | 9 | 29 | A | 7 | 14 | A | 7 | 40 | A | 7 | 1004 | E | 9 | 310 | A | 7 | 5.7 | A | 7 | 14500 | A | 7 | 77777 | A | 7 | 1.6 | E | 8 | 0.119 | F | 8 | 0.14 | F | 8 | -9900 | -9900 | ? | 0
2002-07-20 | 19:00 | 286 | 1323 | 174 | 2 | 8 | 386 | 2 | 15 | 90 | 2 | 8 | 17600 | 2 | 8 | 29800 | 2 | 15 | 11200 | 2 | 8 | 1700 | 2 | 19 | 0 | E | 9 | 0 | E | 9 | 27 | A | 7 | 14 | A | 7 | 45 | A | 7 | 1004 | E | 9 | 320 | A | 7 | 5.7 | A | 7 | 14500 | A | 7 | 77777 | A | 7 | 1.7 | E | 8 | 0.119 | F | 8 | 0.14 | F | 8 | -9900 | -9900 | ? | 0
2002-07-20 | 20:00 | 68 | 1091 | 15 | 2 | 8 | 148 | 2 | 15 | 8 | 2 | 8 | 1900 | 2 | 8 | 8300 | 2 | 15 | 1400 | 2 | 8 | 190 | 2 | 19 | 0 | E | 9 | 0 | E | 9 | 23 | A | 7 | 14 | A | 7 | 57 | A | 7 | 1004 | E | 9 | 310 | A | 7 | 5.7 | A | 7 | 16100 | A | 7 | 77777 | A | 7 | 1.7 | E | 8 | 0.119 | F | 8 | 0.14 | F | 8 | -9900 | -9900 | ? | 0
2002-07-20 | 21:00 | 0 | 0 | 0 | 2 | 0 | 0 | 2 | 0 | 0 | 2 | 0 | 0 | 2 | 0 | 0 | 2 | 0 | 0 | 2 | 0 | 0 | 2 | 0 | 0 | E | 9 | 0 | E | 9 | 22 | A | 7 | 13 | A | 7 | 57 | A | 7 | 1004 | E | 9 | 310 | A | 7 | 5.1 | A | 7 | 16100 | A | 7 | 77777 | A | 7 | 1.7 | E | 8 | 0.119 | F | 8 | 0.14 | F | 8 | -9900 | -9900 | ? | 0
2002-07-20 | 22:00 | 0 | 0 | 0 | 2 | 0 | 0 | 2 | 0 | 0 | 2 | 0 | 0 | 2 | 0 | 0 | 2 | 0 | 0 | 2 | 0 | 0 | 2 | 0 | 0 | E | 9 | 0 | E | 9 | 20 | A | 7 | 13 | A | 7 | 64 | A | 7 | 1004 | E | 9 | 310 | A | 7 | 4.1 | A | 7 | 16100 | A | 7 | 77777 | A | 7 | 1.7 | E | 8 | 0.119 | F | 8 | 0.14 | F | 8 | -9900 | -9900 | ? | 0
2002-07-20 | 23:00 | 0 | 0 | 0 | 2 | 0 | 0 | 2 | 0 | 0 | 2 | 0 | 0 | 2 | 0 | 0 | 2 | 0 | 0 | 2 | 0 | 0 | 2 | 0 | 0 | E | 9 | 0 | E | 9 | 19 | A | 7 | 13 | A | 7 | 68 | A | 7 | 1004 | E | 9 | 300 | A | 7 | 3.6 | A | 7 | 16100 | A | 7 | 77777 | A | 7 | 1.7 | E | 8 | 0.119 | F | 8 | 0.14 | F | 8 | -9900 | -9900 | ? | 0
2002-07-20 | 24:00 | 0 | 0 | 0 | 2 | 0 | 0 | 2 | 0 | 0 | 2 | 0 | 0 | 2 | 0 | 0 | 2 | 0 | 0 | 2 | 0 | 0 | 2 | 0 | 0 | E | 9 | 0 | E | 9 | 17 | A | 7 | 12 | A | 7 | 72 | A | 7 | 1004 | E | 9 | 300 | A | 7 | 3.1 | A | 7 | 16100 | A | 7 | 77777 | A | 7 | 1.8 | E | 8 | 0.119 | F | 8 | 0.14 | F | 8 | -9900 | -9900 | ? | 0
2002-07-21 | 1:00 | 0 | 0 | 0 | 2 | 0 | 0 | 2 | 0 | 0 | 2 | 0 | 0 | 2 | 0 | 0 | 2 | 0 | 0 | 2 | 0 | 0 | 2 | 0 | 0 | E | 9 | 0 | E | 9 | 17 | A | 7 | 12 | A | 7 | 72 | A | 7 | 1004 | E | 9 | 300 | A | 7 | 3.6 | A | 7 | 16100 | A | 7 | 77777 | A | 7 | 1.8 | E | 8 | 0.119 | F | 8 | 0.14 | F | 8 | -9900 | -9900 | ? | 0
2002-07-21 | 2:00 | 0 | 0 | 0 | 2 | 0 | 0 | 2 | 0 | 0 | 2 | 0 | 0 | 2 | 0 | 0 | 2 | 0 | 0 | 2 | 0 | 0 | 2 | 0 | 0 | E | 9 | 0 | E | 9 | 16 | A | 7 | 11 | A | 7 | 72 | A | 7 | 1004 | E | 9 | 300 | A | 7 | 2.6 | A | 7 | 16100 | A | 7 | 77777 | A | 7 | 1.8 | E | 8 | 0.119 | F | 8 | 0.14 | F | 8 | -9900 | -9900 | ? | 0
2002-07-21 | 3:00 | 0 | 0 | 0 | 2 | 0 | 0 | 2 | 0 | 0 | 2 | 0 | 0 | 2 | 0 | 0 | 2 | 0 | 0 | 2 | 0 | 0 | 2 | 0 | 0 | B | 8 | 0 | B | 8 | 15.4 | B | 8 | 10.5 | B | 8 | 73 | A | 7 | 1004 | E | 9 | 330 | B | 8 | 1.3 | B | 8 | -9900 | ? | 0 | 77777 | B | 8 | 1.8 | E | 8 | 0.119 | F | 8 | 0.14 | F | 8 | -9900 | -9900 | ? | 0
2002-07-21 | 4:00 | 0 | 0 | 0 | 2 | 0 | 0 | 2 | 0 | 0 | 2 | 0 | 0 | 2 | 0 | 0 | 2 | 0 | 0 | 2 | 0 | 0 | 2 | 0 | 0 | E | 9 | 0 | E | 9 | 15 | A | 7 | 10 | A | 7 | 72 | A | 7 | 1004 | E | 9 | 0 | A | 7 | 0 | A | 7 | 16100 | A | 7 | 77777 | A | 7 | 1.8 | E | 8 | 0.119 | F | 8 | 0.14 | F | 8 | -9900 | -9900 | ? | 0
2002-07-21 | 5:00 | 3 | 209 | 0 | 2 | 8 | 0 | 2 | 15 | 0 | 2 | 8 | 0 | 2 | 8 | 0 | 2 | 15 | 0 | 2 | 8 | 0 | 2 | 19 | 0 | E | 9 | 0 | E | 9 | 13 | A | 7 | 9 | A | 7 | 77 | A | 7 | 1004 | E | 9 | 300 | A | 7 | 2.1 | A | 7 | 16100 | A | 7 | 77777 | A | 7 | 1.9 | E | 8 | 0.119 | F | 8 | 0.14 | F | 8 | -9900 | -9900 | ? | 0
2002-07-21 | 6:00 | 138 | 1323 | 50 | 2 | 8 | 241 | 2 | 15 | 25 | 2 | 8 | 5100 | 2 | 8 | 13900 | 2 | 15 | 3700 | 2 | 8 | 450 | 2 | 19 | 0 | E | 9 | 0 | E | 9 | 14 | A | 7 | 11 | A | 7 | 82 | A | 7 | 1004 | E | 9 | 300 | A | 7 | 3.1 | A | 7 | 16100 | A | 7 | 77777 | A | 7 | 1.9 | E | 8 | 0.119 | F | 8 | 0.14 | F | 8 | -9900 | -9900 | ? | 0
2002-07-21 | 7:00 | 365 | 1323 | 204 | 2 | 8 | 509 | 2 | 15 | 63 | 2 | 8 | 21100 | 2 | 8 | 43900 | 2 | 15 | 9000 | 2 | 8 | 1180 | 2 | 19 | 0 | E | 9 | 0 | E | 9 | 18 | A | 7 | 12 | A | 7 | 68 | A | 7 | 1004 | E | 9 | 300 | A | 7 | 2.1 | A | 7 | 16100 | A | 7 | 77777 | A | 7 | 1.9 | E | 8 | 0.119 | F | 8 | 0.14 | F | 8 | -9900 | -9900 | ? | 0
2002-07-21 | 8:00 | 591 | 1323 | 376 | 2 | 8 | 593 | 2 | 15 | 111 | 2 | 8 | 39200 | 2 | 8 | 57300 | 2 | 15 | 13500 | 2 | 8 | 2240 | 2 | 19 | 0 | E | 9 | 0 | E | 9 | 22 | A | 7 | 11 | A | 7 | 50 | A | 7 | 1004 | E | 9 | 30 | A | 7 | 2.6 | A | 7 | 14500 | A | 7 | 77777 | A | 7 | 1.9 | E | 8 | 0.119 | F | 8 | 0.14 | F | 8 | -9900 | -9900 | ? | 0
2002-07-21 | 9:00 | 799 | 1323 | 539 | 2 | 8 | 683 | 2 | 15 | 125 | 2 | 8 | 57300 | 2 | 8 | 69100 | 2 | 15 | 15500 | 2 | 8 | 3040 | 2 | 19 | 0 | E | 9 | 0 | E | 9 | 24 | A | 7 | 9 | A | 7 | 38 | A | 7 | 1004 | E | 9 | 40 | A | 7 | 4.6 | A | 7 | 16100 | A | 7 | 77777 | A | 7 | 1.9 | E | 8 | 0.119 | F | 8 | 0.14 | F | 8 | -9900 | -9900 | ? | 0
2002-07-21 | 10:00 | 975 | 1323 | 688 | 2 | 8 | 739 | 2 | 15 | 142 | 2 | 8 | 71900 | 2 | 8 | 74100 | 2 | 15 | 17200 | 2 | 8 | 3970 | 2 | 19 | 0 | E | 9 | 0 | E | 9 | 26 | A | 7 | 9 | A | 7 | 34 | A | 7 | 1004 | E | 9 | 50 | A | 7 | 2.1 | A | 7 | 16100 | A | 7 | 77777 | A | 7 | 2 | E | 8 | 0.119 | F | 8 | 0.14 | F | 8 | -9900 | -9900 | ? | 0
2002-07-21 | 11:00 | 1107 | 1323 | 771 | 2 | 8 | 649 | 2 | 15 | 228 | 2 | 8 | 81600 | 2 | 8 | 65900 | 2 | 15 | 26300 | 2 | 8 | 9140 | 2 | 19 | 0 | E | 9 | 0 | E | 9 | 28 | A | 7 | 9 | A | 7 | 30 | A | 7 | 1004 | E | 9 | 360 | A | 7 | 2.1 | A | 7 | 16100 | A | 7 | 77777 | A | 7 | 2 | E | 8 | 0.119 | F | 8 | 0.14 | F | 8 | -9900 | -9900 | ? | 0
2002-07-21 | 12:00 | 1185 | 1323 | 837 | 2 | 8 | 628 | 2 | 15 | 274 | 2 | 8 | 88100 | 2 | 8 | 63500 | 2 | 15 | 31100 | 2 | 8 | 14040 | 2 | 19 | 0 | E | 9 | 0 | E | 9 | 29 | A | 7 | 9 | A | 7 | 29 | A | 7 | 1004 | E | 9 | 310 | A | 7 | 2.1 | A | 7 | 16100 | A | 7 | 77777 | A | 7 | 2.1 | E | 8 | 0.119 | F | 8 | 0.14 | F | 8 | -9900 | -9900 | ? | 0
2002-07-21 | 13:00 | 1204 | 1323 | 905 | 2 | 8 | 806 | 2 | 15 | 171 | 2 | 8 | 95800 | 2 | 8 | 81400 | 2 | 15 | 21600 | 2 | 8 | 9030 | 2 | 19 | 0 | E | 9 | 0 | E | 9 | 31 | A | 7 | 11 | A | 7 | 29 | A | 7 | 1004 | E | 9 | 0 | A | 7 | 0 | A | 7 | 16100 | A | 7 | 77777 | A | 7 | 2.1 | E | 8 | 0.119 | F | 8 | 0.14 | F | 8 | -9900 | -9900 | ? | 0
2002-07-21 | 14:00 | 1164 | 1323 | 840 | 2 | 8 | 707 | 2 | 15 | 217 | 2 | 8 | 89700 | 2 | 8 | 72300 | 2 | 15 | 26000 | 2 | 8 | 10470 | 2 | 19 | 0 | E | 9 | 0 | E | 9 | 32 | A | 7 | 11 | A | 7 | 28 | A | 7 | 1004 | E | 9 | 320 | A | 7 | 2.6 | A | 7 | 16100 | A | 7 | 77777 | A | 7 | 2.1 | E | 8 | 0.119 | F | 8 | 0.14 | F | 8 | -9900 | -9900 | ? | 0
2002-07-21 | 15:00 | 1066 | 1323 | 735 | 2 | 8 | 639 | 2 | 15 | 219 | 2 | 8 | 77600 | 2 | 8 | 64900 | 2 | 15 | 25200 | 2 | 8 | 7910 | 2 | 19 | 0 | E | 9 | 0 | E | 9 | 34 | A | 7 | 11 | A | 7 | 25 | A | 7 | 1004 | E | 9 | 40 | A | 7 | 2.6 | A | 7 | 16100 | A | 7 | 77777 | A | 7 | 2.1 | E | 8 | 0.119 | F | 8 | 0.14 | F | 8 | -9900 | -9900 | ? | 0
2002-07-21 | 16:00 | 918 | 1323 | 614 | 2 | 8 | 603 | 2 | 15 | 195 | 2 | 8 | 64200 | 2 | 8 | 60700 | 2 | 15 | 22000 | 2 | 8 | 5280 | 2 | 19 | 0 | E | 9 | 0 | E | 9 | 34 | A | 7 | 12 | A | 7 | 26 | A | 7 | 1004 | E | 9 | 50 | A | 7 | 4.6 | A | 7 | 16100 | A | 7 | 77777 | A | 7 | 2.1 | E | 8 | 0.119 | F | 8 | 0.14 | F | 8 | -9900 | -9900 | ? | 0
2002-07-21 | 17:00 | 729 | 1323 | 478 | 2 | 8 | 622 | 2 | 15 | 135 | 2 | 8 | 50100 | 2 | 8 | 61900 | 2 | 15 | 16000 | 2 | 8 | 3000 | 2 | 19 | 0 | E | 9 | 0 | E | 9 | 33 | A | 7 | 13 | A | 7 | 30 | A | 7 | 1004 | E | 9 | 310 | A | 7 | 5.7 | A | 7 | 16100 | A | 7 | 77777 | A | 7 | 2.1 | E | 8 | 0.119 | F | 8 | 0.14 | F | 8 | -9900 | -9900 | ? | 0
2002-07-21 | 18:00 | 512 | 1323 | 307 | 2 | 8 | 484 | 2 | 15 | 119 | 2 | 8 | 32500 | 2 | 8 | 46100 | 2 | 15 | 14600 | 2 | 8 | 2290 | 2 | 19 | 0 | E | 9 | 0 | E | 9 | 31 | A | 7 | 13 | A | 7 | 33 | A | 7 | 1004 | E | 9 | 320 | A | 7 | 6.7 | A | 7 | 16100 | A | 7 | 77777 | A | 7 | 2.2 | E | 8 | 0.119 | F | 8 | 0.14 | F | 8 | -9900 | -9900 | ? | 0
2002-07-21 | 19:00 | 284 | 1323 | 176 | 2 | 8 | 299 | 2 | 15 | 112 | 2 | 8 | 18100 | 2 | 8 | 23100 | 2 | 15 | 13100 | 2 | 8 | 2350 | 2 | 19 | 0 | E | 9 | 0 | E | 9 | 28 | A | 7 | 14 | A | 7 | 42 | A | 7 | 1004 | E | 9 | 310 | A | 7 | 6.7 | A | 7 | 16100 | A | 7 | 77777 | A | 7 | 2.2 | E | 8 | 0.119 | F | 8 | 0.14 | F | 8 | -9900 | -9900 | ? | 0
2002-07-21 | 20:00 | 66 | 1069 | 14 | 2 | 8 | 112 | 2 | 15 | 9 | 2 | 8 | 1800 | 2 | 8 | 5400 | 2 | 15 | 1400 | 2 | 8 | 180 | 2 | 19 | 0 | E | 9 | 0 | E | 9 | 25 | A | 7 | 13 | A | 7 | 47 | A | 7 | 1004 | E | 9 | 300 | A | 7 | 6.7 | A | 7 | 16100 | A | 7 | 77777 | A | 7 | 2.3 | E | 8 | 0.119 | F | 8 | 0.14 | F | 8 | -9900 | -9900 | ? | 0
2002-07-21 | 21:00 | 0 | 0 | 0 | 2 | 0 | 0 | 2 | 0 | 0 | 2 | 0 | 0 | 2 | 0 | 0 | 2 | 0 | 0 | 2 | 0 | 0 | 2 | 0 | 0 | E | 9 | 0 | E | 9 | 23 | A | 7 | 13 | A | 7 | 53 | A | 7 | 1004 | E | 9 | 310 | A | 7 | 6.7 | A | 7 | 16100 | A | 7 | 77777 | A | 7 | 2.4 | E | 8 | 0.119 | F | 8 | 0.14 | F | 8 | -9900 | -9900 | ? | 0
2002-07-21 | 22:00 | 0 | 0 | 0 | 2 | 0 | 0 | 2 | 0 | 0 | 2 | 0 | 0 | 2 | 0 | 0 | 2 | 0 | 0 | 2 | 0 | 0 | 2 | 0 | 0 | E | 9 | 0 | E | 9 | 22 | A | 7 | 12 | A | 7 | 53 | A | 7 | 1004 | E | 9 | 300 | A | 7 | 5.7 | A | 7 | 16100 | A | 7 | 77777 | A | 7 | 2.4 | E | 8 | 0.119 | F | 8 | 0.14 | F | 8 | -9900 | -9900 | ? | 0
2002-07-21 | 23:00 | 0 | 0 | 0 | 2 | 0 | 0 | 2 | 0 | 0 | 2 | 0 | 0 | 2 | 0 | 0 | 2 | 0 | 0 | 2 | 0 | 0 | 2 | 0 | 0 | E | 9 | 0 | E | 9 | 21 | A | 7 | 12 | A | 7 | 56 | A | 7 | 1004 | E | 9 | 300 | A | 7 | 5.7 | A | 7 | 16100 | A | 7 | 77777 | A | 7 | 2.4 | E | 8 | 0.119 | F | 8 | 0.14 | F | 8 | -9900 | -9900 | ? | 0
2002-07-21 | 24:00 | 0 | 0 | 0 | 2 | 0 | 0 | 2 | 0 | 0 | 2 | 0 | 0 | 2 | 0 | 0 | 2 | 0 | 0 | 2 | 0 | 0 | 2 | 0 | 0 | E | 9 | 0 | E | 9 | 19 | A | 7 | 12 | A | 7 | 64 | A | 7 | 1004 | E | 9 | 300 | A | 7 | 4.1 | A | 7 | 16100 | A | 7 | 77777 | A | 7 | 2.5 | E | 8 | 0.119 | F | 8 | 0.14 | F | 8 | -9900 | -9900 | ? | 0
2002-07-22 | 1:00 | 0 | 0 | 0 | 2 | 0 | 0 | 2 | 0 | 0 | 2 | 0 | 0 | 2 | 0 | 0 | 2 | 0 | 0 | 2 | 0 | 0 | 2 | 0 | 2 | E | 9 | 2 | E | 9 | 19 | A | 7 | 12 | A | 7 | 64 | A | 7 | 1004 | E | 9 | 300 | A | 7 | 4.1 | A | 7 | 16100 | A | 7 | 77777 | A | 7 | 2.5 | E | 8 | 0.119 | F | 8 | 0.14 | F | 8 | -9900 | -9900 | ? | 0
2002-07-22 | 2:00 | 0 | 0 | 0 | 2 | 0 | 0 | 2 | 0 | 0 | 2 | 0 | 0 | 2 | 0 | 0 | 2 | 0 | 0 | 2 | 0 | 0 | 2 | 0 | 4 | E | 9 | 4 | E | 9 | 18 | A | 7 | 12 | A | 7 | 68 | A | 7 | 1004 | E | 9 | 240 | A | 7 | 1.5 | A | 7 | 16100 | A | 7 | 77777 | A | 7 | 2.4 | E | 8 | 0.119 | F | 8 | 0.14 | F | 8 | -9900 | -9900 | ? | 0
2002-07-22 | 3:00 | 0 | 0 | 0 | 2 | 0 | 0 | 2 | 0 | 0 | 2 | 0 | 0 | 2 | 0 | 0 | 2 | 0 | 0 | 2 | 0 | 0 | 2 | 0 | 3 | E | 9 | 3 | E | 9 | 17 | A | 7 | 12 | A | 7 | 72 | A | 7 | 1004 | E | 9 | 310 | A | 7 | 2.6 | A | 7 | 16100 | A | 7 | 77777 | A | 7 | 2.3 | E | 8 | 0.119 | F | 8 | 0.14 | F | 8 | -9900 | -9900 | ? | 0
2002-07-22 | 4:00 | 0 | 0 | 0 | 2 | 0 | 0 | 2 | 0 | 0 | 2 | 0 | 0 | 2 | 0 | 0 | 2 | 0 | 0 | 2 | 0 | 0 | 2 | 0 | 0 | E | 9 | 0 | E | 9 | 17 | A | 7 | 12 | A | 7 | 72 | A | 7 | 1004 | E | 9 | 300 | A | 7 | 3.6 | A | 7 | 16100 | A | 7 | 77777 | A | 7 | 2.2 | E | 8 | 0.119 | F | 8 | 0.14 | F | 8 | -9900 | -9900 | ? | 0
2002-07-22 | 5:00 | 2 | 187 | 0 | 2 | 8 | 0 | 2 | 15 | 0 | 2 | 8 | 0 | 2 | 8 | 0 | 2 | 15 | 0 | 2 | 8 | 0 | 2 | 19 | 1 | E | 9 | 1 | E | 9 | 16 | A | 7 | 12 | A | 7 | 77 | A | 7 | 1004 | E | 9 | 290 | A | 7 | 2.6 | A | 7 | 16100 | A | 7 | 77777 | A | 7 | 2.3 | E | 8 | 0.119 | F | 8 | 0.14 | F | 8 | -9900 | -9900 | ? | 0
2002-07-22 | 6:00 | 135 | 1323 | 45 | 2 | 8 | 189 | 2 | 15 | 25 | 2 | 8 | 4700 | 2 | 8 | 9900 | 2 | 15 | 3700 | 2 | 8 | 440 | 2 | 19 | 0 | E | 9 | 0 | E | 9 | 15 | A | 7 | 12 | A | 7 | 82 | A | 7 | 1004 | E | 9 | 0 | A | 7 | 0 | A | 7 | 16100 | A | 7 | 77777 | A | 7 | 2.4 | E | 8 | 0.119 | F | 8 | 0.14 | F | 8 | -9900 | -9900 | ? | 0
2002-07-22 | 7:00 | 362 | 1323 | 191 | 2 | 8 | 449 | 2 | 15 | 68 | 2 | 8 | 19700 | 2 | 8 | 38400 | 2 | 15 | 9200 | 2 | 8 | 1250 | 2 | 19 | 0 | E | 9 | 0 | E | 9 | 19 | A | 7 | 13 | A | 7 | 68 | A | 7 | 1004 | E | 9 | 0 | A | 7 | 0 | A | 7 | 16100 | A | 7 | 77777 | A | 7 | 2.4 | E | 8 | 0.119 | F | 8 | 0.14 | F | 8 | -9900 | -9900 | ? | 0
2002-07-22 | 8:00 | 588 | 1323 | 371 | 2 | 8 | 604 | 2 | 15 | 102 | 2 | 8 | 38800 | 2 | 8 | 58500 | 2 | 15 | 12800 | 2 | 8 | 2080 | 2 | 19 | 5 | B | 8 | 5 | B | 8 | 21.7 | B | 8 | 13.5 | B | 8 | 60 | A | 7 | 1004 | E | 9 | 0 | B | 8 | 0 | B | 8 | -9900 | ? | 0 | 11075 | B | 8 | 2.5 | E | 8 | 0.119 | F | 8 | 0.14 | F | 8 | -9900 | -9900 | ? | 0
2002-07-22 | 9:00 | 797 | 1323 | 549 | 2 | 8 | 730 | 2 | 15 | 109 | 2 | 8 | 57500 | 2 | 8 | 72700 | 2 | 15 | 13700 | 2 | 8 | 2500 | 2 | 19 | 10 | E | 9 | 10 | A | 7 | 24 | A | 7 | 14 | A | 7 | 54 | A | 7 | 1004 | E | 9 | 0 | A | 7 | 0 | A | 7 | 1200 | A | 7 | 150 | A | 7 | 2.5 | E | 8 | 0.119 | F | 8 | 0.14 | F | 8 | -9900 | -9900 | ? | 0
2002-07-22 | 10:00 | 973 | 1323 | 666 | 2 | 8 | 662 | 2 | 15 | 178 | 2 | 8 | 70600 | 2 | 8 | 67400 | 2 | 15 | 20900 | 2 | 8 | 5370 | 2 | 19 | 0 | E | 9 | 0 | E | 9 | 27 | A | 7 | 14 | A | 7 | 45 | A | 7 | 1004 | E | 9 | 0 | A | 7 | 0 | A | 7 | -9900 | ? | 0 | 77777 | A | 7 | 2.6 | E | 8 | 0.119 | F | 8 | 0.14 | F | 8 | -9900 | -9900 | ? | 0
2002-07-22 | 11:00 | 1105 | 1323 | 800 | 2 | 8 | 738 | 2 | 15 | 182 | 2 | 8 | 85900 | 2 | 8 | 75800 | 2 | 15 | 22500 | 2 | 8 | 7390 | 2 | 19 | 10 | E | 9 | 10 | A | 7 | 29 | A | 7 | 15 | A | 7 | 43 | A | 7 | 1004 | E | 9 | 0 | A | 7 | 0 | A | 7 | 1200 | A | 7 | 150 | A | 7 | 2.7 | E | 8 | 0.119 | F | 8 | 0.14 | F | 8 | -9900 | -9900 | ? | 0
2002-07-22 | 12:00 | 1183 | 1323 | 861 | 2 | 8 | 724 | 2 | 15 | 212 | 2 | 8 | 92200 | 2 | 8 | 74200 | 2 | 15 | 25800 | 2 | 8 | 10990 | 2 | 19 | 0 | E | 9 | 0 | E | 9 | 30 | A | 7 | 15 | A | 7 | 40 | A | 7 | 1004 | E | 9 | 0 | A | 7 | 0 | A | 7 | 14500 | A | 7 | 77777 | A | 7 | 2.7 | E | 8 | 0.119 | F | 8 | 0.14 | F | 8 | -9900 | -9900 | ? | 0
2002-07-22 | 13:00 | 1203 | 1323 | 863 | 2 | 8 | 667 | 2 | 15 | 255 | 2 | 8 | 91400 | 2 | 8 | 67800 | 2 | 15 | 29600 | 2 | 8 | 14130 | 2 | 19 | 0 | E | 9 | 0 | E | 9 | 32 | A | 7 | 16 | A | 7 | 38 | A | 7 | 1004 | E | 9 | 340 | A | 7 | 1.5 | A | 7 | 12900 | A | 7 | 77777 | A | 7 | 2.8 | E | 8 | 0.119 | F | 8 | 0.14 | F | 8 | -9900 | -9900 | ? | 0
2002-07-22 | 14:00 | 1162 | 1323 | 853 | 2 | 8 | 774 | 2 | 15 | 172 | 2 | 8 | 89700 | 2 | 8 | 77900 | 2 | 15 | 21100 | 2 | 8 | 7630 | 2 | 19 | 0 | E | 9 | 0 | E | 9 | 34 | A | 7 | 16 | A | 7 | 34 | A | 7 | 1004 | E | 9 | 310 | A | 7 | 5.1 | A | 7 | 14500 | A | 7 | 77777 | A | 7 | 2.7 | E | 8 | 0.119 | F | 8 | 0.14 | F | 8 | -9900 | -9900 | ? | 0
2002-07-22 | 15:00 | 1064 | 1323 | 774 | 2 | 8 | 712 | 2 | 15 | 200 | 2 | 8 | 82200 | 2 | 8 | 72600 | 2 | 15 | 23700 | 2 | 8 | 7250 | 2 | 19 | 0 | E | 9 | 0 | E | 9 | 33 | A | 7 | 16 | A | 7 | 36 | A | 7 | 1004 | E | 9 | 320 | A | 7 | 7.2 | A | 7 | 14500 | A | 7 | 77777 | A | 7 | 2.6 | E | 8 | 0.119 | F | 8 | 0.14 | F | 8 | -9900 | -9900 | ? | 0
2002-07-22 | 16:00 | 916 | 1323 | 594 | 2 | 8 | 517 | 2 | 15 | 236 | 2 | 8 | 63500 | 2 | 8 | 53600 | 2 | 15 | 26400 | 2 | 8 | 6500 | 2 | 19 | 0 | E | 9 | 0 | E | 9 | 31 | A | 7 | 15 | A | 7 | 38 | A | 7 | 1004 | E | 9 | 320 | A | 7 | 7.7 | A | 7 | 16100 | A | 7 | 77777 | A | 7 | 2.5 | E | 8 | 0.119 | F | 8 | 0.14 | F | 8 | -9900 | -9900 | ? | 0
2002-07-22 | 17:00 | 726 | 1323 | 449 | 2 | 8 | 509 | 2 | 15 | 169 | 2 | 8 | 48000 | 2 | 8 | 51700 | 2 | 15 | 19600 | 2 | 8 | 3710 | 2 | 19 | 0 | E | 9 | 0 | E | 9 | 29 | A | 7 | 14 | A | 7 | 40 | A | 7 | 1004 | E | 9 | 310 | A | 7 | 8.2 | A | 7 | 16100 | A | 7 | 77777 | A | 7 | 2.5 | E | 8 | 0.119 | F | 8 | 0.14 | F | 8 | -9900 | -9900 | ? | 0
2002-07-22 | 18:00 | 510 | 1323 | 274 | 2 | 8 | 338 | 2 | 15 | 143 | 2 | 8 | 29200 | 2 | 8 | 33100 | 2 | 15 | 16400 | 2 | 8 | 2950 | 2 | 19 | 0 | E | 9 | 0 | E | 9 | 24 | A | 7 | 14 | A | 7 | 54 | A | 7 | 1004 | E | 9 | 310 | A | 7 | 10.3 | A | 7 | 16100 | A | 7 | 77777 | A | 7 | 2.5 | E | 8 | 0.119 | F | 8 | 0.14 | F | 8 | -9900 | -9900 | ? | 0
2002-07-22 | 19:00 | 281 | 1323 | 151 | 2 | 8 | 276 | 2 | 15 | 92 | 2 | 8 | 15700 | 2 | 8 | 21300 | 2 | 15 | 11200 | 2 | 8 | 1830 | 2 | 19 | 0 | E | 9 | 0 | E | 9 | 21 | A | 7 | 13 | A | 7 | 60 | A | 7 | 1004 | E | 9 | 300 | A | 7 | 7.7 | A | 7 | 16100 | A | 7 | 77777 | A | 7 | 2.6 | E | 8 | 0.119 | F | 8 | 0.14 | F | 8 | -9900 | -9900 | ? | 0
2002-07-22 | 20:00 | 64 | 1048 | 11 | 2 | 8 | 101 | 2 | 15 | 7 | 2 | 8 | 1500 | 2 | 8 | 4900 | 2 | 15 | 1200 | 2 | 8 | 140 | 2 | 19 | 1 | E | 9 | 1 | E | 9 | 18 | A | 7 | 12 | A | 7 | 68 | A | 7 | 1004 | E | 9 | 300 | A | 7 | 7.2 | A | 7 | 16100 | A | 7 | 77777 | A | 7 | 2.6 | E | 8 | 0.119 | F | 8 | 0.14 | F | 8 | -9900 | -9900 | ? | 0
2002-07-22 | 21:00 | 0 | 0 | 0 | 2 | 0 | 0 | 2 | 0 | 0 | 2 | 0 | 0 | 2 | 0 | 0 | 2 | 0 | 0 | 2 | 0 | 0 | 2 | 0 | 4 | E | 9 | 4 | E | 9 | 18 | A | 7 | 12 | A | 7 | 68 | A | 7 | 1004 | E | 9 | 300 | A | 7 | 6.2 | A | 7 | 16100 | A | 7 | 77777 | A | 7 | 2.6 | E | 8 | 0.119 | F | 8 | 0.14 | F | 8 | -9900 | -9900 | ? | 0
2002-07-22 | 22:00 | 0 | 0 | 0 | 2 | 0 | 0 | 2 | 0 | 0 | 2 | 0 | 0 | 2 | 0 | 0 | 2 | 0 | 0 | 2 | 0 | 0 | 2 | 0 | 7 | E | 9 | 7 | E | 9 | 18 | A | 7 | 12 | A | 7 | 68 | A | 7 | 1004 | E | 9 | 320 | A | 7 | 5.1 | A | 7 | 16100 | A | 7 | 77777 | A | 7 | 2.6 | E | 8 | 0.119 | F | 8 | 0.14 | F | 8 | -9900 | -9900 | ? | 0
2002-07-22 | 23:00 | 0 | 0 | 0 | 2 | 0 | 0 | 2 | 0 | 0 | 2 | 0 | 0 | 2 | 0 | 0 | 2 | 0 | 0 | 2 | 0 | 0 | 2 | 0 | 8 | E | 9 | 7 | E | 9 | 17 | A | 7 | 12 | A | 7 | 72 | A | 7 | 1004 | E | 9 | 300 | A | 7 | 5.1 | A | 7 | 16100 | A | 7 | 77777 | A | 7 | 2.7 | E | 8 | 0.119 | F | 8 | 0.14 | F | 8 | -9900 | -9900 | ? | 0
2002-07-22 | 24:00 | 0 | 0 | 0 | 2 | 0 | 0 | 2 | 0 | 0 | 2 | 0 | 0 | 2 | 0 | 0 | 2 | 0 | 0 | 2 | 0 | 0 | 2 | 0 | 8 | E | 9 | 7 | E | 9 | 16 | A | 7 | 12 | A | 7 | 77 | A | 7 | 1004 | E | 9 | 300 | A | 7 | 4.6 | A | 7 | 16100 | A | 7 | 77777 | A | 7 | 2.8 | E | 8 | 0.119 | F | 8 | 0.14 | F | 8 | -9900 | -9900 | ? | 0
2002-07-23 | 1:00 | 0 | 0 | 0 | 2 | 0 | 0 | 2 | 0 | 0 | 2 | 0 | 0 | 2 | 0 | 0 | 2 | 0 | 0 | 2 | 0 | 0 | 2 | 0 | 9 | E | 9 | 8 | E | 9 | 16 | A | 7 | 12 | A | 7 | 77 | A | 7 | 1004 | E | 9 | 290 | A | 7 | 5.1 | A | 7 | 16100 | A | 7 | 77777 | A | 7 | 2.9 | E | 8 | 0.118 | F | 8 | 0.14 | F | 8 | -9900 | -9900 | ? | 0
2002-07-23 | 2:00 | 0 | 0 | 0 | 2 | 0 | 0 | 2 | 0 | 0 | 2 | 0 | 0 | 2 | 0 | 0 | 2 | 0 | 0 | 2 | 0 | 0 | 2 | 0 | 10 | E | 9 | 6 | E | 9 | 16 | A | 7 | 12 | A | 7 | 77 | A | 7 | 1004 | E | 9 | 300 | A | 7 | 5.1 | A | 7 | 16100 | A | 7 | 77777 | A | 7 | 3 | E | 8 | 0.118 | F | 8 | 0.14 | F | 8 | -9900 | -9900 | ? | 0
2002-07-23 | 3:00 | 0 | 0 | 0 | 2 | 0 | 0 | 2 | 0 | 0 | 2 | 0 | 0 | 2 | 0 | 0 | 2 | 0 | 0 | 2 | 0 | 0 | 2 | 0 | 9 | E | 9 | 9 | E | 9 | 16 | A | 7 | 12 | A | 7 | 77 | A | 7 | 1004 | E | 9 | 300 | A | 7 | 5.1 | A | 7 | 16100 | A | 7 | 77777 | A | 7 | 3.2 | E | 8 | 0.118 | F | 8 | 0.14 | F | 8 | -9900 | -9900 | ? | 0
2002-07-23 | 4:00 | 0 | 0 | 0 | 2 | 0 | 0 | 2 | 0 | 0 | 2 | 0 | 0 | 2 | 0 | 0 | 2 | 0 | 0 | 2 | 0 | 0 | 2 | 0 | 10 | E | 9 | 9 | E | 9 | 16 | A | 7 | 12 | A | 7 | 77 | A | 7 | 1004 | E | 9 | 270 | A | 7 | 2.1 | A | 7 | 16100 | A | 7 | 77777 | A | 7 | 3.3 | E | 8 | 0.118 | F | 8 | 0.14 | F | 8 | -9900 | -9900 | ? | 0
2002-07-23 | 5:00 | 2 | 165 | 0 | 2 | 8 | 0 | 2 | 15 | 0 | 2 | 8 | 0 | 2 | 8 | 0 | 2 | 15 | 0 | 2 | 8 | 0 | 2 | 19 | 9 | E | 9 | 9 | E | 9 | 16 | A | 7 | 12 | A | 7 | 77 | A | 7 | 1004 | E | 9 | 310 | A | 7 | 1.5 | A | 7 | 16100 | A | 7 | 77777 | A | 7 | 3.3 | E | 8 | 0.118 | F | 8 | 0.14 | F | 8 | -9900 | -9900 | ? | 0
2002-07-23 | 6:00 | 132 | 1323 | 7 | 2 | 8 | 0 | 2 | 15 | 7 | 2 | 8 | 900 | 2 | 8 | 0 | 2 | 15 | 900 | 2 | 8 | 290 | 2 | 19 | 7 | E | 9 | 6 | E | 9 | 16 | A | 7 | 12 | A | 7 | 77 | A | 7 | 1004 | E | 9 | 280 | A | 7 | 1.5 | A | 7 | 16100 | A | 7 | 77777 | A | 7 | 3.3 | E | 8 | 0.118 | F | 8 | 0.14 | F | 8 | -9900 | -9900 | ? | 0
2002-07-23 | 7:00 | 359 | 1323 | 36 | 2 | 8 | 0 | 2 | 15 | 36 | 2 | 8 | 4400 | 2 | 8 | 0 | 2 | 15 | 4400 | 2 | 8 | 1550 | 2 | 19 | 9 | E | 9 | 8 | E | 9 | 17 | A | 7 | 12 | A | 7 | 72 | A | 7 | 1004 | E | 9 | 310 | A | 7 | 2.6 | A | 7 | 16100 | A | 7 | 77777 | A | 7 | 3.2 | E | 8 | 0.118 | F | 8 | 0.14 | F | 8 | -9900 | -9900 | ? | 0
2002-07-23 | 8:00 | 586 | 1323 | 101 | 2 | 8 | 0 | 2 | 15 | 101 | 2 | 8 | 11900 | 2 | 8 | 0 | 2 | 15 | 11900 | 2 | 8 | 4450 | 2 | 19 | 8 | E | 9 | 8 | E | 9 | 17 | A | 7 | 13 | A | 7 | 77 | A | 7 | 1004 | E | 9 | 310 | A | 7 | 2.1 | A | 7 | 12900 | A | 7 | 77777 | A | 7 | 3.2 | E | 8 | 0.118 | F | 8 | 0.14 | F | 8 | -9900 | -9900 | ? | 0
2002-07-23 | 9:00 | 794 | 1323 | 491 | 2 | 8 | 444 | 2 | 15 | 224 | 2 | 8 | 51700 | 2 | 8 | 45400 | 2 | 15 | 24400 | 2 | 8 | 5340 | 2 | 19 | 9 | E | 9 | 8 | E | 9 | 18 | A | 7 | 13 | A | 7 | 73 | A | 7 | 1004 | E | 9 | 310 | A | 7 | 2.6 | A | 7 | 16100 | A | 7 | 77777 | A | 7 | 3.2 | E | 8 | 0.118 | F | 8 | 0.14 | F | 8 | -9900 | -9900 | ? | 0
2002-07-23 | 10:00 | 971 | 1323 | 660 | 2 | 8 | 650 | 2 | 15 | 182 | 2 | 8 | 69800 | 2 | 8 | 66100 | 2 | 15 | 21300 | 2 | 8 | 5450 | 2 | 19 | 6 | E | 9 | 5 | E | 9 | 21 | A | 7 | 13 | A | 7 | 60 | A | 7 | 1004 | E | 9 | 320 | A | 7 | 3.6 | A | 7 | 16100 | A | 7 | 77777 | A | 7 | 3.2 | E | 8 | 0.118 | F | 8 | 0.14 | F | 8 | -9900 | -9900 | ? | 0
2002-07-23 | 11:00 | 1103 | 1323 | 771 | 2 | 8 | 661 | 2 | 15 | 219 | 2 | 8 | 81700 | 2 | 8 | 67300 | 2 | 15 | 25500 | 2 | 8 | 8710 | 2 | 19 | 3 | E | 9 | 3 | E | 9 | 23 | A | 7 | 14 | A | 7 | 57 | A | 7 | 1004 | E | 9 | 320 | A | 7 | 1.5 | A | 7 | 16100 | A | 7 | 77777 | A | 7 | 3.3 | E | 8 | 0.118 | F | 8 | 0.14 | F | 8 | -9900 | -9900 | ? | 0
2002-07-23 | 12:00 | 1181 | 1323 | 837 | 2 | 8 | 652 | 2 | 15 | 254 | 2 | 8 | 88500 | 2 | 8 | 66200 | 2 | 15 | 29300 | 2 | 8 | 12900 | 2 | 19 | 2 | E | 9 | 2 | E | 9 | 26 | A | 7 | 14 | A | 7 | 48 | A | 7 | 1004 | E | 9 | 340 | A | 7 | 3.1 | A | 7 | 16100 | A | 7 | 77777 | A | 7 | 3.3 | E | 8 | 0.118 | F | 8 | 0.14 | F | 8 | -9900 | -9900 | ? | 0
2002-07-23 | 13:00 | 1201 | 1323 | 881 | 2 | 8 | 745 | 2 | 15 | 203 | 2 | 8 | 94800 | 2 | 8 | 76500 | 2 | 15 | 25200 | 2 | 8 | 11320 | 2 | 19 | 0 | E | 9 | 0 | E | 9 | 28 | A | 7 | 15 | A | 7 | 45 | A | 7 | 1004 | E | 9 | 340 | A | 7 | 5.7 | A | 7 | 16100 | A | 7 | 77777 | A | 7 | 3.3 | E | 8 | 0.118 | F | 8 | 0.14 | F | 8 | -9900 | -9900 | ? | 0
2002-07-23 | 14:00 | 1160 | 1323 | 853 | 2 | 8 | 761 | 2 | 15 | 184 | 2 | 8 | 88900 | 2 | 8 | 76400 | 2 | 15 | 21800 | 2 | 8 | 7970 | 2 | 19 | 0 | E | 9 | 0 | E | 9 | 29 | A | 7 | 16 | A | 7 | 45 | A | 7 | 1004 | E | 9 | 330 | A | 7 | 4.1 | A | 7 | 16100 | A | 7 | 77777 | A | 7 | 3.1 | E | 8 | 0.118 | F | 8 | 0.14 | F | 8 | -9900 | -9900 | ? | 0
2002-07-23 | 15:00 | 1062 | 1323 | 748 | 2 | 8 | 669 | 2 | 15 | 210 | 2 | 8 | 79200 | 2 | 8 | 68000 | 2 | 15 | 24400 | 2 | 8 | 7540 | 2 | 19 | 0 | E | 9 | 0 | E | 9 | 29 | A | 7 | 16 | A | 7 | 45 | A | 7 | 1004 | E | 9 | 310 | A | 7 | 6.7 | A | 7 | 16100 | A | 7 | 77777 | A | 7 | 2.9 | E | 8 | 0.118 | F | 8 | 0.14 | F | 8 | -9900 | -9900 | ? | 0
2002-07-23 | 16:00 | 914 | 1323 | 635 | 2 | 8 | 689 | 2 | 15 | 159 | 2 | 8 | 67400 | 2 | 8 | 70000 | 2 | 15 | 19000 | 2 | 8 | 4390 | 2 | 19 | 0 | E | 9 | 0 | E | 9 | 28 | A | 7 | 16 | A | 7 | 48 | A | 7 | 1004 | E | 9 | 310 | A | 7 | 8.7 | A | 7 | 16100 | A | 7 | 77777 | A | 7 | 2.7 | E | 8 | 0.118 | F | 8 | 0.14 | F | 8 | -9900 | -9900 | ? | 0
2002-07-23 | 17:00 | 724 | 1323 | 487 | 2 | 8 | 686 | 2 | 15 | 111 | 2 | 8 | 51700 | 2 | 8 | 68800 | 2 | 15 | 14000 | 2 | 8 | 2520 | 2 | 19 | 0 | E | 9 | 0 | E | 9 | 27 | A | 7 | 15 | A | 7 | 48 | A | 7 | 1004 | E | 9 | 300 | A | 7 | 7.2 | A | 7 | 16100 | A | 7 | 77777 | A | 7 | 2.7 | E | 8 | 0.118 | F | 8 | 0.14 | F | 8 | -9900 | -9900 | ? | 0
2002-07-23 | 18:00 | 507 | 1323 | 309 | 2 | 8 | 505 | 2 | 15 | 115 | 2 | 8 | 32800 | 2 | 8 | 48000 | 2 | 15 | 14300 | 2 | 8 | 2210 | 2 | 19 | 0 | E | 9 | 0 | E | 9 | 26 | A | 7 | 14 | A | 7 | 48 | A | 7 | 1004 | E | 9 | 310 | A | 7 | 8.2 | A | 7 | 16100 | A | 7 | 77777 | A | 7 | 2.7 | E | 8 | 0.118 | F | 8 | 0.14 | F | 8 | -9900 | -9900 | ? | 0
2002-07-23 | 19:00 | 278 | 1323 | 167 | 2 | 8 | 385 | 2 | 15 | 86 | 2 | 8 | 16900 | 2 | 8 | 29300 | 2 | 15 | 10800 | 2 | 8 | 1620 | 2 | 19 | 0 | E | 9 | 0 | E | 9 | 23 | A | 7 | 13 | A | 7 | 53 | A | 7 | 1004 | E | 9 | 310 | A | 7 | 7.7 | A | 7 | 16100 | A | 7 | 77777 | A | 7 | 2.7 | E | 8 | 0.118 | F | 8 | 0.14 | F | 8 | -9900 | -9900 | ? | 0
2002-07-23 | 20:00 | 61 | 1026 | 11 | 2 | 8 | 136 | 2 | 15 | 6 | 2 | 8 | 1600 | 2 | 8 | 7600 | 2 | 15 | 1100 | 2 | 8 | 150 | 2 | 19 | 0 | E | 9 | 0 | E | 9 | 20 | A | 7 | 12 | A | 7 | 60 | A | 7 | 1004 | E | 9 | 310 | A | 7 | 7.7 | A | 7 | 16100 | A | 7 | 77777 | A | 7 | 2.6 | E | 8 | 0.118 | F | 8 | 0.14 | F | 8 | -9900 | -9900 | ? | 0
2002-07-23 | 21:00 | 0 | 0 | 0 | 2 | 0 | 0 | 2 | 0 | 0 | 2 | 0 | 0 | 2 | 0 | 0 | 2 | 0 | 0 | 2 | 0 | 0 | 2 | 0 | 0 | E | 9 | 0 | E | 9 | 18 | A | 7 | 12 | A | 7 | 68 | A | 7 | 1004 | E | 9 | 300 | A | 7 | 7.2 | A | 7 | 16100 | A | 7 | 77777 | A | 7 | 2.6 | E | 8 | 0.118 | F | 8 | 0.14 | F | 8 | -9900 | -9900 | ? | 0
2002-07-23 | 22:00 | 0 | 0 | 0 | 2 | 0 | 0 | 2 | 0 | 0 | 2 | 0 | 0 | 2 | 0 | 0 | 2 | 0 | 0 | 2 | 0 | 0 | 2 | 0 | 0 | E | 9 | 0 | E | 9 | 17 | A | 7 | 12 | A | 7 | 72 | A | 7 | 1004 | E | 9 | 310 | A | 7 | 6.7 | A | 7 | 16100 | A | 7 | 77777 | A | 7 | 2.6 | E | 8 | 0.118 | F | 8 | 0.14 | F | 8 | -9900 | -9900 | ? | 0
2002-07-23 | 23:00 | 0 | 0 | 0 | 2 | 0 | 0 | 2 | 0 | 0 | 2 | 0 | 0 | 2 | 0 | 0 | 2 | 0 | 0 | 2 | 0 | 0 | 2 | 0 | 0 | E | 9 | 0 | E | 9 | 16 | A | 7 | 12 | A | 7 | 77 | A | 7 | 1004 | E | 9 | 320 | A | 7 | 6.2 | A | 7 | 16100 | A | 7 | 77777 | A | 7 | 2.5 | E | 8 | 0.118 | F | 8 | 0.14 | F | 8 | -9900 | -9900 | ? | 0
2002-07-23 | 24:00 | 0 | 0 | 0 | 2 | 0 | 0 | 2 | 0 | 0 | 2 | 0 | 0 | 2 | 0 | 0 | 2 | 0 | 0 | 2 | 0 | 0 | 2 | 0 | 0 | E | 9 | 0 | E | 9 | 16 | A | 7 | 12 | A | 7 | 77 | A | 7 | 1004 | E | 9 | 310 | A | 7 | 7.2 | A | 7 | 16100 | A | 7 | 77777 | A | 7 | 2.5 | E | 8 | 0.118 | F | 8 | 0.14 | F | 8 | -9900 | -9900 | ? | 0
2002-07-24 | 1:00 | 0 | 0 | 0 | 2 | 0 | 0 | 2 | 0 | 0 | 2 | 0 | 0 | 2 | 0 | 0 | 2 | 0 | 0 | 2 | 0 | 0 | 2 | 0 | 0 | E | 9 | 0 | E | 9 | 15 | A | 7 | 11 | A | 7 | 77 | A | 7 | 1004 | E | 9 | 310 | A | 7 | 6.2 | A | 7 | 16100 | A | 7 | 77777 | A | 7 | 2.5 | E | 8 | 0.118 | F | 8 | 0.14 | F | 8 | -9900 | -9900 | ? | 0
2002-07-24 | 2:00 | 0 | 0 | 0 | 2 | 0 | 0 | 2 | 0 | 0 | 2 | 0 | 0 | 2 | 0 | 0 | 2 | 0 | 0 | 2 | 0 | 0 | 2 | 0 | 0 | E | 9 | 0 | E | 9 | 15 | A | 7 | 11 | A | 7 | 77 | A | 7 | 1004 | E | 9 | 300 | A | 7 | 5.1 | A | 7 | 16100 | A | 7 | 77777 | A | 7 | 2.6 | E | 8 | 0.118 | F | 8 | 0.14 | F | 8 | -9900 | -9900 | ? | 0
2002-07-24 | 3:00 | 0 | 0 | 0 | 2 | 0 | 0 | 2 | 0 | 0 | 2 | 0 | 0 | 2 | 0 | 0 | 2 | 0 | 0 | 2 | 0 | 0 | 2 | 0 | 0 | E | 9 | 0 | E | 9 | 15 | A | 7 | 11 | A | 7 | 77 | A | 7 | 1004 | E | 9 | 310 | A | 7 | 5.7 | A | 7 | 16100 | A | 7 | 77777 | A | 7 | 2.6 | E | 8 | 0.118 | F | 8 | 0.14 | F | 8 | -9900 | -9900 | ? | 0
2002-07-24 | 4:00 | 0 | 0 | 0 | 2 | 0 | 0 | 2 | 0 | 0 | 2 | 0 | 0 | 2 | 0 | 0 | 2 | 0 | 0 | 2 | 0 | 0 | 2 | 0 | 0 | E | 9 | 0 | E | 9 | 14 | A | 7 | 11 | A | 7 | 82 | A | 7 | 1004 | E | 9 | 310 | A | 7 | 5.1 | A | 7 | 16100 | A | 7 | 77777 | A | 7 | 2.6 | E | 8 | 0.118 | F | 8 | 0.14 | F | 8 | -9900 | -9900 | ? | 0
2002-07-24 | 5:00 | 1 | 143 | 0 | 2 | 8 | 0 | 2 | 15 | 0 | 2 | 8 | 0 | 2 | 8 | 0 | 2 | 15 | 0 | 2 | 8 | 0 | 2 | 19 | 0 | E | 9 | 0 | E | 9 | 14 | A | 7 | 11 | A | 7 | 82 | A | 7 | 1004 | E | 9 | 290 | A | 7 | 3.1 | A | 7 | 16100 | A | 7 | 77777 | A | 7 | 2.6 | E | 8 | 0.118 | F | 8 | 0.14 | F | 8 | -9900 | -9900 | ? | 0
2002-07-24 | 6:00 | 128 | 1324 | 34 | 2 | 8 | 125 | 2 | 15 | 22 | 2 | 8 | 3700 | 2 | 8 | 6300 | 2 | 15 | 3100 | 2 | 8 | 380 | 2 | 19 | 0 | E | 9 | 0 | E | 9 | 14 | A | 7 | 11 | A | 7 | 82 | A | 7 | 1004 | E | 9 | 240 | A | 7 | 1.5 | A | 7 | 16100 | A | 7 | 77777 | A | 7 | 2.6 | E | 8 | 0.118 | F | 8 | 0.14 | F | 8 | -9900 | -9900 | ? | 0
2002-07-24 | 7:00 | 356 | 1324 | 173 | 2 | 8 | 336 | 2 | 15 | 83 | 2 | 8 | 18200 | 2 | 8 | 28600 | 2 | 15 | 10500 | 2 | 8 | 1530 | 2 | 19 | 4 | B | 8 | 4 | B | 8 | 16.1 | B | 8 | 11.7 | B | 8 | 75 | A | 7 | 1004 | E | 9 | 280 | B | 8 | 1.8 | B | 8 | -9900 | ? | 0 | 11195 | B | 8 | 2.7 | E | 8 | 0.118 | F | 8 | 0.14 | F | 8 | -9900 | -9900 | ? | 0
2002-07-24 | 8:00 | 583 | 1324 | 351 | 2 | 8 | 506 | 2 | 15 | 127 | 2 | 8 | 37400 | 2 | 8 | 49600 | 2 | 15 | 15500 | 2 | 8 | 2510 | 2 | 19 | 8 | E | 9 | 8 | E | 9 | 18 | A | 7 | 12 | A | 7 | 68 | A | 7 | 1004 | E | 9 | 310 | A | 7 | 2.1 | A | 7 | 16100 | A | 7 | 390 | A | 7 | 2.7 | E | 8 | 0.118 | F | 8 | 0.14 | F | 8 | -9900 | -9900 | ? | 0
2002-07-24 | 9:00 | 792 | 1324 | 532 | 2 | 8 | 677 | 2 | 15 | 127 | 2 | 8 | 56600 | 2 | 8 | 68400 | 2 | 15 | 15600 | 2 | 8 | 3050 | 2 | 19 | 0 | E | 9 | 0 | E | 9 | 19 | A | 7 | 13 | A | 7 | 68 | A | 7 | 1004 | E | 9 | 240 | A | 7 | 2.6 | A | 7 | 16100 | A | 7 | 77777 | A | 7 | 2.7 | E | 8 | 0.118 | F | 8 | 0.14 | F | 8 | -9900 | -9900 | ? | 0
2002-07-24 | 10:00 | 969 | 1324 | 660 | 2 | 8 | 668 | 2 | 15 | 170 | 2 | 8 | 70100 | 2 | 8 | 68100 | 2 | 15 | 20200 | 2 | 8 | 5110 | 2 | 19 | 0 | E | 9 | 0 | E | 9 | 22 | A | 7 | 13 | A | 7 | 57 | A | 7 | 1004 | E | 9 | 0 | A | 7 | 0 | A | 7 | 16100 | A | 7 | 77777 | A | 7 | 2.8 | E | 8 | 0.118 | F | 8 | 0.14 | F | 8 | -9900 | -9900 | ? | 0
2002-07-24 | 11:00 | 1101 | 1324 | 748 | 2 | 8 | 589 | 2 | 15 | 257 | 2 | 8 | 78300 | 2 | 8 | 59400 | 2 | 15 | 28800 | 2 | 8 | 9990 | 2 | 19 | 0 | E | 9 | 0 | E | 9 | 24 | A | 7 | 14 | A | 7 | 54 | A | 7 | 1004 | E | 9 | 300 | A | 7 | 2.6 | A | 7 | 16100 | A | 7 | 77777 | A | 7 | 2.8 | E | 8 | 0.118 | F | 8 | 0.14 | F | 8 | -9900 | -9900 | ? | 0
2002-07-24 | 12:00 | 1179 | 1324 | 831 | 2 | 8 | 622 | 2 | 15 | 276 | 2 | 8 | 87300 | 2 | 8 | 62800 | 2 | 15 | 31300 | 2 | 8 | 13810 | 2 | 19 | 0 | E | 9 | 0 | E | 9 | 25 | A | 7 | 14 | A | 7 | 50 | A | 7 | 1004 | E | 9 | 320 | A | 7 | 6.7 | A | 7 | 16100 | A | 7 | 77777 | A | 7 | 2.9 | E | 8 | 0.118 | F | 8 | 0.14 | F | 8 | -9900 | -9900 | ? | 0
2002-07-24 | 13:00 | 1199 | 1324 | 845 | 2 | 8 | 631 | 2 | 15 | 272 | 2 | 8 | 89000 | 2 | 8 | 63900 | 2 | 15 | 31100 | 2 | 8 | 14750 | 2 | 19 | 0 | E | 9 | 0 | E | 9 | 25 | A | 7 | 14 | A | 7 | 50 | A | 7 | 1004 | E | 9 | 320 | A | 7 | 8.2 | A | 7 | 16100 | A | 7 | 77777 | A | 7 | 2.9 | E | 8 | 0.118 | F | 8 | 0.14 | F | 8 | -9900 | -9900 | ? | 0
2002-07-24 | 14:00 | 1158 | 1324 | 834 | 2 | 8 | 719 | 2 | 15 | 203 | 2 | 8 | 89300 | 2 | 8 | 73700 | 2 | 15 | 24700 | 2 | 8 | 9640 | 2 | 19 | 0 | E | 9 | 0 | E | 9 | 26 | A | 7 | 14 | A | 7 | 48 | A | 7 | 1004 | E | 9 | 320 | A | 7 | 7.7 | A | 7 | 16100 | A | 7 | 77777 | A | 7 | 2.8 | E | 8 | 0.118 | F | 8 | 0.14 | F | 8 | -9900 | -9900 | ? | 0
2002-07-24 | 15:00 | 1060 | 1324 | 768 | 2 | 8 | 736 | 2 | 15 | 177 | 2 | 8 | 82200 | 2 | 8 | 75400 | 2 | 15 | 21700 | 2 | 8 | 6420 | 2 | 19 | 0 | E | 9 | 0 | E | 9 | 25 | A | 7 | 14 | A | 7 | 50 | A | 7 | 1004 | E | 9 | 320 | A | 7 | 8.2 | A | 7 | 16100 | A | 7 | 77777 | A | 7 | 2.6 | E | 8 | 0.118 | F | 8 | 0.14 | F | 8 | -9900 | -9900 | ? | 0
2002-07-24 | 16:00 | 911 | 1324 | 608 | 2 | 8 | 591 | 2 | 15 | 201 | 2 | 8 | 63500 | 2 | 8 | 59400 | 2 | 15 | 22500 | 2 | 8 | 5350 | 2 | 19 | 0 | E | 9 | 0 | E | 9 | 24 | A | 7 | 14 | A | 7 | 54 | A | 7 | 1004 | E | 9 | 320 | A | 7 | 9.8 | A | 7 | 16100 | A | 7 | 77777 | A | 7 | 2.4 | E | 8 | 0.118 | F | 8 | 0.14 | F | 8 | -9900 | -9900 | ? | 0
2002-07-24 | 17:00 | 722 | 1324 | 480 | 2 | 8 | 661 | 2 | 15 | 119 | 2 | 8 | 50700 | 2 | 8 | 66100 | 2 | 15 | 14600 | 2 | 8 | 2670 | 2 | 19 | 0 | E | 9 | 0 | E | 9 | 24 | A | 7 | 14 | A | 7 | 54 | A | 7 | 1004 | E | 9 | 320 | A | 7 | 8.2 | A | 7 | 16100 | A | 7 | 77777 | A | 7 | 2.4 | E | 8 | 0.118 | F | 8 | 0.14 | F | 8 | -9900 | -9900 | ? | 0
2002-07-24 | 18:00 | 504 | 1324 | 301 | 2 | 8 | 472 | 2 | 15 | 121 | 2 | 8 | 31800 | 2 | 8 | 44800 | 2 | 15 | 14700 | 2 | 8 | 2330 | 2 | 19 | 0 | E | 9 | 0 | E | 9 | 22 | A | 7 | 13 | A | 7 | 57 | A | 7 | 1004 | E | 9 | 310 | A | 7 | 8.2 | A | 7 | 16100 | A | 7 | 77777 | A | 7 | 2.4 | E | 8 | 0.118 | F | 8 | 0.14 | F | 8 | -9900 | -9900 | ? | 0
2002-07-24 | 19:00 | 275 | 1324 | 156 | 2 | 8 | 255 | 2 | 15 | 103 | 2 | 8 | 16100 | 2 | 8 | 19400 | 2 | 15 | 12000 | 2 | 8 | 2120 | 2 | 19 | 0 | E | 9 | 0 | E | 9 | 19 | A | 7 | 12 | A | 7 | 64 | A | 7 | 1004 | E | 9 | 300 | A | 7 | 8.7 | A | 7 | 16100 | A | 7 | 77777 | A | 7 | 2.4 | E | 8 | 0.118 | F | 8 | 0.14 | F | 8 | -9900 | -9900 | ? | 0
2002-07-24 | 20:00 | 59 | 1004 | 10 | 2 | 8 | 87 | 2 | 15 | 6 | 2 | 8 | 1300 | 2 | 8 | 4200 | 2 | 15 | 1000 | 2 | 8 | 120 | 2 | 19 | 0 | E | 9 | 0 | E | 9 | 17 | A | 7 | 12 | A | 7 | 72 | A | 7 | 1004 | E | 9 | 300 | A | 7 | 7.2 | A | 7 | 16100 | A | 7 | 77777 | A | 7 | 2.4 | E | 8 | 0.118 | F | 8 | 0.14 | F | 8 | -9900 | -9900 | ? | 0
2002-07-24 | 21:00 | 0 | 0 | 0 | 2 | 0 | 0 | 2 | 0 | 0 | 2 | 0 | 0 | 2 | 0 | 0 | 2 | 0 | 0 | 2 | 0 | 0 | 2 | 0 | 0 | E | 9 | 0 | E | 9 | 17 | A | 7 | 12 | A | 7 | 72 | A | 7 | 1004 | E | 9 | 310 | A | 7 | 7.2 | A | 7 | 16100 | A | 7 | 77777 | A | 7 | 2.4 | E | 8 | 0.118 | F | 8 | 0.14 | F | 8 | -9900 | -9900 | ? | 0
2002-07-24 | 22:00 | 0 | 0 | 0 | 2 | 0 | 0 | 2 | 0 | 0 | 2 | 0 | 0 | 2 | 0 | 0 | 2 | 0 | 0 | 2 | 0 | 0 | 2 | 0 | 0 | E | 9 | 0 | E | 9 | 16 | A | 7 | 12 | A | 7 | 77 | A | 7 | 1004 | E | 9 | 310 | A | 7 | 7.2 | A | 7 | 16100 | A | 7 | 77777 | A | 7 | 2.4 | E | 8 | 0.118 | F | 8 | 0.14 | F | 8 | -9900 | -9900 | ? | 0
2002-07-24 | 23:00 | 0 | 0 | 0 | 2 | 0 | 0 | 2 | 0 | 0 | 2 | 0 | 0 | 2 | 0 | 0 | 2 | 0 | 0 | 2 | 0 | 0 | 2 | 0 | 0 | E | 9 | 0 | E | 9 | 16 | A | 7 | 11 | A | 7 | 72 | A | 7 | 1004 | E | 9 | 300 | A | 7 | 6.2 | A | 7 | 16100 | A | 7 | 77777 | A | 7 | 2.4 | E | 8 | 0.118 | F | 8 | 0.14 | F | 8 | -9900 | -9900 | ? | 0
2002-07-24 | 24:00 | 0 | 0 | 0 | 2 | 0 | 0 | 2 | 0 | 0 | 2 | 0 | 0 | 2 | 0 | 0 | 2 | 0 | 0 | 2 | 0 | 0 | 2 | 0 | 0 | E | 9 | 0 | E | 9 | 16 | A | 7 | 11 | A | 7 | 72 | A | 7 | 1004 | E | 9 | 310 | A | 7 | 6.2 | A | 7 | 16100 | A | 7 | 77777 | A | 7 | 2.4 | E | 8 | 0.118 | F | 8 | 0.14 | F | 8 | -9900 | -9900 | ? | 0
2002-07-25 | 1:00 | 0 | 0 | 0 | 2 | 0 | 0 | 2 | 0 | 0 | 2 | 0 | 0 | 2 | 0 | 0 | 2 | 0 | 0 | 2 | 0 | 0 | 2 | 0 | 0 | E | 9 | 0 | E | 9 | 15 | A | 7 | 11 | A | 7 | 77 | A | 7 | 1004 | E | 9 | 300 | A | 7 | 2.6 | A | 7 | 16100 | A | 7 | 77777 | A | 7 | 2.4 | E | 8 | 0.118 | F | 8 | 0.14 | F | 8 | -9900 | -9900 | ? | 0
2002-07-25 | 2:00 | 0 | 0 | 0 | 2 | 0 | 0 | 2 | 0 | 0 | 2 | 0 | 0 | 2 | 0 | 0 | 2 | 0 | 0 | 2 | 0 | 0 | 2 | 0 | 0 | E | 9 | 0 | E | 9 | 14 | A | 7 | 11 | A | 7 | 82 | A | 7 | 1004 | E | 9 | 270 | A | 7 | 2.1 | A | 7 | 16100 | A | 7 | 77777 | A | 7 | 2.4 | E | 8 | 0.118 | F | 8 | 0.14 | F | 8 | -9900 | -9900 | ? | 0
2002-07-25 | 3:00 | 0 | 0 | 0 | 2 | 0 | 0 | 2 | 0 | 0 | 2 | 0 | 0 | 2 | 0 | 0 | 2 | 0 | 0 | 2 | 0 | 0 | 2 | 0 | 10 | E | 9 | 10 | E | 9 | 14 | A | 7 | 11 | A | 7 | 82 | A | 7 | 1004 | E | 9 | 0 | A | 7 | 0 | A | 7 | 16100 | A | 7 | 480 | A | 7 | 2.4 | E | 8 | 0.118 | F | 8 | 0.14 | F | 8 | -9900 | -9900 | ? | 0
2002-07-25 | 4:00 | 0 | 0 | 0 | 2 | 0 | 0 | 2 | 0 | 0 | 2 | 0 | 0 | 2 | 0 | 0 | 2 | 0 | 0 | 2 | 0 | 0 | 2 | 0 | 10 | E | 9 | 10 | E | 9 | 15 | A | 7 | 12 | A | 7 | 82 | A | 7 | 1004 | E | 9 | 0 | A | 7 | 0 | A | 7 | 16100 | A | 7 | 480 | A | 7 | 2.5 | E | 8 | 0.118 | F | 8 | 0.14 | F | 8 | -9900 | -9900 | ? | 0
2002-07-25 | 5:00 | 1 | 121 | 0 | 2 | 8 | 0 | 2 | 15 | 0 | 2 | 8 | 0 | 2 | 8 | 0 | 2 | 15 | 0 | 2 | 8 | 0 | 2 | 19 | 10 | E | 9 | 10 | E | 9 | 15 | A | 7 | 12 | A | 7 | 82 | A | 7 | 1004 | E | 9 | 210 | A | 7 | 1.5 | A | 7 | 16100 | A | 7 | 480 | A | 7 | 2.4 | E | 8 | 0.118 | F | 8 | 0.14 | F | 8 | -9900 | -9900 | ? | 0
2002-07-25 | 6:00 | 125 | 1324 | 17 | 2 | 8 | 0 | 2 | 15 | 17 | 2 | 8 | 2000 | 2 | 8 | 0 | 2 | 15 | 2000 | 2 | 8 | 640 | 2 | 19 | 10 | E | 9 | 10 | E | 9 | 16 | A | 7 | 12 | A | 7 | 77 | A | 7 | 1004 | E | 9 | 200 | A | 7 | 1.5 | A | 7 | 16100 | A | 7 | 420 | A | 7 | 2.4 | E | 8 | 0.118 | F | 8 | 0.14 | F | 8 | -9900 | -9900 | ? | 0
2002-07-25 | 7:00 | 353 | 1324 | 48 | 2 | 8 | 0 | 2 | 15 | 48 | 2 | 8 | 5700 | 2 | 8 | 0 | 2 | 15 | 5700 | 2 | 8 | 1990 | 2 | 19 | 10 | E | 9 | 10 | E | 9 | 17 | A | 7 | 12 | A | 7 | 72 | A | 7 | 1004 | E | 9 | 190 | A | 7 | 3.1 | A | 7 | 16100 | A | 7 | 420 | A | 7 | 2.4 | E | 8 | 0.118 | F | 8 | 0.14 | F | 8 | -9900 | -9900 | ? | 0
2002-07-25 | 8:00 | 580 | 1324 | 139 | 2 | 8 | 0 | 2 | 15 | 139 | 2 | 8 | 16000 | 2 | 8 | 0 | 2 | 15 | 16000 | 2 | 8 | 5700 | 2 | 19 | 10 | E | 9 | 10 | E | 9 | 17 | A | 7 | 12 | A | 7 | 72 | A | 7 | 1004 | E | 9 | 190 | A | 7 | 2.6 | A | 7 | 16100 | A | 7 | 360 | A | 7 | 2.5 | E | 8 | 0.118 | F | 8 | 0.14 | F | 8 | -9900 | -9900 | ? | 0
2002-07-25 | 9:00 | 789 | 1324 | 198 | 2 | 8 | 6 | 2 | 15 | 195 | 2 | 8 | 23200 | 2 | 8 | 500 | 2 | 15 | 22900 | 2 | 8 | 8610 | 2 | 19 | 10 | E | 9 | 10 | E | 9 | 18 | A | 7 | 12 | A | 7 | 68 | A | 7 | 1004 | E | 9 | 0 | A | 7 | 0 | A | 7 | 14500 | A | 7 | 420 | A | 7 | 2.5 | E | 8 | 0.118 | F | 8 | 0.14 | F | 8 | -9900 | -9900 | ? | 0
2002-07-25 | 10:00 | 966 | 1324 | 341 | 2 | 8 | 65 | 2 | 15 | 293 | 2 | 8 | 37600 | 2 | 8 | 6600 | 2 | 15 | 32700 | 2 | 8 | 10930 | 2 | 19 | 10 | E | 9 | 10 | E | 9 | 19 | A | 7 | 13 | A | 7 | 68 | A | 7 | 1004 | E | 9 | 230 | A | 7 | 1.5 | A | 7 | 16100 | A | 7 | 480 | A | 7 | 2.5 | E | 8 | 0.118 | F | 8 | 0.14 | F | 8 | -9900 | -9900 | ? | 0
2002-07-25 | 11:00 | 1099 | 1324 | 736 | 2 | 8 | 530 | 2 | 15 | 296 | 2 | 8 | 79100 | 2 | 8 | 55300 | 2 | 15 | 33100 | 2 | 8 | 11830 | 2 | 19 | 3 | E | 9 | 3 | E | 9 | 21 | A | 7 | 13 | A | 7 | 60 | A | 7 | 1004 | E | 9 | 0 | A | 7 | 0 | A | 7 | 16100 | A | 7 | 77777 | A | 7 | 2.6 | E | 8 | 0.118 | F | 8 | 0.14 | F | 8 | -9900 | -9900 | ? | 0
2002-07-25 | 12:00 | 1177 | 1324 | 796 | 2 | 8 | 574 | 2 | 15 | 284 | 2 | 8 | 83400 | 2 | 8 | 57900 | 2 | 15 | 31800 | 2 | 8 | 14060 | 2 | 19 | 0 | E | 9 | 0 | E | 9 | 23 | A | 7 | 13 | A | 7 | 53 | A | 7 | 1004 | E | 9 | 0 | A | 7 | 0 | A | 7 | 16100 | A | 7 | 77777 | A | 7 | 2.7 | E | 8 | 0.118 | F | 8 | 0.14 | F | 8 | -9900 | -9900 | ? | 0
2002-07-25 | 13:00 | 1197 | 1324 | 857 | 2 | 8 | 655 | 2 | 15 | 263 | 2 | 8 | 90500 | 2 | 8 | 66400 | 2 | 15 | 30300 | 2 | 8 | 14180 | 2 | 19 | 0 | E | 9 | 0 | E | 9 | 25 | A | 7 | 14 | A | 7 | 50 | A | 7 | 1004 | E | 9 | 300 | A | 7 | 3.6 | A | 7 | 16100 | A | 7 | 77777 | A | 7 | 2.8 | E | 8 | 0.118 | F | 8 | 0.14 | F | 8 | -9900 | -9900 | ? | 0
2002-07-25 | 14:00 | 1157 | 1324 | 847 | 2 | 8 | 755 | 2 | 15 | 186 | 2 | 8 | 88200 | 2 | 8 | 75700 | 2 | 15 | 21900 | 2 | 8 | 7910 | 2 | 19 | 0 | E | 9 | 0 | E | 9 | 26 | A | 7 | 15 | A | 7 | 51 | A | 7 | 1004 | E | 9 | 320 | A | 7 | 5.1 | A | 7 | 16100 | A | 7 | 77777 | A | 7 | 2.7 | E | 8 | 0.118 | F | 8 | 0.14 | F | 8 | -9900 | -9900 | ? | 0
2002-07-25 | 15:00 | 1058 | 1324 | 742 | 2 | 8 | 663 | 2 | 15 | 211 | 2 | 8 | 78500 | 2 | 8 | 67400 | 2 | 15 | 24500 | 2 | 8 | 7490 | 2 | 19 | 0 | E | 9 | 0 | E | 9 | 27 | A | 7 | 16 | A | 7 | 51 | A | 7 | 1004 | E | 9 | 310 | A | 7 | 5.7 | A | 7 | 16100 | A | 7 | 77777 | A | 7 | 2.7 | E | 8 | 0.118 | F | 8 | 0.14 | F | 8 | -9900 | -9900 | ? | 0
2002-07-25 | 16:00 | 909 | 1324 | 609 | 2 | 8 | 622 | 2 | 15 | 181 | 2 | 8 | 64000 | 2 | 8 | 62800 | 2 | 15 | 20800 | 2 | 8 | 4870 | 2 | 19 | 0 | E | 9 | 0 | E | 9 | 27 | A | 7 | 16 | A | 7 | 51 | A | 7 | 1004 | E | 9 | 320 | A | 7 | 6.2 | A | 7 | 16100 | A | 7 | 77777 | A | 7 | 2.7 | E | 8 | 0.118 | F | 8 | 0.14 | F | 8 | -9900 | -9900 | ? | 0
2002-07-25 | 17:00 | 719 | 1324 | 443 | 2 | 8 | 510 | 2 | 15 | 166 | 2 | 8 | 47500 | 2 | 8 | 51800 | 2 | 15 | 19300 | 2 | 8 | 3620 | 2 | 19 | 0 | E | 9 | 0 | E | 9 | 26 | A | 7 | 16 | A | 7 | 54 | A | 7 | 1004 | E | 9 | 310 | A | 7 | 8.7 | A | 7 | 16100 | A | 7 | 77777 | A | 7 | 2.7 | E | 8 | 0.118 | F | 8 | 0.14 | F | 8 | -9900 | -9900 | ? | 0
2002-07-25 | 18:00 | 501 | 1324 | 302 | 2 | 8 | 486 | 2 | 15 | 118 | 2 | 8 | 31900 | 2 | 8 | 46000 | 2 | 15 | 14500 | 2 | 8 | 2270 | 2 | 19 | 0 | E | 9 | 0 | E | 9 | 25 | A | 7 | 15 | A | 7 | 54 | A | 7 | 1004 | E | 9 | 320 | A | 7 | 8.7 | A | 7 | 16100 | A | 7 | 77777 | A | 7 | 2.8 | E | 8 | 0.118 | F | 8 | 0.14 | F | 8 | -9900 | -9900 | ? | 0
2002-07-25 | 19:00 | 271 | 1324 | 158 | 2 | 8 | 316 | 2 | 15 | 94 | 2 | 8 | 16500 | 2 | 8 | 23900 | 2 | 15 | 11600 | 2 | 8 | 1900 | 2 | 19 | 0 | E | 9 | 0 | E | 9 | 23 | A | 7 | 14 | A | 7 | 57 | A | 7 | 1004 | E | 9 | 310 | A | 7 | 7.2 | A | 7 | 16100 | A | 7 | 77777 | A | 7 | 2.9 | E | 8 | 0.118 | F | 8 | 0.14 | F | 8 | -9900 | -9900 | ? | 0
2002-07-25 | 20:00 | 56 | 982 | 9 | 2 | 8 | 104 | 2 | 15 | 5 | 2 | 8 | 1300 | 2 | 8 | 5800 | 2 | 15 | 900 | 2 | 8 | 130 | 2 | 19 | 0 | E | 9 | 0 | E | 9 | 21 | A | 7 | 14 | A | 7 | 64 | A | 7 | 1004 | E | 9 | 310 | A | 7 | 7.7 | A | 7 | 16100 | A | 7 | 77777 | A | 7 | 2.9 | E | 8 | 0.118 | F | 8 | 0.14 | F | 8 | -9900 | -9900 | ? | 0
2002-07-25 | 21:00 | 0 | 0 | 0 | 2 | 0 | 0 | 2 | 0 | 0 | 2 | 0 | 0 | 2 | 0 | 0 | 2 | 0 | 0 | 2 | 0 | 0 | 2 | 0 | 0 | E | 9 | 0 | E | 9 | 21 | A | 7 | 14 | A | 7 | 64 | A | 7 | 1004 | E | 9 | 320 | A | 7 | 8.7 | A | 7 | 16100 | A | 7 | 77777 | A | 7 | 2.9 | E | 8 | 0.118 | F | 8 | 0.14 | F | 8 | -9900 | -9900 | ? | 0
2002-07-25 | 22:00 | 0 | 0 | 0 | 2 | 0 | 0 | 2 | 0 | 0 | 2 | 0 | 0 | 2 | 0 | 0 | 2 | 0 | 0 | 2 | 0 | 0 | 2 | 0 | 0 | E | 9 | 0 | E | 9 | 19 | A | 7 | 14 | A | 7 | 73 | A | 7 | 1004 | E | 9 | 310 | A | 7 | 4.6 | A | 7 | 16100 | A | 7 | 77777 | A | 7 | 3 | E | 8 | 0.118 | F | 8 | 0.14 | F | 8 | -9900 | -9900 | ? | 0
2002-07-25 | 23:00 | 0 | 0 | 0 | 2 | 0 | 0 | 2 | 0 | 0 | 2 | 0 | 0 | 2 | 0 | 0 | 2 | 0 | 0 | 2 | 0 | 0 | 2 | 0 | 0 | E | 9 | 0 | E | 9 | 19 | A | 7 | 14 | A | 7 | 73 | A | 7 | 1004 | E | 9 | 310 | A | 7 | 7.2 | A | 7 | 16100 | A | 7 | 77777 | A | 7 | 3 | E | 8 | 0.118 | F | 8 | 0.14 | F | 8 | -9900 | -9900 | ? | 0
2002-07-25 | 24:00 | 0 | 0 | 0 | 2 | 0 | 0 | 2 | 0 | 0 | 2 | 0 | 0 | 2 | 0 | 0 | 2 | 0 | 0 | 2 | 0 | 0 | 2 | 0 | 0 | E | 9 | 0 | E | 9 | 18 | A | 7 | 14 | A | 7 | 77 | A | 7 | 1004 | E | 9 | 310 | A | 7 | 7.2 | A | 7 | 16100 | A | 7 | 77777 | A | 7 | 3.1 | E | 8 | 0.118 | F | 8 | 0.14 | F | 8 | -9900 | -9900 | ? | 0
2002-07-26 | 1:00 | 0 | 0 | 0 | 2 | 0 | 0 | 2 | 0 | 0 | 2 | 0 | 0 | 2 | 0 | 0 | 2 | 0 | 0 | 2 | 0 | 0 | 2 | 0 | 0 | E | 9 | 0 | E | 9 | 18 | A | 7 | 14 | A | 7 | 77 | A | 7 | 1004 | E | 9 | 310 | A | 7 | 5.7 | A | 7 | 16100 | A | 7 | 77777 | A | 7 | 3.1 | E | 8 | 0.118 | F | 8 | 0.14 | F | 8 | -9900 | -9900 | ? | 0
2002-07-26 | 2:00 | 0 | 0 | 0 | 2 | 0 | 0 | 2 | 0 | 0 | 2 | 0 | 0 | 2 | 0 | 0 | 2 | 0 | 0 | 2 | 0 | 0 | 2 | 0 | 0 | E | 9 | 0 | E | 9 | 17 | A | 7 | 14 | A | 7 | 82 | A | 7 | 1004 | E | 9 | 310 | A | 7 | 5.1 | A | 7 | 16100 | A | 7 | 77777 | A | 7 | 2.9 | E | 8 | 0.118 | F | 8 | 0.14 | F | 8 | -9900 | -9900 | ? | 0
2002-07-26 | 3:00 | 0 | 0 | 0 | 2 | 0 | 0 | 2 | 0 | 0 | 2 | 0 | 0 | 2 | 0 | 0 | 2 | 0 | 0 | 2 | 0 | 0 | 2 | 0 | 0 | E | 9 | 0 | E | 9 | 17 | A | 7 | 13 | A | 7 | 77 | A | 7 | 1004 | E | 9 | 310 | A | 7 | 5.7 | A | 7 | 16100 | A | 7 | 77777 | A | 7 | 2.8 | E | 8 | 0.118 | F | 8 | 0.14 | F | 8 | -9900 | -9900 | ? | 0
2002-07-26 | 4:00 | 0 | 0 | 0 | 2 | 0 | 0 | 2 | 0 | 0 | 2 | 0 | 0 | 2 | 0 | 0 | 2 | 0 | 0 | 2 | 0 | 0 | 2 | 0 | 10 | E | 9 | 10 | E | 9 | 18 | A | 7 | 14 | A | 7 | 77 | A | 7 | 1004 | E | 9 | 310 | A | 7 | 6.2 | A | 7 | 16100 | A | 7 | 840 | A | 7 | 2.7 | E | 8 | 0.118 | F | 8 | 0.14 | F | 8 | -9900 | -9900 | ? | 0
2002-07-26 | 5:00 | 1 | 99 | 0 | 2 | 8 | 0 | 2 | 15 | 0 | 2 | 8 | 0 | 2 | 8 | 0 | 2 | 15 | 0 | 2 | 8 | 0 | 2 | 19 | 10 | E | 9 | 10 | E | 9 | 18 | A | 7 | 14 | A | 7 | 77 | A | 7 | 1004 | E | 9 | 310 | A | 7 | 4.6 | A | 7 | 16100 | A | 7 | 660 | A | 7 | 2.7 | E | 8 | 0.118 | F | 8 | 0.14 | F | 8 | -9900 | -9900 | ? | 0
2002-07-26 | 6:00 | 122 | 1324 | 14 | 2 | 8 | 0 | 2 | 15 | 14 | 2 | 8 | 1700 | 2 | 8 | 0 | 2 | 15 | 1700 | 2 | 8 | 540 | 2 | 19 | 10 | E | 9 | 10 | A | 7 | 18 | A | 7 | 14 | A | 7 | 77 | A | 7 | 1004 | E | 9 | 300 | A | 7 | 3.6 | A | 7 | 16100 | A | 7 | 720 | A | 7 | 2.7 | E | 8 | 0.118 | F | 8 | 0.14 | F | 8 | -9900 | -9900 | ? | 0
2002-07-26 | 7:00 | 349 | 1324 | 52 | 2 | 8 | 0 | 2 | 15 | 52 | 2 | 8 | 6100 | 2 | 8 | 0 | 2 | 15 | 6100 | 2 | 8 | 2120 | 2 | 19 | 10 | E | 9 | 10 | E | 9 | 19 | A | 7 | 14 | A | 7 | 73 | A | 7 | 1004 | E | 9 | 330 | A | 7 | 3.6 | A | 7 | 16100 | A | 7 | 660 | A | 7 | 2.6 | E | 8 | 0.118 | F | 8 | 0.14 | F | 8 | -9900 | -9900 | ? | 0
2002-07-26 | 8:00 | 577 | 1324 | 168 | 2 | 8 | 11 | 2 | 15 | 163 | 2 | 8 | 19100 | 2 | 8 | 800 | 2 | 15 | 18700 | 2 | 8 | 6370 | 2 | 19 | 10 | E | 9 | 10 | E | 9 | 20 | A | 7 | 14 | A | 7 | 68 | A | 7 | 1004 | E | 9 | 320 | A | 7 | 3.6 | A | 7 | 16100 | A | 7 | 720 | A | 7 | 2.6 | E | 8 | 0.118 | F | 8 | 0.14 | F | 8 | -9900 | -9900 | ? | 0
2002-07-26 | 9:00 | 787 | 1324 | 162 | 2 | 8 | 6 | 2 | 15 | 158 | 2 | 8 | 19100 | 2 | 8 | 500 | 2 | 15 | 18900 | 2 | 8 | 7290 | 2 | 19 | 10 | E | 9 | 10 | E | 9 | 21 | A | 7 | 14 | A | 7 | 64 | A | 7 | 1004 | E | 9 | 330 | A | 7 | 4.6 | A | 7 | 16100 | A | 7 | 720 | A | 7 | 2.5 | E | 8 | 0.118 | F | 8 | 0.14 | F | 8 | -9900 | -9900 | ? | 0
2002-07-26 | 10:00 | 964 | 1324 | 236 | 2 | 8 | 12 | 2 | 15 | 228 | 2 | 8 | 28100 | 2 | 8 | 1000 | 2 | 15 | 27300 | 2 | 8 | 10680 | 2 | 19 | 10 | E | 9 | 10 | E | 9 | 22 | A | 7 | 14 | A | 7 | 60 | A | 7 | 1004 | E | 9 | 300 | A | 7 | 4.1 | A | 7 | 16100 | A | 7 | 600 | A | 7 | 2.5 | E | 8 | 0.118 | F | 8 | 0.14 | F | 8 | -9900 | -9900 | ? | 0
2002-07-26 | 11:00 | 1097 | 1324 | 434 | 2 | 8 | 83 | 2 | 15 | 365 | 2 | 8 | 47900 | 2 | 8 | 8500 | 2 | 15 | 40800 | 2 | 8 | 15290 | 2 | 19 | 10 | E | 9 | 10 | E | 9 | 23 | A | 7 | 15 | A | 7 | 61 | A | 7 | 1004 | E | 9 | 0 | A | 7 | 0 | A | 7 | 16100 | A | 7 | 690 | A | 7 | 2.5 | E | 8 | 0.118 | F | 8 | 0.14 | F | 8 | -9900 | -9900 | ? | 0
2002-07-26 | 12:00 | 1176 | 1324 | 649 | 2 | 8 | 275 | 2 | 15 | 404 | 2 | 8 | 70900 | 2 | 8 | 29900 | 2 | 15 | 44300 | 2 | 8 | 19100 | 2 | 19 | 10 | E | 9 | 10 | E | 9 | 25 | A | 7 | 15 | A | 7 | 54 | A | 7 | 1004 | E | 9 | 300 | A | 7 | 3.6 | A | 7 | 16100 | A | 7 | 810 | A | 7 | 2.4 | E | 8 | 0.118 | F | 8 | 0.14 | F | 8 | -9900 | -9900 | ? | 0
2002-07-26 | 13:00 | 1195 | 1324 | 820 | 2 | 8 | 571 | 2 | 15 | 304 | 2 | 8 | 89000 | 2 | 8 | 59800 | 2 | 15 | 34900 | 2 | 8 | 16670 | 2 | 19 | 0 | E | 9 | 0 | E | 9 | 26 | A | 7 | 15 | A | 7 | 51 | A | 7 | 1004 | E | 9 | 350 | A | 7 | 3.1 | A | 7 | 16100 | A | 7 | 77777 | A | 7 | 2.4 | E | 8 | 0.118 | F | 8 | 0.14 | F | 8 | -9900 | -9900 | ? | 0
2002-07-26 | 14:00 | 1155 | 1324 | 816 | 2 | 8 | 659 | 2 | 15 | 240 | 2 | 8 | 86400 | 2 | 8 | 67000 | 2 | 15 | 27800 | 2 | 8 | 11090 | 2 | 19 | 0 | E | 9 | 0 | E | 9 | 27 | A | 7 | 16 | A | 7 | 51 | A | 7 | 1004 | E | 9 | 310 | A | 7 | 7.7 | A | 7 | 14500 | A | 7 | 77777 | A | 7 | 2.2 | E | 8 | 0.118 | F | 8 | 0.14 | F | 8 | -9900 | -9900 | ? | 0
2002-07-26 | 15:00 | 1056 | 1324 | 755 | 2 | 8 | 718 | 2 | 15 | 181 | 2 | 8 | 80700 | 2 | 8 | 73500 | 2 | 15 | 21900 | 2 | 8 | 6480 | 2 | 19 | 0 | E | 9 | 0 | E | 9 | 26 | A | 7 | 14 | A | 7 | 48 | A | 7 | 1004 | E | 9 | 310 | A | 7 | 7.2 | A | 7 | 16100 | A | 7 | 77777 | A | 7 | 2 | E | 8 | 0.118 | F | 8 | 0.14 | F | 8 | -9900 | -9900 | ? | 0
2002-07-26 | 16:00 | 907 | 1324 | 657 | 2 | 8 | 776 | 2 | 15 | 125 | 2 | 8 | 69000 | 2 | 8 | 77800 | 2 | 15 | 15600 | 2 | 8 | 3210 | 2 | 19 | 0 | E | 9 | 0 | E | 9 | 26 | A | 7 | 14 | A | 7 | 48 | A | 7 | 1004 | E | 9 | 300 | A | 7 | 8.2 | A | 7 | 16100 | A | 7 | 77777 | A | 7 | 1.8 | E | 8 | 0.118 | F | 8 | 0.14 | F | 8 | -9900 | -9900 | ? | 0
2002-07-26 | 17:00 | 716 | 1324 | 496 | 2 | 8 | 699 | 2 | 15 | 117 | 2 | 8 | 52400 | 2 | 8 | 69800 | 2 | 15 | 14600 | 2 | 8 | 2620 | 2 | 19 | 0 | B | 8 | 0 | B | 8 | 25.2 | B | 8 | 13.5 | B | 8 | 48 | A | 7 | 1004 | E | 9 | 300 | B | 8 | 7.8 | B | 8 | -9900 | ? | 0 | 77777 | B | 8 | 1.7 | E | 8 | 0.118 | F | 8 | 0.14 | F | 8 | -9900 | -9900 | ? | 0
2002-07-26 | 18:00 | 498 | 1324 | 286 | 2 | 8 | 380 | 2 | 15 | 143 | 2 | 8 | 29600 | 2 | 8 | 35800 | 2 | 15 | 16100 | 2 | 8 | 2810 | 2 | 19 | 0 | B | 8 | 0 | B | 8 | 24 | B | 8 | 13 | B | 8 | 50 | A | 7 | 1004 | E | 9 | 310 | B | 8 | 7.4 | B | 8 | -9900 | ? | 0 | 77777 | B | 8 | 1.6 | E | 8 | 0.118 | F | 8 | 0.14 | F | 8 | -9900 | -9900 | ? | 0
2002-07-26 | 19:00 | 268 | 1324 | 161 | 2 | 8 | 335 | 2 | 15 | 94 | 2 | 8 | 16200 | 2 | 8 | 25000 | 2 | 15 | 11100 | 2 | 8 | 1800 | 2 | 19 | 0 | B | 8 | 0 | B | 8 | 22.1 | B | 8 | 12.2 | B | 8 | 53 | A | 7 | 1004 | E | 9 | 310 | B | 8 | 7 | B | 8 | -9900 | ? | 0 | 77777 | B | 8 | 1.5 | E | 8 | 0.118 | F | 8 | 0.14 | F | 8 | -9900 | -9900 | ? | 0
2002-07-26 | 20:00 | 54 | 960 | 8 | 2 | 8 | 107 | 2 | 15 | 5 | 2 | 8 | 1300 | 2 | 8 | 5900 | 2 | 15 | 900 | 2 | 8 | 130 | 2 | 19 | 0 | B | 8 | 0 | B | 8 | 19.4 | B | 8 | 11.5 | B | 8 | 60 | A | 7 | 1004 | E | 9 | 310 | B | 8 | 6.5 | B | 8 | -9900 | ? | 0 | 77777 | B | 8 | 1.4 | E | 8 | 0.118 | F | 8 | 0.14 | F | 8 | -9900 | -9900 | ? | 0
2002-07-26 | 21:00 | 0 | 0 | 0 | 2 | 0 | 0 | 2 | 0 | 0 | 2 | 0 | 0 | 2 | 0 | 0 | 2 | 0 | 0 | 2 | 0 | 0 | 2 | 0 | 0 | B | 8 | 0 | B | 8 | 18 | B | 8 | 10.8 | B | 8 | 63 | A | 7 | 1004 | E | 9 | 320 | B | 8 | 6.1 | B | 8 | -9900 | ? | 0 | 77777 | B | 8 | 1.4 | E | 8 | 0.118 | F | 8 | 0.14 | F | 8 | -9900 | -9900 | ? | 0
2002-07-26 | 22:00 | 0 | 0 | 0 | 2 | 0 | 0 | 2 | 0 | 0 | 2 | 0 | 0 | 2 | 0 | 0 | 2 | 0 | 0 | 2 | 0 | 0 | 2 | 0 | 0 | E | 9 | 0 | E | 9 | 17 | A | 7 | 10 | A | 7 | 63 | A | 7 | 1004 | E | 9 | 320 | A | 7 | 5.7 | A | 7 | 16100 | A | 7 | 77777 | A | 7 | 1.3 | E | 8 | 0.118 | F | 8 | 0.14 | F | 8 | -9900 | -9900 | ? | 0
2002-07-26 | 23:00 | 0 | 0 | 0 | 2 | 0 | 0 | 2 | 0 | 0 | 2 | 0 | 0 | 2 | 0 | 0 | 2 | 0 | 0 | 2 | 0 | 0 | 2 | 0 | 0 | E | 9 | 0 | E | 9 | 16 | A | 7 | 10 | A | 7 | 68 | A | 7 | 1004 | E | 9 | 310 | A | 7 | 5.1 | A | 7 | 16100 | A | 7 | 77777 | A | 7 | 1.4 | E | 8 | 0.118 | F | 8 | 0.14 | F | 8 | -9900 | -9900 | ? | 0
2002-07-26 | 24:00 | 0 | 0 | 0 | 2 | 0 | 0 | 2 | 0 | 0 | 2 | 0 | 0 | 2 | 0 | 0 | 2 | 0 | 0 | 2 | 0 | 0 | 2 | 0 | 0 | E | 9 | 0 | E | 9 | 15 | A | 7 | 9 | A | 7 | 67 | A | 7 | 1004 | E | 9 | 320 | A | 7 | 5.1 | A | 7 | 16100 | A | 7 | 77777 | A | 7 | 1.4 | E | 8 | 0.118 | F | 8 | 0.14 | F | 8 | -9900 | -9900 | ? | 0
2002-07-27 | 1:00 | 0 | 0 | 0 | 2 | 0 | 0 | 2 | 0 | 0 | 2 | 0 | 0 | 2 | 0 | 0 | 2 | 0 | 0 | 2 | 0 | 0 | 2 | 0 | 0 | E | 9 | 0 | E | 9 | 14 | A | 7 | 9 | A | 7 | 72 | A | 7 | 1004 | E | 9 | 320 | A | 7 | 4.1 | A | 7 | 16100 | A | 7 | 77777 | A | 7 | 1.4 | E | 8 | 0.118 | F | 8 | 0.14 | F | 8 | -9900 | -9900 | ? | 0
2002-07-27 | 2:00 | 0 | 0 | 0 | 2 | 0 | 0 | 2 | 0 | 0 | 2 | 0 | 0 | 2 | 0 | 0 | 2 | 0 | 0 | 2 | 0 | 0 | 2 | 0 | 0 | E | 9 | 0 | E | 9 | 14 | A | 7 | 9 | A | 7 | 72 | A | 7 | 1004 | E | 9 | 350 | A | 7 | 4.1 | A | 7 | 16100 | A | 7 | 77777 | A | 7 | 1.6 | E | 8 | 0.118 | F | 8 | 0.14 | F | 8 | -9900 | -9900 | ? | 0
2002-07-27 | 3:00 | 0 | 0 | 0 | 2 | 0 | 0 | 2 | 0 | 0 | 2 | 0 | 0 | 2 | 0 | 0 | 2 | 0 | 0 | 2 | 0 | 0 | 2 | 0 | 0 | E | 9 | 0 | E | 9 | 13 | A | 7 | 8 | A | 7 | 72 | A | 7 | 1004 | E | 9 | 0 | A | 7 | 0 | A | 7 | 16100 | A | 7 | 77777 | A | 7 | 1.7 | E | 8 | 0.118 | F | 8 | 0.14 | F | 8 | -9900 | -9900 | ? | 0
2002-07-27 | 4:00 | 0 | 0 | 0 | 2 | 0 | 0 | 2 | 0 | 0 | 2 | 0 | 0 | 2 | 0 | 0 | 2 | 0 | 0 | 2 | 0 | 0 | 2 | 0 | 0 | E | 9 | 0 | E | 9 | 12 | A | 7 | 8 | A | 7 | 76 | A | 7 | 1004 | E | 9 | 0 | A | 7 | 0 | A | 7 | 16100 | A | 7 | 77777 | A | 7 | 1.8 | E | 8 | 0.118 | F | 8 | 0.14 | F | 8 | -9900 | -9900 | ? | 0
2002-07-27 | 5:00 | 0 | 77 | 0 | 2 | 8 | 0 | 2 | 15 | 0 | 2 | 8 | 0 | 2 | 8 | 0 | 2 | 15 | 0 | 2 | 8 | 0 | 2 | 19 | 0 | E | 9 | 0 | E | 9 | 8 | A | 7 | 6 | A | 7 | 87 | A | 7 | 1004 | E | 9 | 0 | A | 7 | 0 | A | 7 | 16100 | A | 7 | 77777 | A | 7 | 1.8 | E | 8 | 0.118 | F | 8 | 0.14 | F | 8 | -9900 | -9900 | ? | 0
2002-07-27 | 6:00 | 118 | 1324 | 40 | 2 | 8 | 246 | 2 | 15 | 18 | 2 | 8 | 4100 | 2 | 8 | 13300 | 2 | 15 | 3000 | 2 | 8 | 340 | 2 | 19 | 0 | E | 9 | 0 | E | 9 | 9 | A | 7 | 7 | A | 7 | 87 | A | 7 | 1004 | E | 9 | 0 | A | 7 | 0 | A | 7 | 16100 | A | 7 | 77777 | A | 7 | 1.7 | E | 8 | 0.118 | F | 8 | 0.14 | F | 8 | -9900 | -9900 | ? | 0
2002-07-27 | 7:00 | 346 | 1324 | 195 | 2 | 8 | 562 | 2 | 15 | 48 | 2 | 8 | 20100 | 2 | 8 | 48400 | 2 | 15 | 7400 | 2 | 8 | 950 | 2 | 19 | 0 | E | 9 | 0 | E | 9 | 14 | A | 7 | 9 | A | 7 | 72 | A | 7 | 1004 | E | 9 | 0 | A | 7 | 0 | A | 7 | 14500 | A | 7 | 77777 | A | 7 | 1.6 | E | 8 | 0.118 | F | 8 | 0.14 | F | 8 | -9900 | -9900 | ? | 0
2002-07-27 | 8:00 | 574 | 1324 | 368 | 2 | 8 | 608 | 2 | 15 | 104 | 2 | 8 | 38400 | 2 | 8 | 58500 | 2 | 15 | 13000 | 2 | 8 | 2090 | 2 | 19 | 0 | E | 9 | 0 | E | 9 | 17 | A | 7 | 9 | A | 7 | 59 | A | 7 | 1004 | E | 9 | 0 | A | 7 | 0 | A | 7 | 16100 | A | 7 | 77777 | A | 7 | 1.6 | E | 8 | 0.118 | F | 8 | 0.14 | F | 8 | -9900 | -9900 | ? | 0
2002-07-27 | 9:00 | 784 | 1324 | 510 | 2 | 8 | 636 | 2 | 15 | 133 | 2 | 8 | 53900 | 2 | 8 | 64000 | 2 | 15 | 16000 | 2 | 8 | 3150 | 2 | 19 | 0 | E | 9 | 0 | E | 9 | 19 | A | 7 | 9 | A | 7 | 52 | A | 7 | 1004 | E | 9 | 0 | A | 7 | 0 | A | 7 | 8000 | A | 7 | 77777 | A | 7 | 1.6 | E | 8 | 0.118 | F | 8 | 0.14 | F | 8 | -9900 | -9900 | ? | 0
2002-07-27 | 10:00 | 962 | 1324 | 681 | 2 | 8 | 720 | 2 | 15 | 157 | 2 | 8 | 72700 | 2 | 8 | 73600 | 2 | 15 | 19200 | 2 | 8 | 4700 | 2 | 19 | 0 | E | 9 | 0 | E | 9 | 21 | A | 7 | 9 | A | 7 | 46 | A | 7 | 1004 | E | 9 | 10 | A | 7 | 2.6 | A | 7 | 16100 | A | 7 | 77777 | A | 7 | 1.5 | E | 8 | 0.118 | F | 8 | 0.14 | F | 8 | -9900 | -9900 | ? | 0
2002-07-27 | 11:00 | 1095 | 1324 | 816 | 2 | 8 | 815 | 2 | 15 | 141 | 2 | 8 | 86800 | 2 | 8 | 82500 | 2 | 15 | 18500 | 2 | 8 | 5240 | 2 | 19 | 0 | E | 9 | 0 | E | 9 | 23 | A | 7 | 9 | A | 7 | 41 | A | 7 | 1004 | E | 9 | 360 | A | 7 | 1.5 | A | 7 | 16100 | A | 7 | 77777 | A | 7 | 1.6 | E | 8 | 0.118 | F | 8 | 0.14 | F | 8 | -9900 | -9900 | ? | 0
2002-07-27 | 12:00 | 1174 | 1324 | 902 | 2 | 8 | 862 | 2 | 15 | 137 | 2 | 8 | 92500 | 2 | 8 | 86300 | 2 | 15 | 15900 | 2 | 8 | 5230 | 2 | 19 | 0 | E | 9 | 0 | E | 9 | 24 | A | 7 | 10 | A | 7 | 41 | A | 7 | 1004 | E | 9 | 50 | A | 7 | 2.6 | A | 7 | 16100 | A | 7 | 77777 | A | 7 | 1.6 | E | 8 | 0.118 | F | 8 | 0.14 | F | 8 | -9900 | -9900 | ? | 0
2002-07-27 | 13:00 | 1193 | 1324 | 893 | 2 | 8 | 794 | 2 | 15 | 177 | 2 | 8 | 94000 | 2 | 8 | 80000 | 2 | 15 | 21800 | 2 | 8 | 8800 | 2 | 19 | 0 | E | 9 | 0 | E | 9 | 26 | A | 7 | 11 | A | 7 | 39 | A | 7 | 1004 | E | 9 | 310 | A | 7 | 3.1 | A | 7 | 16100 | A | 7 | 77777 | A | 7 | 1.7 | E | 8 | 0.118 | F | 8 | 0.14 | F | 8 | -9900 | -9900 | ? | 0
2002-07-27 | 14:00 | 1152 | 1324 | 828 | 2 | 8 | 671 | 2 | 15 | 243 | 2 | 8 | 87600 | 2 | 8 | 68100 | 2 | 15 | 28100 | 2 | 8 | 11130 | 2 | 19 | 0 | E | 9 | 0 | E | 9 | 28 | A | 7 | 11 | A | 7 | 35 | A | 7 | 1004 | E | 9 | 350 | A | 7 | 3.1 | A | 7 | 14500 | A | 7 | 77777 | A | 7 | 1.6 | E | 8 | 0.118 | F | 8 | 0.14 | F | 8 | -9900 | -9900 | ? | 0
2002-07-27 | 15:00 | 1054 | 1324 | 671 | 2 | 8 | 469 | 2 | 15 | 297 | 2 | 8 | 71500 | 2 | 8 | 48900 | 2 | 15 | 32600 | 2 | 8 | 10640 | 2 | 19 | 0 | E | 9 | 0 | E | 9 | 27 | A | 7 | 11 | A | 7 | 37 | A | 7 | 1004 | E | 9 | 340 | A | 7 | 3.6 | A | 7 | 16100 | A | 7 | 77777 | A | 7 | 1.5 | E | 8 | 0.118 | F | 8 | 0.14 | F | 8 | -9900 | -9900 | ? | 0
2002-07-27 | 16:00 | 904 | 1324 | 616 | 2 | 8 | 659 | 2 | 15 | 166 | 2 | 8 | 65200 | 2 | 8 | 66800 | 2 | 15 | 19500 | 2 | 8 | 4480 | 2 | 19 | 3 | E | 9 | 3 | E | 9 | 27 | A | 7 | 12 | A | 7 | 39 | A | 7 | 1004 | E | 9 | 320 | A | 7 | 5.7 | A | 7 | 16100 | A | 7 | 77777 | A | 7 | 1.4 | E | 8 | 0.118 | F | 8 | 0.14 | F | 8 | -9900 | -9900 | ? | 0
2002-07-27 | 17:00 | 714 | 1324 | 482 | 2 | 8 | 700 | 2 | 15 | 104 | 2 | 8 | 51300 | 2 | 8 | 70200 | 2 | 15 | 13400 | 2 | 8 | 2360 | 2 | 19 | 0 | E | 9 | 0 | E | 9 | 27 | A | 7 | 12 | A | 7 | 39 | A | 7 | 1004 | E | 9 | 300 | A | 7 | 5.7 | A | 7 | 16100 | A | 7 | 77777 | A | 7 | 1.5 | E | 8 | 0.118 | F | 8 | 0.14 | F | 8 | -9900 | -9900 | ? | 0
2002-07-27 | 18:00 | 495 | 1324 | 305 | 2 | 8 | 521 | 2 | 15 | 110 | 2 | 8 | 32400 | 2 | 8 | 49200 | 2 | 15 | 14000 | 2 | 8 | 2100 | 2 | 19 | 0 | E | 9 | 0 | E | 9 | 25 | A | 7 | 12 | A | 7 | 44 | A | 7 | 1004 | E | 9 | 310 | A | 7 | 5.1 | A | 7 | 16100 | A | 7 | 77777 | A | 7 | 1.6 | E | 8 | 0.118 | F | 8 | 0.14 | F | 8 | -9900 | -9900 | ? | 0
2002-07-27 | 19:00 | 264 | 1324 | 149 | 2 | 8 | 270 | 2 | 15 | 96 | 2 | 8 | 15500 | 2 | 8 | 20100 | 2 | 15 | 11500 | 2 | 8 | 1960 | 2 | 19 | 2 | E | 9 | 2 | E | 9 | 23 | A | 7 | 11 | A | 7 | 47 | A | 7 | 1004 | E | 9 | 320 | A | 7 | 5.7 | A | 7 | 16100 | A | 7 | 77777 | A | 7 | 1.7 | E | 8 | 0.118 | F | 8 | 0.14 | F | 8 | -9900 | -9900 | ? | 0
2002-07-27 | 20:00 | 51 | 938 | 7 | 2 | 8 | 83 | 2 | 15 | 4 | 2 | 8 | 1000 | 2 | 8 | 4600 | 2 | 15 | 800 | 2 | 8 | 110 | 2 | 19 | 2 | E | 9 | 2 | E | 9 | 20 | A | 7 | 11 | A | 7 | 56 | A | 7 | 1004 | E | 9 | 310 | A | 7 | 6.2 | A | 7 | 16100 | A | 7 | 77777 | A | 7 | 1.9 | E | 8 | 0.118 | F | 8 | 0.14 | F | 8 | -9900 | -9900 | ? | 0
2002-07-27 | 21:00 | 0 | 0 | 0 | 2 | 0 | 0 | 2 | 0 | 0 | 2 | 0 | 0 | 2 | 0 | 0 | 2 | 0 | 0 | 2 | 0 | 0 | 2 | 0 | 0 | E | 9 | 0 | E | 9 | 18 | A | 7 | 11 | A | 7 | 64 | A | 7 | 1004 | E | 9 | 310 | A | 7 | 6.7 | A | 7 | 16100 | A | 7 | 77777 | A | 7 | 2 | E | 8 | 0.118 | F | 8 | 0.14 | F | 8 | -9900 | -9900 | ? | 0
2002-07-27 | 22:00 | 0 | 0 | 0 | 2 | 0 | 0 | 2 | 0 | 0 | 2 | 0 | 0 | 2 | 0 | 0 | 2 | 0 | 0 | 2 | 0 | 0 | 2 | 0 | 0 | E | 9 | 0 | E | 9 | 17 | A | 7 | 11 | A | 7 | 68 | A | 7 | 1004 | E | 9 | 310 | A | 7 | 6.7 | A | 7 | 16100 | A | 7 | 77777 | A | 7 | 2.1 | E | 8 | 0.118 | F | 8 | 0.14 | F | 8 | -9900 | -9900 | ? | 0
2002-07-27 | 23:00 | 0 | 0 | 0 | 2 | 0 | 0 | 2 | 0 | 0 | 2 | 0 | 0 | 2 | 0 | 0 | 2 | 0 | 0 | 2 | 0 | 0 | 2 | 0 | 0 | E | 9 | 0 | E | 9 | 16 | A | 7 | 10 | A | 7 | 68 | A | 7 | 1004 | E | 9 | 310 | A | 7 | 6.7 | A | 7 | 16100 | A | 7 | 77777 | A | 7 | 2.2 | E | 8 | 0.118 | F | 8 | 0.14 | F | 8 | -9900 | -9900 | ? | 0
2002-07-27 | 24:00 | 0 | 0 | 0 | 2 | 0 | 0 | 2 | 0 | 0 | 2 | 0 | 0 | 2 | 0 | 0 | 2 | 0 | 0 | 2 | 0 | 0 | 2 | 0 | 0 | E | 9 | 0 | E | 9 | 15 | A | 7 | 10 | A | 7 | 72 | A | 7 | 1004 | E | 9 | 310 | A | 7 | 6.2 | A | 7 | 16100 | A | 7 | 77777 | A | 7 | 2.3 | E | 8 | 0.118 | F | 8 | 0.14 | F | 8 | -9900 | -9900 | ? | 0
2002-07-28 | 1:00 | 0 | 0 | 0 | 2 | 0 | 0 | 2 | 0 | 0 | 2 | 0 | 0 | 2 | 0 | 0 | 2 | 0 | 0 | 2 | 0 | 0 | 2 | 0 | 0 | E | 9 | 0 | E | 9 | 14 | A | 7 | 10 | A | 7 | 77 | A | 7 | 1004 | E | 9 | 310 | A | 7 | 3.1 | A | 7 | 16100 | A | 7 | 77777 | A | 7 | 2.4 | E | 8 | 0.118 | F | 8 | 0.14 | F | 8 | -9900 | -9900 | ? | 0
2002-07-28 | 2:00 | 0 | 0 | 0 | 2 | 0 | 0 | 2 | 0 | 0 | 2 | 0 | 0 | 2 | 0 | 0 | 2 | 0 | 0 | 2 | 0 | 0 | 2 | 0 | 0 | E | 9 | 0 | E | 9 | 14 | A | 7 | 9 | A | 7 | 72 | A | 7 | 1004 | E | 9 | 300 | A | 7 | 2.6 | A | 7 | 16100 | A | 7 | 77777 | A | 7 | 2.5 | E | 8 | 0.118 | F | 8 | 0.14 | F | 8 | -9900 | -9900 | ? | 0
2002-07-28 | 3:00 | 0 | 0 | 0 | 2 | 0 | 0 | 2 | 0 | 0 | 2 | 0 | 0 | 2 | 0 | 0 | 2 | 0 | 0 | 2 | 0 | 0 | 2 | 0 | 0 | E | 9 | 0 | E | 9 | 13 | A | 7 | 9 | A | 7 | 77 | A | 7 | 1004 | E | 9 | 0 | A | 7 | 0 | A | 7 | 16100 | A | 7 | 77777 | A | 7 | 2.5 | E | 8 | 0.118 | F | 8 | 0.14 | F | 8 | -9900 | -9900 | ? | 0
2002-07-28 | 4:00 | 0 | 0 | 0 | 2 | 0 | 0 | 2 | 0 | 0 | 2 | 0 | 0 | 2 | 0 | 0 | 2 | 0 | 0 | 2 | 0 | 0 | 2 | 0 | 0 | E | 9 | 0 | E | 9 | 13 | A | 7 | 9 | A | 7 | 77 | A | 7 | 1004 | E | 9 | 0 | A | 7 | 0 | A | 7 | 16100 | A | 7 | 77777 | A | 7 | 2.6 | E | 8 | 0.118 | F | 8 | 0.14 | F | 8 | -9900 | -9900 | ? | 0
2002-07-28 | 5:00 | 0 | 55 | 0 | 2 | 8 | 0 | 2 | 15 | 0 | 2 | 8 | 0 | 2 | 8 | 0 | 2 | 15 | 0 | 2 | 8 | 0 | 2 | 19 | 0 | E | 9 | 0 | E | 9 | 11 | A | 7 | 8 | A | 7 | 82 | A | 7 | 1004 | E | 9 | 300 | A | 7 | 2.1 | A | 7 | 16100 | A | 7 | 77777 | A | 7 | 2.7 | E | 8 | 0.118 | F | 8 | 0.14 | F | 8 | -9900 | -9900 | ? | 0
2002-07-28 | 6:00 | 114 | 1325 | 38 | 2 | 8 | 243 | 2 | 15 | 18 | 2 | 8 | 4000 | 2 | 8 | 12900 | 2 | 15 | 2900 | 2 | 8 | 330 | 2 | 19 | 0 | E | 9 | 0 | E | 9 | 13 | A | 7 | 10 | A | 7 | 82 | A | 7 | 1004 | E | 9 | 0 | A | 7 | 0 | A | 7 | 16100 | A | 7 | 77777 | A | 7 | 2.7 | E | 8 | 0.118 | F | 8 | 0.14 | F | 8 | -9900 | -9900 | ? | 0
2002-07-28 | 7:00 | 343 | 1325 | 182 | 2 | 8 | 471 | 2 | 15 | 60 | 2 | 8 | 18800 | 2 | 8 | 39700 | 2 | 15 | 8500 | 2 | 8 | 1120 | 2 | 19 | 0 | E | 9 | 0 | E | 9 | 16 | A | 7 | 11 | A | 7 | 72 | A | 7 | 1004 | E | 9 | 0 | A | 7 | 0 | A | 7 | 16100 | A | 7 | 77777 | A | 7 | 2.8 | E | 8 | 0.118 | F | 8 | 0.14 | F | 8 | -9900 | -9900 | ? | 0
2002-07-28 | 8:00 | 571 | 1325 | 353 | 2 | 8 | 596 | 2 | 15 | 96 | 2 | 8 | 37000 | 2 | 8 | 57500 | 2 | 15 | 12200 | 2 | 8 | 1950 | 2 | 19 | 0 | E | 9 | 0 | E | 9 | 19 | A | 7 | 12 | A | 7 | 64 | A | 7 | 1004 | E | 9 | 0 | A | 7 | 0 | A | 7 | 9700 | A | 7 | 77777 | A | 7 | 2.8 | E | 8 | 0.118 | F | 8 | 0.14 | F | 8 | -9900 | -9900 | ? | 0
2002-07-28 | 9:00 | 782 | 1325 | 536 | 2 | 8 | 729 | 2 | 15 | 105 | 2 | 8 | 56100 | 2 | 8 | 72500 | 2 | 15 | 13300 | 2 | 8 | 2390 | 2 | 19 | 0 | E | 9 | 0 | E | 9 | 22 | A | 7 | 12 | A | 7 | 53 | A | 7 | 1004 | E | 9 | 0 | A | 7 | 0 | A | 7 | 16100 | A | 7 | 77777 | A | 7 | 2.8 | E | 8 | 0.118 | F | 8 | 0.14 | F | 8 | -9900 | -9900 | ? | 0
2002-07-28 | 10:00 | 959 | 1325 | 664 | 2 | 8 | 709 | 2 | 15 | 150 | 2 | 8 | 71200 | 2 | 8 | 72600 | 2 | 15 | 18500 | 2 | 8 | 4490 | 2 | 19 | 0 | E | 9 | 0 | E | 9 | 24 | A | 7 | 11 | A | 7 | 44 | A | 7 | 1004 | E | 9 | 20 | A | 7 | 1.5 | A | 7 | 16100 | A | 7 | 77777 | A | 7 | 2.8 | E | 8 | 0.118 | F | 8 | 0.14 | F | 8 | -9900 | -9900 | ? | 0
2002-07-28 | 11:00 | 1092 | 1325 | 748 | 2 | 8 | 607 | 2 | 15 | 246 | 2 | 8 | 78500 | 2 | 8 | 61300 | 2 | 15 | 27800 | 2 | 8 | 9370 | 2 | 19 | 0 | E | 9 | 0 | E | 9 | 26 | A | 7 | 12 | A | 7 | 42 | A | 7 | 1004 | E | 9 | 80 | A | 7 | 2.1 | A | 7 | 16100 | A | 7 | 77777 | A | 7 | 2.9 | E | 8 | 0.118 | F | 8 | 0.14 | F | 8 | -9900 | -9900 | ? | 0
2002-07-28 | 12:00 | 1171 | 1325 | 843 | 2 | 8 | 658 | 2 | 15 | 260 | 2 | 8 | 88900 | 2 | 8 | 66600 | 2 | 15 | 29800 | 2 | 8 | 12650 | 2 | 19 | 0 | E | 9 | 0 | E | 9 | 27 | A | 7 | 13 | A | 7 | 42 | A | 7 | 1004 | E | 9 | 60 | A | 7 | 2.1 | A | 7 | 16100 | A | 7 | 77777 | A | 7 | 3 | E | 8 | 0.118 | F | 8 | 0.14 | F | 8 | -9900 | -9900 | ? | 0
2002-07-28 | 13:00 | 1191 | 1325 | 796 | 2 | 8 | 559 | 2 | 15 | 292 | 2 | 8 | 86600 | 2 | 8 | 58600 | 2 | 15 | 33900 | 2 | 8 | 15700 | 2 | 19 | 0 | E | 9 | 0 | E | 9 | 29 | A | 7 | 13 | A | 7 | 37 | A | 7 | 1004 | E | 9 | 360 | A | 7 | 3.1 | A | 7 | 16100 | A | 7 | 77777 | A | 7 | 3 | E | 8 | 0.118 | F | 8 | 0.14 | F | 8 | -9900 | -9900 | ? | 0
2002-07-28 | 14:00 | 1150 | 1325 | 810 | 2 | 8 | 617 | 2 | 15 | 273 | 2 | 8 | 84900 | 2 | 8 | 62200 | 2 | 15 | 30700 | 2 | 8 | 12270 | 2 | 19 | 0 | E | 9 | 0 | E | 9 | 31 | A | 7 | 14 | A | 7 | 36 | A | 7 | 1004 | E | 9 | 110 | A | 7 | 2.6 | A | 7 | 16100 | A | 7 | 77777 | A | 7 | 3.1 | E | 8 | 0.118 | F | 8 | 0.14 | F | 8 | -9900 | -9900 | ? | 0
2002-07-28 | 15:00 | 1052 | 1325 | 704 | 2 | 8 | 591 | 2 | 15 | 234 | 2 | 8 | 73800 | 2 | 8 | 59700 | 2 | 15 | 26300 | 2 | 8 | 8070 | 2 | 19 | 0 | E | 9 | 0 | E | 9 | 31 | A | 7 | 15 | A | 7 | 38 | A | 7 | 1004 | E | 9 | 90 | A | 7 | 2.6 | A | 7 | 16100 | A | 7 | 77777 | A | 7 | 3.1 | E | 8 | 0.118 | F | 8 | 0.14 | F | 8 | -9900 | -9900 | ? | 0
2002-07-28 | 16:00 | 902 | 1325 | 631 | 2 | 8 | 696 | 2 | 15 | 156 | 2 | 8 | 66900 | 2 | 8 | 70700 | 2 | 15 | 18700 | 2 | 8 | 4230 | 2 | 19 | 0 | E | 9 | 0 | E | 9 | 32 | A | 7 | 16 | A | 7 | 38 | A | 7 | 1004 | E | 9 | 280 | A | 7 | 4.6 | A | 7 | 16100 | A | 7 | 77777 | A | 7 | 3.1 | E | 8 | 0.118 | F | 8 | 0.14 | F | 8 | -9900 | -9900 | ? | 0
2002-07-28 | 17:00 | 711 | 1325 | 468 | 2 | 8 | 637 | 2 | 15 | 125 | 2 | 8 | 49100 | 2 | 8 | 63400 | 2 | 15 | 15100 | 2 | 8 | 2750 | 2 | 19 | 0 | E | 9 | 0 | E | 9 | 31 | A | 7 | 16 | A | 7 | 40 | A | 7 | 1004 | E | 9 | 310 | A | 7 | 5.1 | A | 7 | 16100 | A | 7 | 77777 | A | 7 | 3 | E | 8 | 0.118 | F | 8 | 0.14 | F | 8 | -9900 | -9900 | ? | 0
2002-07-28 | 18:00 | 492 | 1325 | 288 | 2 | 8 | 448 | 2 | 15 | 122 | 2 | 8 | 30300 | 2 | 8 | 42200 | 2 | 15 | 14600 | 2 | 8 | 2350 | 2 | 19 | 0 | E | 9 | 0 | E | 9 | 29 | A | 7 | 16 | A | 7 | 45 | A | 7 | 1004 | E | 9 | 320 | A | 7 | 6.2 | A | 7 | 16100 | A | 7 | 77777 | A | 7 | 3 | E | 8 | 0.118 | F | 8 | 0.14 | F | 8 | -9900 | -9900 | ? | 0
2002-07-28 | 19:00 | 261 | 1325 | 153 | 2 | 8 | 324 | 2 | 15 | 89 | 2 | 8 | 15300 | 2 | 8 | 23900 | 2 | 15 | 10600 | 2 | 8 | 1690 | 2 | 19 | 0 | E | 9 | 0 | E | 9 | 27 | A | 7 | 16 | A | 7 | 51 | A | 7 | 1004 | E | 9 | 320 | A | 7 | 6.7 | A | 7 | 16100 | A | 7 | 77777 | A | 7 | 2.9 | E | 8 | 0.118 | F | 8 | 0.14 | F | 8 | -9900 | -9900 | ? | 0
2002-07-28 | 20:00 | 48 | 916 | 6 | 2 | 8 | 95 | 2 | 15 | 4 | 2 | 8 | 1100 | 2 | 8 | 5200 | 2 | 15 | 800 | 2 | 8 | 110 | 2 | 19 | 0 | E | 9 | 0 | E | 9 | 24 | A | 7 | 16 | A | 7 | 61 | A | 7 | 1004 | E | 9 | 320 | A | 7 | 6.2 | A | 7 | 16100 | A | 7 | 77777 | A | 7 | 2.9 | E | 8 | 0.118 | F | 8 | 0.14 | F | 8 | -9900 | -9900 | ? | 0
2002-07-28 | 21:00 | 0 | 0 | 0 | 2 | 0 | 0 | 2 | 0 | 0 | 2 | 0 | 0 | 2 | 0 | 0 | 2 | 0 | 0 | 2 | 0 | 0 | 2 | 0 | 0 | E | 9 | 0 | E | 9 | 23 | A | 7 | 15 | A | 7 | 61 | A | 7 | 1004 | E | 9 | 320 | A | 7 | 5.7 | A | 7 | 16100 | A | 7 | 77777 | A | 7 | 2.8 | E | 8 | 0.118 | F | 8 | 0.14 | F | 8 | -9900 | -9900 | ? | 0
2002-07-28 | 22:00 | 0 | 0 | 0 | 2 | 0 | 0 | 2 | 0 | 0 | 2 | 0 | 0 | 2 | 0 | 0 | 2 | 0 | 0 | 2 | 0 | 0 | 2 | 0 | 0 | E | 9 | 0 | E | 9 | 21 | A | 7 | 14 | A | 7 | 64 | A | 7 | 1004 | E | 9 | 310 | A | 7 | 5.1 | A | 7 | 16100 | A | 7 | 77777 | A | 7 | 2.7 | E | 8 | 0.118 | F | 8 | 0.14 | F | 8 | -9900 | -9900 | ? | 0
2002-07-28 | 23:00 | 0 | 0 | 0 | 2 | 0 | 0 | 2 | 0 | 0 | 2 | 0 | 0 | 2 | 0 | 0 | 2 | 0 | 0 | 2 | 0 | 0 | 2 | 0 | 0 | E | 9 | 0 | E | 9 | 19 | A | 7 | 14 | A | 7 | 73 | A | 7 | 1004 | E | 9 | 310 | A | 7 | 4.6 | A | 7 | 16100 | A | 7 | 77777 | A | 7 | 2.7 | E | 8 | 0.118 | F | 8 | 0.14 | F | 8 | -9900 | -9900 | ? | 0
2002-07-28 | 24:00 | 0 | 0 | 0 | 2 | 0 | 0 | 2 | 0 | 0 | 2 | 0 | 0 | 2 | 0 | 0 | 2 | 0 | 0 | 2 | 0 | 0 | 2 | 0 | 0 | E | 9 | 0 | E | 9 | 18 | A | 7 | 14 | A | 7 | 77 | A | 7 | 1004 | E | 9 | 310 | A | 7 | 3.1 | A | 7 | 16100 | A | 7 | 77777 | A | 7 | 2.7 | E | 8 | 0.118 | F | 8 | 0.14 | F | 8 | -9900 | -9900 | ? | 0
2002-07-29 | 1:00 | 0 | 0 | 0 | 2 | 0 | 0 | 2 | 0 | 0 | 2 | 0 | 0 | 2 | 0 | 0 | 2 | 0 | 0 | 2 | 0 | 0 | 2 | 0 | 0 | E | 9 | 0 | E | 9 | 18 | A | 7 | 13 | A | 7 | 73 | A | 7 | 1004 | E | 9 | 310 | A | 7 | 2.1 | A | 7 | 16100 | A | 7 | 77777 | A | 7 | 2.6 | E | 8 | 0.118 | F | 8 | 0.14 | F | 8 | -9900 | -9900 | ? | 0
2002-07-29 | 2:00 | 0 | 0 | 0 | 2 | 0 | 0 | 2 | 0 | 0 | 2 | 0 | 0 | 2 | 0 | 0 | 2 | 0 | 0 | 2 | 0 | 0 | 2 | 0 | 0 | E | 9 | 0 | E | 9 | 17 | A | 7 | 13 | A | 7 | 77 | A | 7 | 1004 | E | 9 | 320 | A | 7 | 3.1 | A | 7 | 16100 | A | 7 | 77777 | A | 7 | 2.7 | E | 8 | 0.118 | F | 8 | 0.14 | F | 8 | -9900 | -9900 | ? | 0
2002-07-29 | 3:00 | 0 | 0 | 0 | 2 | 0 | 0 | 2 | 0 | 0 | 2 | 0 | 0 | 2 | 0 | 0 | 2 | 0 | 0 | 2 | 0 | 0 | 2 | 0 | 0 | E | 9 | 0 | E | 9 | 16 | A | 7 | 13 | A | 7 | 82 | A | 7 | 1004 | E | 9 | 320 | A | 7 | 2.1 | A | 7 | 16100 | A | 7 | 77777 | A | 7 | 2.7 | E | 8 | 0.118 | F | 8 | 0.14 | F | 8 | -9900 | -9900 | ? | 0
2002-07-29 | 4:00 | 0 | 0 | 0 | 2 | 0 | 0 | 2 | 0 | 0 | 2 | 0 | 0 | 2 | 0 | 0 | 2 | 0 | 0 | 2 | 0 | 0 | 2 | 0 | 0 | E | 9 | 0 | E | 9 | 16 | A | 7 | 13 | A | 7 | 82 | A | 7 | 1004 | E | 9 | 320 | A | 7 | 2.6 | A | 7 | 16100 | A | 7 | 77777 | A | 7 | 2.8 | E | 8 | 0.118 | F | 8 | 0.14 | F | 8 | -9900 | -9900 | ? | 0
2002-07-29 | 5:00 | 0 | 33 | 0 | 2 | 8 | 0 | 2 | 15 | 0 | 2 | 8 | 0 | 2 | 8 | 0 | 2 | 15 | 0 | 2 | 8 | 0 | 2 | 19 | 0 | E | 9 | 0 | E | 9 | 15 | A | 7 | 12 | A | 7 | 82 | A | 7 | 1004 | E | 9 | 0 | A | 7 | 0 | A | 7 | 16100 | A | 7 | 77777 | A | 7 | 2.8 | E | 8 | 0.118 | F | 8 | 0.14 | F | 8 | -9900 | -9900 | ? | 0
2002-07-29 | 6:00 | 111 | 1325 | 35 | 2 | 8 | 190 | 2 | 15 | 20 | 2 | 8 | 3700 | 2 | 8 | 9800 | 2 | 15 | 2900 | 2 | 8 | 360 | 2 | 19 | 0 | E | 9 | 0 | E | 9 | 16 | A | 7 | 13 | A | 7 | 82 | A | 7 | 1004 | E | 9 | 0 | A | 7 | 0 | A | 7 | 16100 | A | 7 | 77777 | A | 7 | 2.8 | E | 8 | 0.118 | F | 8 | 0.14 | F | 8 | -9900 | -9900 | ? | 0
2002-07-29 | 7:00 | 340 | 1325 | 185 | 2 | 8 | 492 | 2 | 15 | 59 | 2 | 8 | 19200 | 2 | 8 | 41400 | 2 | 15 | 8600 | 2 | 8 | 1100 | 2 | 19 | 0 | E | 9 | 0 | E | 9 | 19 | A | 7 | 13 | A | 7 | 68 | A | 7 | 1004 | E | 9 | 320 | A | 7 | 2.6 | A | 7 | 16100 | A | 7 | 77777 | A | 7 | 2.8 | E | 8 | 0.118 | F | 8 | 0.14 | F | 8 | -9900 | -9900 | ? | 0
2002-07-29 | 8:00 | 568 | 1325 | 348 | 2 | 8 | 539 | 2 | 15 | 116 | 2 | 8 | 35900 | 2 | 8 | 51500 | 2 | 15 | 13800 | 2 | 8 | 2270 | 2 | 19 | 0 | E | 9 | 0 | E | 9 | 22 | A | 7 | 14 | A | 7 | 60 | A | 7 | 1004 | E | 9 | 30 | A | 7 | 3.6 | A | 7 | 16100 | A | 7 | 77777 | A | 7 | 2.8 | E | 8 | 0.118 | F | 8 | 0.14 | F | 8 | -9900 | -9900 | ? | 0
2002-07-29 | 9:00 | 779 | 1325 | 494 | 2 | 8 | 565 | 2 | 15 | 161 | 2 | 8 | 51400 | 2 | 8 | 56300 | 2 | 15 | 18300 | 2 | 8 | 3680 | 2 | 19 | 0 | E | 9 | 0 | E | 9 | 23 | A | 7 | 14 | A | 7 | 57 | A | 7 | 1004 | E | 9 | 40 | A | 7 | 3.1 | A | 7 | 16100 | A | 7 | 77777 | A | 7 | 2.8 | E | 8 | 0.118 | F | 8 | 0.14 | F | 8 | -9900 | -9900 | ? | 0
2002-07-29 | 10:00 | 957 | 1325 | 631 | 2 | 8 | 608 | 2 | 15 | 191 | 2 | 8 | 66400 | 2 | 8 | 61500 | 2 | 15 | 21900 | 2 | 8 | 5540 | 2 | 19 | 0 | E | 9 | 0 | E | 9 | 26 | A | 7 | 14 | A | 7 | 48 | A | 7 | 1004 | E | 9 | 60 | A | 7 | 3.6 | A | 7 | 16100 | A | 7 | 77777 | A | 7 | 2.9 | E | 8 | 0.118 | F | 8 | 0.14 | F | 8 | -9900 | -9900 | ? | 0
2002-07-29 | 11:00 | 1090 | 1325 | 799 | 2 | 8 | 774 | 2 | 15 | 161 | 2 | 8 | 83800 | 2 | 8 | 77800 | 2 | 15 | 19600 | 2 | 8 | 5710 | 2 | 19 | 0 | E | 9 | 0 | E | 9 | 27 | A | 7 | 14 | A | 7 | 45 | A | 7 | 1004 | E | 9 | 90 | A | 7 | 2.6 | A | 7 | 16100 | A | 7 | 77777 | A | 7 | 2.9 | E | 8 | 0.118 | F | 8 | 0.14 | F | 8 | -9900 | -9900 | ? | 0
2002-07-29 | 12:00 | 1169 | 1325 | 861 | 2 | 8 | 748 | 2 | 15 | 199 | 2 | 8 | 92400 | 2 | 8 | 76800 | 2 | 15 | 24600 | 2 | 8 | 9790 | 2 | 19 | 0 | E | 9 | 0 | E | 9 | 29 | A | 7 | 14 | A | 7 | 40 | A | 7 | 1004 | E | 9 | 40 | A | 7 | 4.6 | A | 7 | 16100 | A | 7 | 77777 | A | 7 | 2.9 | E | 8 | 0.118 | F | 8 | 0.14 | F | 8 | -9900 | -9900 | ? | 0
2002-07-29 | 13:00 | 1189 | 1325 | 808 | 2 | 8 | 589 | 2 | 15 | 279 | 2 | 8 | 85000 | 2 | 8 | 59500 | 2 | 15 | 31500 | 2 | 8 | 14430 | 2 | 19 | 0 | E | 9 | 0 | E | 9 | 31 | A | 7 | 15 | A | 7 | 38 | A | 7 | 1004 | E | 9 | 30 | A | 7 | 5.1 | A | 7 | 16100 | A | 7 | 77777 | A | 7 | 2.9 | E | 8 | 0.118 | F | 8 | 0.14 | F | 8 | -9900 | -9900 | ? | 0
2002-07-29 | 14:00 | 1148 | 1325 | 848 | 2 | 8 | 750 | 2 | 15 | 197 | 2 | 8 | 91000 | 2 | 8 | 76900 | 2 | 15 | 24200 | 2 | 8 | 9020 | 2 | 19 | 0 | E | 9 | 0 | E | 9 | 32 | A | 7 | 15 | A | 7 | 36 | A | 7 | 1004 | E | 9 | 20 | A | 7 | 4.1 | A | 7 | 16100 | A | 7 | 77777 | A | 7 | 2.9 | E | 8 | 0.118 | F | 8 | 0.14 | F | 8 | -9900 | -9900 | ? | 0
2002-07-29 | 15:00 | 1049 | 1325 | 737 | 2 | 8 | 670 | 2 | 15 | 205 | 2 | 8 | 78000 | 2 | 8 | 68100 | 2 | 15 | 23900 | 2 | 8 | 7130 | 2 | 19 | 0 | E | 9 | 0 | E | 9 | 33 | A | 7 | 15 | A | 7 | 34 | A | 7 | 1004 | E | 9 | 30 | A | 7 | 5.1 | A | 7 | 16100 | A | 7 | 77777 | A | 7 | 2.8 | E | 8 | 0.118 | F | 8 | 0.14 | F | 8 | -9900 | -9900 | ? | 0
2002-07-29 | 16:00 | 899 | 1325 | 604 | 2 | 8 | 622 | 2 | 15 | 181 | 2 | 8 | 63300 | 2 | 8 | 62700 | 2 | 15 | 20700 | 2 | 8 | 4790 | 2 | 19 | 0 | B | 8 | 0 | B | 8 | 33.4 | B | 8 | 15 | B | 8 | 33 | A | 7 | 1004 | E | 9 | 40 | B | 8 | 5.6 | B | 8 | -9900 | ? | 0 | 77777 | B | 8 | 2.7 | E | 8 | 0.118 | F | 8 | 0.14 | F | 8 | -9900 | -9900 | ? | 0
2002-07-29 | 17:00 | 708 | 1325 | 468 | 2 | 8 | 650 | 2 | 15 | 121 | 2 | 8 | 49400 | 2 | 8 | 64700 | 2 | 15 | 14700 | 2 | 8 | 2670 | 2 | 19 | 0 | E | 9 | 0 | E | 9 | 33 | A | 7 | 15 | A | 7 | 34 | A | 7 | 1004 | E | 9 | 40 | A | 7 | 6.2 | A | 7 | 16100 | A | 7 | 77777 | A | 7 | 2.7 | E | 8 | 0.118 | F | 8 | 0.14 | F | 8 | -9900 | -9900 | ? | 0
2002-07-29 | 18:00 | 489 | 1325 | 298 | 2 | 8 | 503 | 2 | 15 | 113 | 2 | 8 | 31600 | 2 | 8 | 47300 | 2 | 15 | 14100 | 2 | 8 | 2160 | 2 | 19 | 0 | E | 9 | 0 | E | 9 | 32 | A | 7 | 15 | A | 7 | 36 | A | 7 | 1004 | E | 9 | 40 | A | 7 | 6.7 | A | 7 | 16100 | A | 7 | 77777 | A | 7 | 2.7 | E | 8 | 0.118 | F | 8 | 0.14 | F | 8 | -9900 | -9900 | ? | 0
2002-07-29 | 19:00 | 257 | 1325 | 156 | 2 | 8 | 327 | 2 | 15 | 93 | 2 | 8 | 16100 | 2 | 8 | 24000 | 2 | 15 | 11500 | 2 | 8 | 1890 | 2 | 19 | 0 | E | 9 | 0 | E | 9 | 29 | A | 7 | 15 | A | 7 | 43 | A | 7 | 1004 | E | 9 | 320 | A | 7 | 4.6 | A | 7 | 16100 | A | 7 | 77777 | A | 7 | 2.7 | E | 8 | 0.118 | F | 8 | 0.14 | F | 8 | -9900 | -9900 | ? | 0
2002-07-29 | 20:00 | 46 | 894 | 6 | 2 | 8 | 91 | 2 | 15 | 3 | 2 | 8 | 900 | 2 | 8 | 5200 | 2 | 15 | 600 | 2 | 8 | 110 | 2 | 19 | 0 | E | 9 | 0 | E | 9 | 26 | A | 7 | 14 | A | 7 | 48 | A | 7 | 1004 | E | 9 | 310 | A | 7 | 4.1 | A | 7 | 16100 | A | 7 | 77777 | A | 7 | 2.7 | E | 8 | 0.118 | F | 8 | 0.14 | F | 8 | -9900 | -9900 | ? | 0
2002-07-29 | 21:00 | 0 | 0 | 0 | 2 | 0 | 0 | 2 | 0 | 0 | 2 | 0 | 0 | 2 | 0 | 0 | 2 | 0 | 0 | 2 | 0 | 0 | 2 | 0 | 0 | E | 9 | 0 | E | 9 | 24 | A | 7 | 14 | A | 7 | 54 | A | 7 | 1004 | E | 9 | 320 | A | 7 | 4.1 | A | 7 | 16100 | A | 7 | 77777 | A | 7 | 2.7 | E | 8 | 0.118 | F | 8 | 0.14 | F | 8 | -9900 | -9900 | ? | 0
2002-07-29 | 22:00 | 0 | 0 | 0 | 2 | 0 | 0 | 2 | 0 | 0 | 2 | 0 | 0 | 2 | 0 | 0 | 2 | 0 | 0 | 2 | 0 | 0 | 2 | 0 | 0 | E | 9 | 0 | E | 9 | 23 | A | 7 | 14 | A | 7 | 57 | A | 7 | 1004 | E | 9 | 320 | A | 7 | 4.6 | A | 7 | 16100 | A | 7 | 77777 | A | 7 | 2.6 | E | 8 | 0.118 | F | 8 | 0.14 | F | 8 | -9900 | -9900 | ? | 0
2002-07-29 | 23:00 | 0 | 0 | 0 | 2 | 0 | 0 | 2 | 0 | 0 | 2 | 0 | 0 | 2 | 0 | 0 | 2 | 0 | 0 | 2 | 0 | 0 | 2 | 0 | 0 | E | 9 | 0 | E | 9 | 21 | A | 7 | 13 | A | 7 | 60 | A | 7 | 1004 | E | 9 | 310 | A | 7 | 3.6 | A | 7 | 16100 | A | 7 | 77777 | A | 7 | 2.6 | E | 8 | 0.118 | F | 8 | 0.14 | F | 8 | -9900 | -9900 | ? | 0
2002-07-29 | 24:00 | 0 | 0 | 0 | 2 | 0 | 0 | 2 | 0 | 0 | 2 | 0 | 0 | 2 | 0 | 0 | 2 | 0 | 0 | 2 | 0 | 0 | 2 | 0 | 0 | E | 9 | 0 | E | 9 | 19 | A | 7 | 13 | A | 7 | 68 | A | 7 | 1004 | E | 9 | 300 | A | 7 | 3.6 | A | 7 | 16100 | A | 7 | 77777 | A | 7 | 2.5 | E | 8 | 0.118 | F | 8 | 0.14 | F | 8 | -9900 | -9900 | ? | 0
2002-07-30 | 1:00 | 0 | 0 | 0 | 2 | 0 | 0 | 2 | 0 | 0 | 2 | 0 | 0 | 2 | 0 | 0 | 2 | 0 | 0 | 2 | 0 | 0 | 2 | 0 | 0 | E | 9 | 0 | E | 9 | 18 | A | 7 | 13 | A | 7 | 73 | A | 7 | 1004 | E | 9 | 310 | A | 7 | 3.1 | A | 7 | 16100 | A | 7 | 77777 | A | 7 | 2.5 | E | 8 | 0.118 | F | 8 | 0.14 | F | 8 | -9900 | -9900 | ? | 0
2002-07-30 | 2:00 | 0 | 0 | 0 | 2 | 0 | 0 | 2 | 0 | 0 | 2 | 0 | 0 | 2 | 0 | 0 | 2 | 0 | 0 | 2 | 0 | 0 | 2 | 0 | 0 | E | 9 | 0 | E | 9 | 18 | A | 7 | 13 | A | 7 | 73 | A | 7 | 1004 | E | 9 | 330 | A | 7 | 2.6 | A | 7 | 16100 | A | 7 | 77777 | A | 7 | 2.5 | E | 8 | 0.118 | F | 8 | 0.14 | F | 8 | -9900 | -9900 | ? | 0
2002-07-30 | 3:00 | 0 | 0 | 0 | 2 | 0 | 0 | 2 | 0 | 0 | 2 | 0 | 0 | 2 | 0 | 0 | 2 | 0 | 0 | 2 | 0 | 0 | 2 | 0 | 0 | E | 9 | 0 | E | 9 | 18 | A | 7 | 13 | A | 7 | 73 | A | 7 | 1004 | E | 9 | 330 | A | 7 | 2.1 | A | 7 | 16100 | A | 7 | 77777 | A | 7 | 2.5 | E | 8 | 0.118 | F | 8 | 0.14 | F | 8 | -9900 | -9900 | ? | 0
2002-07-30 | 4:00 | 0 | 0 | 0 | 2 | 0 | 0 | 2 | 0 | 0 | 2 | 0 | 0 | 2 | 0 | 0 | 2 | 0 | 0 | 2 | 0 | 0 | 2 | 0 | 0 | E | 9 | 0 | E | 9 | 15 | A | 7 | 12 | A | 7 | 82 | A | 7 | 1004 | E | 9 | 300 | A | 7 | 2.6 | A | 7 | 16100 | A | 7 | 77777 | A | 7 | 2.5 | E | 8 | 0.118 | F | 8 | 0.14 | F | 8 | -9900 | -9900 | ? | 0
2002-07-30 | 5:00 | 0 | 11 | 0 | 2 | 0 | 0 | 2 | 0 | 0 | 2 | 0 | 0 | 2 | 1 | 0 | 2 | 2 | 0 | 2 | 2 | 0 | 2 | 1 | 0 | E | 9 | 0 | E | 9 | 16 | A | 7 | 12 | A | 7 | 77 | A | 7 | 1004 | E | 9 | 310 | A | 7 | 3.1 | A | 7 | 16100 | A | 7 | 77777 | A | 7 | 2.5 | E | 8 | 0.118 | F | 8 | 0.14 | F | 8 | -9900 | -9900 | ? | 0
2002-07-30 | 6:00 | 107 | 1325 | 34 | 2 | 8 | 218 | 2 | 15 | 17 | 2 | 8 | 3600 | 2 | 8 | 11200 | 2 | 15 | 2700 | 2 | 8 | 320 | 2 | 19 | 0 | E | 9 | 0 | E | 9 | 17 | A | 7 | 13 | A | 7 | 77 | A | 7 | 1004 | E | 9 | 310 | A | 7 | 3.6 | A | 7 | 16100 | A | 7 | 77777 | A | 7 | 2.5 | E | 8 | 0.118 | F | 8 | 0.14 | F | 8 | -9900 | -9900 | ? | 0
2002-07-30 | 7:00 | 336 | 1325 | 172 | 2 | 8 | 438 | 2 | 15 | 61 | 2 | 8 | 17800 | 2 | 8 | 36600 | 2 | 15 | 8500 | 2 | 8 | 1130 | 2 | 19 | 0 | E | 9 | 0 | E | 9 | 19 | A | 7 | 13 | A | 7 | 68 | A | 7 | 1004 | E | 9 | 320 | A | 7 | 3.1 | A | 7 | 16100 | A | 7 | 77777 | A | 7 | 2.5 | E | 8 | 0.118 | F | 8 | 0.14 | F | 8 | -9900 | -9900 | ? | 0
2002-07-30 | 8:00 | 565 | 1325 | 338 | 2 | 8 | 516 | 2 | 15 | 117 | 2 | 8 | 36200 | 2 | 8 | 50300 | 2 | 15 | 14700 | 2 | 8 | 2280 | 2 | 19 | 0 | E | 9 | 0 | E | 9 | 22 | A | 7 | 14 | A | 7 | 60 | A | 7 | 1004 | E | 9 | 310 | A | 7 | 2.1 | A | 7 | 16100 | A | 7 | 77777 | A | 7 | 2.6 | E | 8 | 0.118 | F | 8 | 0.14 | F | 8 | -9900 | -9900 | ? | 0
2002-07-30 | 9:00 | 776 | 1325 | 514 | 2 | 8 | 676 | 2 | 15 | 118 | 2 | 8 | 54800 | 2 | 8 | 68300 | 2 | 15 | 14700 | 2 | 8 | 2810 | 2 | 19 | 0 | E | 9 | 0 | E | 9 | 23 | A | 7 | 14 | A | 7 | 57 | A | 7 | 1004 | E | 9 | 320 | A | 7 | 1.5 | A | 7 | 16100 | A | 7 | 77777 | A | 7 | 2.6 | E | 8 | 0.118 | F | 8 | 0.14 | F | 8 | -9900 | -9900 | ? | 0
2002-07-30 | 10:00 | 955 | 1325 | 642 | 2 | 8 | 632 | 2 | 15 | 186 | 2 | 8 | 67700 | 2 | 8 | 64000 | 2 | 15 | 21500 | 2 | 8 | 5380 | 2 | 19 | 0 | E | 9 | 0 | E | 9 | 26 | A | 7 | 14 | A | 7 | 48 | A | 7 | 1004 | E | 9 | 300 | A | 7 | 3.1 | A | 7 | 16100 | A | 7 | 77777 | A | 7 | 2.6 | E | 8 | 0.118 | F | 8 | 0.14 | F | 8 | -9900 | -9900 | ? | 0
2002-07-30 | 11:00 | 1088 | 1325 | 793 | 2 | 8 | 732 | 2 | 15 | 191 | 2 | 8 | 84700 | 2 | 8 | 74900 | 2 | 15 | 23100 | 2 | 8 | 7350 | 2 | 19 | 0 | E | 9 | 0 | E | 9 | 27 | A | 7 | 15 | A | 7 | 48 | A | 7 | 1004 | E | 9 | 300 | A | 7 | 3.1 | A | 7 | 16100 | A | 7 | 77777 | A | 7 | 2.6 | E | 8 | 0.118 | F | 8 | 0.14 | F | 8 | -9900 | -9900 | ? | 0
2002-07-30 | 12:00 | 1167 | 1325 | 825 | 2 | 8 | 634 | 2 | 15 | 266 | 2 | 8 | 86800 | 2 | 8 | 64100 | 2 | 15 | 30300 | 2 | 8 | 12690 | 2 | 19 | 0 | E | 9 | 0 | E | 9 | 27 | A | 7 | 15 | A | 7 | 48 | A | 7 | 1004 | E | 9 | 320 | A | 7 | 5.1 | A | 7 | 16100 | A | 7 | 77777 | A | 7 | 2.5 | E | 8 | 0.118 | F | 8 | 0.14 | F | 8 | -9900 | -9900 | ? | 0
2002-07-30 | 13:00 | 1187 | 1325 | 869 | 2 | 8 | 740 | 2 | 15 | 206 | 2 | 8 | 93400 | 2 | 8 | 75900 | 2 | 15 | 25300 | 2 | 8 | 10780 | 2 | 19 | 0 | E | 9 | 0 | E | 9 | 28 | A | 7 | 15 | A | 7 | 45 | A | 7 | 1004 | E | 9 | 310 | A | 7 | 5.7 | A | 7 | 16100 | A | 7 | 77777 | A | 7 | 2.5 | E | 8 | 0.118 | F | 8 | 0.14 | F | 8 | -9900 | -9900 | ? | 0
2002-07-30 | 14:00 | 1146 | 1325 | 816 | 2 | 8 | 695 | 2 | 15 | 214 | 2 | 8 | 87000 | 2 | 8 | 71000 | 2 | 15 | 25500 | 2 | 8 | 9660 | 2 | 19 | 8 | E | 9 | 8 | E | 9 | 29 | A | 7 | 15 | A | 7 | 43 | A | 7 | 1004 | E | 9 | 310 | A | 7 | 7.7 | A | 7 | 16100 | A | 7 | 1410 | A | 7 | 2.4 | E | 8 | 0.118 | F | 8 | 0.14 | F | 8 | -9900 | -9900 | ? | 0
2002-07-30 | 15:00 | 1047 | 1325 | 750 | 2 | 8 | 712 | 2 | 15 | 186 | 2 | 8 | 79800 | 2 | 8 | 72700 | 2 | 15 | 22300 | 2 | 8 | 6490 | 2 | 19 | 8 | E | 9 | 8 | E | 9 | 28 | A | 7 | 14 | A | 7 | 42 | A | 7 | 1004 | E | 9 | 310 | A | 7 | 7.7 | A | 7 | 16100 | A | 7 | 1410 | A | 7 | 2.2 | E | 8 | 0.118 | F | 8 | 0.14 | F | 8 | -9900 | -9900 | ? | 0
2002-07-30 | 16:00 | 896 | 1325 | 618 | 2 | 8 | 690 | 2 | 15 | 150 | 2 | 8 | 65600 | 2 | 8 | 70200 | 2 | 15 | 18100 | 2 | 8 | 4050 | 2 | 19 | 0 | E | 9 | 0 | E | 9 | 27 | A | 7 | 12 | A | 7 | 39 | A | 7 | 1004 | E | 9 | 320 | A | 7 | 7.2 | A | 7 | 16100 | A | 7 | 77777 | A | 7 | 2.1 | E | 8 | 0.118 | F | 8 | 0.14 | F | 8 | -9900 | -9900 | ? | 0
2002-07-30 | 17:00 | 705 | 1325 | 477 | 2 | 8 | 663 | 2 | 15 | 124 | 2 | 8 | 50100 | 2 | 8 | 65900 | 2 | 15 | 15000 | 2 | 8 | 2720 | 2 | 19 | 0 | E | 9 | 0 | E | 9 | 26 | A | 7 | 11 | A | 7 | 39 | A | 7 | 1004 | E | 9 | 310 | A | 7 | 7.2 | A | 7 | 16100 | A | 7 | 77777 | A | 7 | 2 | E | 8 | 0.118 | F | 8 | 0.14 | F | 8 | -9900 | -9900 | ? | 0
2002-07-30 | 18:00 | 485 | 1325 | 309 | 2 | 8 | 571 | 2 | 15 | 99 | 2 | 8 | 31700 | 2 | 8 | 52700 | 2 | 15 | 12400 | 2 | 8 | 1870 | 2 | 19 | 0 | E | 9 | 0 | E | 9 | 24 | A | 7 | 10 | A | 7 | 41 | A | 7 | 1004 | E | 9 | 310 | A | 7 | 8.7 | A | 7 | 16100 | A | 7 | 77777 | A | 7 | 1.9 | E | 8 | 0.118 | F | 8 | 0.14 | F | 8 | -9900 | -9900 | ? | 0
2002-07-30 | 19:00 | 253 | 1325 | 160 | 2 | 8 | 374 | 2 | 15 | 89 | 2 | 8 | 16100 | 2 | 8 | 27200 | 2 | 15 | 10900 | 2 | 8 | 1700 | 2 | 19 | 0 | E | 9 | 0 | E | 9 | 21 | A | 7 | 8 | A | 7 | 43 | A | 7 | 1004 | E | 9 | 300 | A | 7 | 7.7 | A | 7 | 16100 | A | 7 | 77777 | A | 7 | 1.7 | E | 8 | 0.118 | F | 8 | 0.14 | F | 8 | -9900 | -9900 | ? | 0
2002-07-30 | 20:00 | 43 | 850 | 5 | 2 | 8 | 99 | 2 | 15 | 3 | 2 | 8 | 900 | 2 | 8 | 5600 | 2 | 15 | 600 | 2 | 8 | 110 | 2 | 19 | 0 | E | 9 | 0 | E | 9 | 18 | A | 7 | 8 | A | 7 | 52 | A | 7 | 1004 | E | 9 | 310 | A | 7 | 5.7 | A | 7 | 16100 | A | 7 | 77777 | A | 7 | 1.7 | E | 8 | 0.118 | F | 8 | 0.14 | F | 8 | -9900 | -9900 | ? | 0
2002-07-30 | 21:00 | 0 | 0 | 0 | 2 | 0 | 0 | 2 | 0 | 0 | 2 | 0 | 0 | 2 | 0 | 0 | 2 | 0 | 0 | 2 | 0 | 0 | 2 | 0 | 0 | E | 9 | 0 | E | 9 | 17 | A | 7 | 7 | A | 7 | 52 | A | 7 | 1004 | E | 9 | 310 | A | 7 | 7.7 | A | 7 | 16100 | A | 7 | 77777 | A | 7 | 1.6 | E | 8 | 0.118 | F | 8 | 0.14 | F | 8 | -9900 | -9900 | ? | 0
2002-07-30 | 22:00 | 0 | 0 | 0 | 2 | 0 | 0 | 2 | 0 | 0 | 2 | 0 | 0 | 2 | 0 | 0 | 2 | 0 | 0 | 2 | 0 | 0 | 2 | 0 | 0 | E | 9 | 0 | E | 9 | 16 | A | 7 | 6 | A | 7 | 51 | A | 7 | 1004 | E | 9 | 320 | A | 7 | 6.7 | A | 7 | 16100 | A | 7 | 77777 | A | 7 | 1.5 | E | 8 | 0.118 | F | 8 | 0.14 | F | 8 | -9900 | -9900 | ? | 0
2002-07-30 | 23:00 | 0 | 0 | 0 | 2 | 0 | 0 | 2 | 0 | 0 | 2 | 0 | 0 | 2 | 0 | 0 | 2 | 0 | 0 | 2 | 0 | 0 | 2 | 0 | 0 | E | 9 | 0 | E | 9 | 14 | A | 7 | 6 | A | 7 | 59 | A | 7 | 1004 | E | 9 | 310 | A | 7 | 4.6 | A | 7 | 16100 | A | 7 | 77777 | A | 7 | 1.5 | E | 8 | 0.118 | F | 8 | 0.14 | F | 8 | -9900 | -9900 | ? | 0
2002-07-30 | 24:00 | 0 | 0 | 0 | 2 | 0 | 0 | 2 | 0 | 0 | 2 | 0 | 0 | 2 | 0 | 0 | 2 | 0 | 0 | 2 | 0 | 0 | 2 | 0 | 0 | E | 9 | 0 | E | 9 | 13 | A | 7 | 5 | A | 7 | 58 | A | 7 | 1004 | E | 9 | 320 | A | 7 | 2.6 | A | 7 | 16100 | A | 7 | 77777 | A | 7 | 1.4 | E | 8 | 0.118 | F | 8 | 0.14 | F | 8 | -9900 | -9900 | ? | 0
2002-07-31 | 1:00 | 0 | 0 | 0 | 2 | 0 | 0 | 2 | 0 | 0 | 2 | 0 | 0 | 2 | 0 | 0 | 2 | 0 | 0 | 2 | 0 | 0 | 2 | 0 | 0 | E | 9 | 0 | E | 9 | 12 | A | 7 | 5 | A | 7 | 62 | A | 7 | 1004 | E | 9 | 310 | A | 7 | 2.1 | A | 7 | 16100 | A | 7 | 77777 | A | 7 | 1.4 | E | 8 | 0.118 | F | 8 | 0.14 | F | 8 | -9900 | -9900 | ? | 0
2002-07-31 | 2:00 | 0 | 0 | 0 | 2 | 0 | 0 | 2 | 0 | 0 | 2 | 0 | 0 | 2 | 0 | 0 | 2 | 0 | 0 | 2 | 0 | 0 | 2 | 0 | 4 | E | 9 | 3 | E | 9 | 9 | A | 7 | 4 | A | 7 | 71 | A | 7 | 1004 | E | 9 | 290 | A | 7 | 2.1 | A | 7 | 16100 | A | 7 | 77777 | A | 7 | 1.4 | E | 8 | 0.118 | F | 8 | 0.14 | F | 8 | -9900 | -9900 | ? | 0
2002-07-31 | 3:00 | 0 | 0 | 0 | 2 | 0 | 0 | 2 | 0 | 0 | 2 | 0 | 0 | 2 | 0 | 0 | 2 | 0 | 0 | 2 | 0 | 0 | 2 | 0 | 4 | E | 9 | 4 | E | 9 | 11 | A | 7 | 5 | A | 7 | 66 | A | 7 | 1004 | E | 9 | 310 | A | 7 | 1.5 | A | 7 | 16100 | A | 7 | 77777 | A | 7 | 1.4 | E | 8 | 0.118 | F | 8 | 0.14 | F | 8 | -9900 | -9900 | ? | 0
2002-07-31 | 4:00 | 0 | 0 | 0 | 2 | 0 | 0 | 2 | 0 | 0 | 2 | 0 | 0 | 2 | 0 | 0 | 2 | 0 | 0 | 2 | 0 | 0 | 2 | 0 | 6 | E | 9 | 5 | E | 9 | 11 | A | 7 | 6 | A | 7 | 71 | A | 7 | 1004 | E | 9 | 320 | A | 7 | 2.1 | A | 7 | 16100 | A | 7 | 77777 | A | 7 | 1.3 | E | 8 | 0.118 | F | 8 | 0.14 | F | 8 | -9900 | -9900 | ? | 0
2002-07-31 | 5:00 | 0 | 0 | 0 | 2 | 0 | 0 | 2 | 0 | 0 | 2 | 0 | 0 | 2 | 0 | 0 | 2 | 0 | 0 | 2 | 0 | 0 | 2 | 0 | 5 | E | 9 | 5 | E | 9 | 12 | A | 7 | 6 | A | 7 | 67 | A | 7 | 1004 | E | 9 | 330 | A | 7 | 2.1 | A | 7 | 16100 | A | 7 | 77777 | A | 7 | 1.3 | E | 8 | 0.118 | F | 8 | 0.14 | F | 8 | -9900 | -9900 | ? | 0
2002-07-31 | 6:00 | 104 | 1315 | 33 | 2 | 8 | 178 | 2 | 15 | 20 | 2 | 8 | 3600 | 2 | 8 | 9200 | 2 | 15 | 2800 | 2 | 8 | 360 | 2 | 19 | 2 | E | 9 | 2 | E | 9 | 12 | A | 7 | 6 | A | 7 | 67 | A | 7 | 1004 | E | 9 | 310 | A | 7 | 3.1 | A | 7 | 16100 | A | 7 | 77777 | A | 7 | 1.3 | E | 8 | 0.118 | F | 8 | 0.14 | F | 8 | -9900 | -9900 | ? | 0
2002-07-31 | 7:00 | 333 | 1326 | 160 | 2 | 8 | 347 | 2 | 15 | 73 | 2 | 8 | 16900 | 2 | 8 | 28700 | 2 | 15 | 9700 | 2 | 8 | 1330 | 2 | 19 | 4 | E | 9 | 3 | E | 9 | 13 | A | 7 | 7 | A | 7 | 67 | A | 7 | 1004 | E | 9 | 300 | A | 7 | 2.1 | A | 7 | 16100 | A | 7 | 77777 | A | 7 | 1.3 | E | 8 | 0.118 | F | 8 | 0.14 | F | 8 | -9900 | -9900 | ? | 0
2002-07-31 | 8:00 | 562 | 1326 | 356 | 2 | 8 | 635 | 2 | 15 | 87 | 2 | 8 | 37600 | 2 | 8 | 61300 | 2 | 15 | 11600 | 2 | 8 | 1780 | 2 | 19 | 6 | E | 9 | 6 | E | 9 | 17 | A | 7 | 6 | A | 7 | 48 | A | 7 | 1004 | E | 9 | 20 | A | 7 | 5.7 | A | 7 | 16100 | A | 7 | 77777 | A | 7 | 1.3 | E | 8 | 0.118 | F | 8 | 0.14 | F | 8 | -9900 | -9900 | ? | 0
2002-07-31 | 9:00 | 773 | 1326 | 530 | 2 | 8 | 728 | 2 | 15 | 104 | 2 | 8 | 55500 | 2 | 8 | 72300 | 2 | 15 | 13200 | 2 | 8 | 2350 | 2 | 19 | 5 | E | 9 | 5 | E | 9 | 18 | A | 7 | 6 | A | 7 | 45 | A | 7 | 1004 | E | 9 | 40 | A | 7 | 4.6 | A | 7 | 16100 | A | 7 | 77777 | A | 7 | 1.4 | E | 8 | 0.118 | F | 8 | 0.14 | F | 8 | -9900 | -9900 | ? | 0
2002-07-31 | 10:00 | 952 | 1326 | 669 | 2 | 8 | 738 | 2 | 15 | 138 | 2 | 8 | 69900 | 2 | 8 | 74000 | 2 | 15 | 16700 | 2 | 8 | 3710 | 2 | 19 | 1 | E | 9 | 1 | E | 9 | 20 | A | 7 | 6 | A | 7 | 40 | A | 7 | 1004 | E | 9 | 10 | A | 7 | 4.6 | A | 7 | 16100 | A | 7 | 77777 | A | 7 | 1.4 | E | 8 | 0.118 | F | 8 | 0.14 | F | 8 | -9900 | -9900 | ? | 0
2002-07-31 | 11:00 | 1086 | 1326 | 747 | 2 | 8 | 589 | 2 | 15 | 264 | 2 | 8 | 78000 | 2 | 8 | 59200 | 2 | 15 | 29400 | 2 | 8 | 9770 | 2 | 19 | 0 | E | 9 | 0 | E | 9 | 22 | A | 7 | 6 | A | 7 | 35 | A | 7 | 1004 | E | 9 | 40 | A | 7 | 6.2 | A | 7 | 16100 | A | 7 | 77777 | A | 7 | 1.4 | E | 8 | 0.118 | F | 8 | 0.14 | F | 8 | -9900 | -9900 | ? | 0
2002-07-31 | 12:00 | 1165 | 1326 | 872 | 2 | 8 | 766 | 2 | 15 | 198 | 2 | 8 | 93700 | 2 | 8 | 78600 | 2 | 15 | 24500 | 2 | 8 | 9580 | 2 | 19 | 0 | E | 9 | 0 | E | 9 | 23 | A | 7 | 6 | A | 7 | 33 | A | 7 | 1004 | E | 9 | 20 | A | 7 | 4.6 | A | 7 | 16100 | A | 7 | 77777 | A | 7 | 1.4 | E | 8 | 0.118 | F | 8 | 0.14 | F | 8 | -9900 | -9900 | ? | 0
2002-07-31 | 13:00 | 1185 | 1326 | 882 | 2 | 8 | 782 | 2 | 15 | 182 | 2 | 8 | 92400 | 2 | 8 | 78600 | 2 | 15 | 22000 | 2 | 8 | 8640 | 2 | 19 | 0 | E | 9 | 0 | E | 9 | 25 | A | 7 | 6 | A | 7 | 30 | A | 7 | 1004 | E | 9 | 40 | A | 7 | 6.2 | A | 7 | 16100 | A | 7 | 77777 | A | 7 | 1.4 | E | 8 | 0.118 | F | 8 | 0.14 | F | 8 | -9900 | -9900 | ? | 0
2002-07-31 | 14:00 | 1143 | 1326 | 810 | 2 | 8 | 665 | 2 | 15 | 235 | 2 | 8 | 85700 | 2 | 8 | 67600 | 2 | 15 | 27300 | 2 | 8 | 10440 | 2 | 19 | 0 | E | 9 | 0 | E | 9 | 26 | A | 7 | 5 | A | 7 | 26 | A | 7 | 1004 | E | 9 | 30 | A | 7 | 4.6 | A | 7 | 16100 | A | 7 | 77777 | A | 7 | 1.4 | E | 8 | 0.118 | F | 8 | 0.14 | F | 8 | -9900 | -9900 | ? | 0
2002-07-31 | 15:00 | 1044 | 1326 | 750 | 2 | 8 | 743 | 2 | 15 | 164 | 2 | 8 | 80600 | 2 | 8 | 76300 | 2 | 15 | 20400 | 2 | 8 | 5750 | 2 | 19 | 0 | E | 9 | 0 | E | 9 | 27 | A | 7 | 4 | A | 7 | 23 | A | 7 | 1004 | E | 9 | 20 | A | 7 | 6.2 | A | 7 | 16100 | A | 7 | 77777 | A | 7 | 1.4 | E | 8 | 0.118 | F | 8 | 0.14 | F | 8 | -9900 | -9900 | ? | 0
2002-07-31 | 16:00 | 893 | 1326 | 659 | 2 | 8 | 777 | 2 | 15 | 135 | 2 | 8 | 68500 | 2 | 8 | 77500 | 2 | 15 | 16200 | 2 | 8 | 3280 | 2 | 19 | 0 | B | 8 | 0 | B | 8 | 28 | B | 8 | 3.9 | B | 8 | 21 | A | 7 | 1004 | E | 9 | 20 | B | 8 | 5.6 | B | 8 | -9900 | ? | 0 | 77777 | B | 8 | 1.4 | E | 8 | 0.118 | F | 8 | 0.14 | F | 8 | -9900 | -9900 | ? | 0
2002-07-31 | 17:00 | 701 | 1326 | 455 | 2 | 8 | 549 | 2 | 15 | 164 | 2 | 8 | 48600 | 2 | 8 | 55500 | 2 | 15 | 19200 | 2 | 8 | 3530 | 2 | 19 | 0 | E | 9 | 0 | E | 9 | 28 | A | 7 | 4 | A | 7 | 22 | A | 7 | 1004 | E | 9 | 20 | A | 7 | 5.1 | A | 7 | 16100 | A | 7 | 77777 | A | 7 | 1.4 | E | 8 | 0.118 | F | 8 | 0.14 | F | 8 | -9900 | -9900 | ? | 0
2002-07-31 | 18:00 | 481 | 1326 | 319 | 2 | 8 | 585 | 2 | 15 | 106 | 2 | 8 | 32600 | 2 | 8 | 53700 | 2 | 15 | 13100 | 2 | 8 | 1960 | 2 | 19 | 0 | E | 9 | 0 | E | 9 | 25.6 | E | 9 | 3.4 | E | 9 | 24 | A | 7 | 1004 | E | 9 | 20 | E | 9 | 6.9 | E | 9 | -9900 | ? | 0 | 77777 | E | 9 | 1.4 | E | 8 | 0.118 | F | 8 | 0.14 | F | 8 | -9900 | -9900 | ? | 0
2002-07-31 | 19:00 | 249 | 1326 | 148 | 2 | 8 | 273 | 2 | 15 | 97 | 2 | 8 | 15200 | 2 | 8 | 19600 | 2 | 15 | 11500 | 2 | 8 | 2010 | 2 | 19 | 0 | E | 9 | 0 | E | 9 | 22.2 | E | 9 | 3.8 | E | 9 | 30 | A | 7 | 1004 | E | 9 | 20 | E | 9 | 5.3 | E | 9 | -9900 | ? | 0 | 77777 | E | 9 | 1.5 | E | 8 | 0.118 | F | 8 | 0.14 | F | 8 | -9900 | -9900 | ? | 0
2002-07-31 | 20:00 | 41 | 829 | 4 | 2 | 8 | 68 | 2 | 15 | 2 | 2 | 8 | 600 | 2 | 8 | 3900 | 2 | 15 | 400 | 2 | 8 | 80 | 2 | 19 | 0 | E | 9 | 0 | E | 9 | 18.8 | E | 9 | 3.2 | E | 9 | 35 | A | 7 | 1004 | E | 9 | 320 | E | 9 | 3.5 | E | 9 | -9900 | ? | 0 | 77777 | E | 9 | 1.5 | E | 8 | 0.118 | F | 8 | 0.14 | F | 8 | -9900 | -9900 | ? | 0
2002-07-31 | 21:00 | 0 | 0 | 0 | 2 | 0 | 0 | 2 | 0 | 0 | 2 | 0 | 0 | 2 | 0 | 0 | 2 | 0 | 0 | 2 | 0 | 0 | 2 | 0 | 0 | E | 9 | 0 | E | 9 | 16.5 | E | 9 | 3.5 | E | 9 | 42 | A | 7 | 1004 | E | 9 | 310 | E | 9 | 4.5 | E | 9 | -9900 | ? | 0 | 77777 | E | 9 | 1.5 | E | 8 | 0.118 | F | 8 | 0.14 | F | 8 | -9900 | -9900 | ? | 0
2002-07-31 | 22:00 | 0 | 0 | 0 | 2 | 0 | 0 | 2 | 0 | 0 | 2 | 0 | 0 | 2 | 0 | 0 | 2 | 0 | 0 | 2 | 0 | 0 | 2 | 0 | 0 | E | 9 | 0 | E | 9 | 16.3 | E | 9 | 4.4 | E | 9 | 47 | A | 7 | 1004 | E | 9 | 280 | E | 9 | 4.1 | E | 9 | -9900 | ? | 0 | 77777 | E | 9 | 1.5 | E | 8 | 0.118 | F | 8 | 0.14 | F | 8 | -9900 | -9900 | ? | 0
2002-07-31 | 23:00 | 0 | 0 | 0 | 2 | 0 | 0 | 2 | 0 | 0 | 2 | 0 | 0 | 2 | 0 | 0 | 2 | 0 | 0 | 2 | 0 | 0 | 2 | 0 | 0 | E | 9 | 0 | E | 9 | 16.1 | E | 9 | 5.4 | E | 9 | 49 | A | 7 | 1004 | E | 9 | 270 | E | 9 | 3.6 | E | 9 | -9900 | ? | 0 | 77777 | E | 9 | 1.5 | E | 8 | 0.118 | F | 8 | 0.14 | F | 8 | -9900 | -9900 | ? | 0
2002-07-31 | 24:00 | 0 | 0 | 0 | 2 | 0 | 0 | 2 | 0 | 0 | 2 | 0 | 0 | 2 | 0 | 0 | 2 | 0 | 0 | 2 | 0 | 0 | 2 | 0 | 0 | E | 9 | 0 | E | 9 | 15.9 | E | 9 | 6.3 | E | 9 | 52 | A | 7 | 1004 | E | 9 | 280 | E | 9 | 3.2 | E | 9 | -9900 | ? | 0 | 77777 | E | 9 | 1.5 | E | 8 | 0.118 | F | 8 | 0.14 | F | 8 | -9900 | -9900 | ? | 0
2001-08-01 | 1:00 | 0 | 0 | 0 | 2 | 0 | 0 | 2 | 0 | 0 | 2 | 0 | 0 | 2 | 0 | 0 | 2 | 0 | 0 | 2 | 0 | 0 | 2 | 0 | 10 | E | 9 | 10 | E | 9 | 15.6 | E | 9 | 7.2 | E | 9 | 72 | A | 7 | 1004 | E | 9 | 270 | E | 9 | 2.8 | E | 9 | -9900 | ? | 0 | 77777 | E | 9 | 2.7 | E | 8 | 0.118 | F | 8 | 0.14 | F | 8 | -9900 | -9900 | ? | 0
2001-08-01 | 2:00 | 0 | 0 | 0 | 2 | 0 | 0 | 2 | 0 | 0 | 2 | 0 | 0 | 2 | 0 | 0 | 2 | 0 | 0 | 2 | 0 | 0 | 2 | 0 | 10 | E | 9 | 10 | E | 9 | 15.4 | E | 9 | 8.1 | E | 9 | 67 | A | 7 | 1004 | E | 9 | 260 | E | 9 | 2.4 | E | 9 | -9900 | ? | 0 | 77777 | E | 9 | 2.6 | E | 8 | 0.118 | F | 8 | 0.14 | F | 8 | -9900 | -9900 | ? | 0
2001-08-01 | 3:00 | 0 | 0 | 0 | 2 | 0 | 0 | 2 | 0 | 0 | 2 | 0 | 0 | 2 | 0 | 0 | 2 | 0 | 0 | 2 | 0 | 0 | 2 | 0 | 10 | E | 9 | 10 | E | 9 | 15.2 | E | 9 | 9.1 | E | 9 | 67 | A | 7 | 1004 | E | 9 | 0 | E | 9 | 1.9 | E | 9 | -9900 | ? | 0 | 77777 | E | 9 | 2.6 | E | 8 | 0.118 | F | 8 | 0.14 | F | 8 | -9900 | -9900 | ? | 0
2001-08-01 | 4:00 | 0 | 0 | 0 | 2 | 0 | 0 | 2 | 0 | 0 | 2 | 0 | 0 | 2 | 0 | 0 | 2 | 0 | 0 | 2 | 0 | 0 | 2 | 0 | 10 | E | 9 | 10 | E | 9 | 15 | E | 9 | 10 | E | 9 | 72 | A | 7 | 1004 | E | 9 | 190 | E | 9 | 1.5 | E | 9 | -9900 | ? | 0 | 77777 | E | 9 | 2.6 | E | 8 | 0.118 | F | 8 | 0.14 | F | 8 | -9900 | -9900 | ? | 0
2001-08-01 | 5:00 | 0 | 0 | 0 | 2 | 0 | 0 | 2 | 0 | 0 | 2 | 0 | 0 | 2 | 0 | 0 | 2 | 0 | 0 | 2 | 0 | 0 | 2 | 0 | 10 | E | 9 | 10 | E | 9 | 15 | E | 9 | 9 | E | 9 | 67 | A | 7 | 1004 | E | 9 | 0 | E | 9 | 0 | E | 9 | -9900 | ? | 0 | 77777 | E | 9 | 2.5 | E | 8 | 0.118 | F | 8 | 0.14 | F | 8 | -9900 | -9900 | ? | 0
2001-08-01 | 6:00 | 99 | 1293 | 8 | 2 | 8 | 0 | 2 | 15 | 8 | 2 | 8 | 1000 | 2 | 8 | 0 | 2 | 15 | 1000 | 2 | 8 | 320 | 2 | 19 | 10 | E | 9 | 10 | E | 9 | 15 | E | 9 | 9 | E | 9 | 67 | A | 7 | 1004 | E | 9 | 0 | E | 9 | 0 | E | 9 | -9900 | ? | 0 | 77777 | E | 9 | 2.5 | E | 8 | 0.118 | F | 8 | 0.14 | F | 8 | -9900 | -9900 | ? | 0
2001-08-01 | 7:00 | 328 | 1326 | 124 | 2 | 8 | 142 | 2 | 15 | 89 | 2 | 8 | 13600 | 2 | 8 | 12100 | 2 | 15 | 10600 | 2 | 8 | 1950 | 2 | 19 | 10 | E | 9 | 10 | E | 9 | 16 | E | 9 | 9 | E | 9 | 63 | A | 7 | 1004 | E | 9 | 0 | E | 9 | 0 | E | 9 | -9900 | ? | 0 | 77777 | E | 9 | 2.5 | E | 8 | 0.118 | F | 8 | 0.14 | F | 8 | -9900 | -9900 | ? | 0
2001-08-01 | 8:00 | 558 | 1326 | 280 | 2 | 8 | 232 | 2 | 15 | 182 | 2 | 8 | 29600 | 2 | 8 | 23200 | 2 | 15 | 19800 | 2 | 8 | 3950 | 2 | 19 | 10 | E | 9 | 10 | E | 9 | 16 | E | 9 | 9 | E | 9 | 63 | A | 7 | 1004 | E | 9 | 0 | E | 9 | 0 | E | 9 | -9900 | ? | 0 | 77777 | E | 9 | 2.5 | E | 8 | 0.118 | F | 8 | 0.14 | F | 8 | -9900 | -9900 | ? | 0
2001-08-01 | 9:00 | 770 | 1326 | 306 | 2 | 8 | 87 | 2 | 15 | 255 | 2 | 8 | 33600 | 2 | 8 | 8800 | 2 | 15 | 28500 | 2 | 8 | 8090 | 2 | 19 | 8 | E | 9 | 8 | E | 9 | 17 | E | 9 | 9 | E | 9 | 59 | A | 7 | 1004 | E | 9 | 0 | E | 9 | 0 | E | 9 | -9900 | ? | 0 | 77777 | E | 9 | 2.4 | E | 8 | 0.118 | F | 8 | 0.14 | F | 8 | -9900 | -9900 | ? | 0
2001-08-01 | 10:00 | 949 | 1326 | 647 | 2 | 8 | 685 | 2 | 15 | 156 | 2 | 8 | 69000 | 2 | 8 | 69900 | 2 | 15 | 18900 | 2 | 8 | 4560 | 2 | 19 | 10 | E | 9 | 10 | E | 9 | 17 | E | 9 | 9 | E | 9 | 59 | A | 7 | 1004 | E | 9 | 0 | E | 9 | 0 | E | 9 | -9900 | ? | 0 | 77777 | E | 9 | 2.4 | E | 8 | 0.118 | F | 8 | 0.14 | F | 8 | -9900 | -9900 | ? | 0
2001-08-01 | 11:00 | 1083 | 1326 | 770 | 2 | 8 | 708 | 2 | 15 | 191 | 2 | 8 | 82200 | 2 | 8 | 72400 | 2 | 15 | 23000 | 2 | 8 | 7240 | 2 | 19 | 10 | E | 9 | 10 | E | 9 | 19 | E | 9 | 10.2 | E | 9 | 57 | A | 7 | 1004 | E | 9 | 130 | E | 9 | 1.3 | E | 9 | -9900 | ? | 0 | 77777 | E | 9 | 2.4 | E | 8 | 0.118 | F | 8 | 0.14 | F | 8 | -9900 | -9900 | ? | 0
2001-08-01 | 12:00 | 1162 | 1326 | 819 | 2 | 8 | 646 | 2 | 15 | 252 | 2 | 8 | 86500 | 2 | 8 | 65500 | 2 | 15 | 28900 | 2 | 8 | 11840 | 2 | 19 | 3 | E | 9 | 3 | E | 9 | 21 | E | 9 | 11.5 | E | 9 | 55 | A | 7 | 1004 | E | 9 | 180 | E | 9 | 2.1 | E | 9 | -9900 | ? | 0 | 77777 | E | 9 | 2.4 | E | 8 | 0.118 | F | 8 | 0.14 | F | 8 | -9900 | -9900 | ? | 0
2001-08-01 | 13:00 | 1182 | 1326 | 888 | 2 | 8 | 812 | 2 | 15 | 163 | 2 | 8 | 94100 | 2 | 8 | 82000 | 2 | 15 | 20800 | 2 | 8 | 7810 | 2 | 19 | 0 | E | 9 | 0 | E | 9 | 23 | E | 9 | 11.7 | E | 9 | 49 | A | 7 | 1004 | E | 9 | 0 | E | 9 | 0 | E | 9 | -9900 | ? | 0 | 77777 | E | 9 | 2.5 | E | 8 | 0.118 | F | 8 | 0.14 | F | 8 | -9900 | -9900 | ? | 0
2001-08-01 | 14:00 | 1140 | 1326 | 792 | 2 | 8 | 641 | 2 | 15 | 239 | 2 | 8 | 83700 | 2 | 8 | 65100 | 2 | 15 | 27600 | 2 | 8 | 10490 | 2 | 19 | 0 | E | 9 | 0 | E | 9 | 26 | E | 9 | 11.9 | E | 9 | 41 | A | 7 | 1004 | E | 9 | 330 | E | 9 | 1.6 | E | 9 | -9900 | ? | 0 | 77777 | E | 9 | 2.5 | E | 8 | 0.118 | F | 8 | 0.14 | F | 8 | -9900 | -9900 | ? | 0
2001-08-01 | 15:00 | 1041 | 1326 | 686 | 2 | 8 | 566 | 2 | 15 | 240 | 2 | 8 | 71600 | 2 | 8 | 57000 | 2 | 15 | 26800 | 2 | 8 | 8020 | 2 | 19 | 0 | E | 9 | 0 | E | 9 | 27 | E | 9 | 12.2 | E | 9 | 40 | A | 7 | 1004 | E | 9 | 80 | E | 9 | 1.9 | E | 9 | -9900 | ? | 0 | 77777 | E | 9 | 2.5 | E | 8 | 0.118 | F | 8 | 0.14 | F | 8 | -9900 | -9900 | ? | 0
2001-08-01 | 16:00 | 889 | 1326 | 612 | 2 | 8 | 654 | 2 | 15 | 173 | 2 | 8 | 64400 | 2 | 8 | 66000 | 2 | 15 | 20000 | 2 | 8 | 4540 | 2 | 19 | 0 | E | 9 | 0 | E | 9 | 28 | E | 9 | 13.4 | E | 9 | 41 | A | 7 | 1004 | E | 9 | 330 | E | 9 | 2.2 | E | 9 | -9900 | ? | 0 | 77777 | E | 9 | 2.6 | E | 8 | 0.118 | F | 8 | 0.14 | F | 8 | -9900 | -9900 | ? | 0
2001-08-01 | 17:00 | 697 | 1326 | 456 | 2 | 8 | 569 | 2 | 15 | 156 | 2 | 8 | 48900 | 2 | 8 | 57500 | 2 | 15 | 18600 | 2 | 8 | 3330 | 2 | 19 | 0 | E | 9 | 0 | E | 9 | 27 | E | 9 | 13.6 | E | 9 | 44 | A | 7 | 1004 | E | 9 | 310 | E | 9 | 4 | E | 9 | -9900 | ? | 0 | 77777 | E | 9 | 2.6 | E | 8 | 0.118 | F | 8 | 0.14 | F | 8 | -9900 | -9900 | ? | 0
2001-08-01 | 18:00 | 477 | 1326 | 294 | 2 | 8 | 479 | 2 | 15 | 122 | 2 | 8 | 30800 | 2 | 8 | 44700 | 2 | 15 | 14700 | 2 | 8 | 2350 | 2 | 19 | 0 | E | 9 | 0 | E | 9 | 24 | E | 9 | 12.8 | E | 9 | 50 | A | 7 | 1004 | E | 9 | 310 | E | 9 | 4.8 | E | 9 | -9900 | ? | 0 | 77777 | E | 9 | 2.6 | E | 8 | 0.118 | F | 8 | 0.14 | F | 8 | -9900 | -9900 | ? | 0
2001-08-01 | 19:00 | 244 | 1326 | 153 | 2 | 8 | 313 | 2 | 15 | 96 | 2 | 8 | 15700 | 2 | 8 | 22200 | 2 | 15 | 11600 | 2 | 8 | 1990 | 2 | 19 | 0 | E | 9 | 0 | E | 9 | 22 | E | 9 | 12.1 | E | 9 | 53 | A | 7 | 1004 | E | 9 | 310 | E | 9 | 4.1 | E | 9 | -9900 | ? | 0 | 77777 | E | 9 | 2.6 | E | 8 | 0.118 | F | 8 | 0.14 | F | 8 | -9900 | -9900 | ? | 0
2001-08-01 | 20:00 | 37 | 807 | 3 | 2 | 8 | 72 | 2 | 15 | 2 | 2 | 8 | 600 | 2 | 8 | 4000 | 2 | 15 | 400 | 2 | 8 | 80 | 2 | 19 | 0 | E | 9 | 0 | E | 9 | 19 | E | 9 | 11.3 | E | 9 | 61 | A | 7 | 1004 | E | 9 | 310 | E | 9 | 5.3 | E | 9 | -9900 | ? | 0 | 77777 | E | 9 | 2.7 | E | 8 | 0.118 | F | 8 | 0.14 | F | 8 | -9900 | -9900 | ? | 0
2001-08-01 | 21:00 | 0 | 0 | 0 | 2 | 0 | 0 | 2 | 0 | 0 | 2 | 0 | 0 | 2 | 0 | 0 | 2 | 0 | 0 | 2 | 0 | 0 | 2 | 0 | 0 | E | 9 | 0 | E | 9 | 18 | E | 9 | 11.5 | E | 9 | 66 | A | 7 | 1004 | E | 9 | 310 | E | 9 | 4.1 | E | 9 | -9900 | ? | 0 | 77777 | E | 9 | 2.7 | E | 8 | 0.118 | F | 8 | 0.14 | F | 8 | -9900 | -9900 | ? | 0
2001-08-01 | 22:00 | 0 | 0 | 0 | 2 | 0 | 0 | 2 | 0 | 0 | 2 | 0 | 0 | 2 | 0 | 0 | 2 | 0 | 0 | 2 | 0 | 0 | 2 | 0 | 0 | E | 9 | 0 | E | 9 | 17 | E | 9 | 11.8 | E | 9 | 71 | A | 7 | 1004 | E | 9 | 300 | E | 9 | 4.3 | E | 9 | -9900 | ? | 0 | 77777 | E | 9 | 2.7 | E | 8 | 0.118 | F | 8 | 0.14 | F | 8 | -9900 | -9900 | ? | 0
2001-08-01 | 23:00 | 0 | 0 | 0 | 2 | 0 | 0 | 2 | 0 | 0 | 2 | 0 | 0 | 2 | 0 | 0 | 2 | 0 | 0 | 2 | 0 | 0 | 2 | 0 | 0 | E | 9 | 0 | E | 9 | 16 | A | 7 | 12 | A | 7 | 77 | A | 7 | 1004 | E | 9 | 300 | A | 7 | 2.6 | A | 7 | 16100 | A | 7 | 77777 | A | 7 | 2.6 | E | 8 | 0.118 | F | 8 | 0.14 | F | 8 | -9900 | -9900 | ? | 0
2001-08-01 | 24:00 | 0 | 0 | 0 | 2 | 0 | 0 | 2 | 0 | 0 | 2 | 0 | 0 | 2 | 0 | 0 | 2 | 0 | 0 | 2 | 0 | 0 | 2 | 0 | 1 | E | 9 | 1 | E | 9 | 14 | A | 7 | 12 | A | 7 | 88 | A | 7 | 1004 | E | 9 | 290 | A | 7 | 2.6 | A | 7 | 16100 | A | 7 | 77777 | A | 7 | 2.6 | E | 8 | 0.118 | F | 8 | 0.14 | F | 8 | -9900 | -9900 | ? | 0
2001-08-02 | 1:00 | 0 | 0 | 0 | 2 | 0 | 0 | 2 | 0 | 0 | 2 | 0 | 0 | 2 | 0 | 0 | 2 | 0 | 0 | 2 | 0 | 0 | 2 | 0 | 1 | E | 9 | 1 | E | 9 | 13 | E | 9 | 12 | E | 9 | 94 | A | 7 | 1004 | E | 9 | 290 | E | 9 | 3.1 | E | 9 | -9900 | ? | 0 | 77777 | E | 9 | 2.5 | E | 8 | 0.118 | F | 8 | 0.14 | F | 8 | -9900 | -9900 | ? | 0
2001-08-02 | 2:00 | 0 | 0 | 0 | 2 | 0 | 0 | 2 | 0 | 0 | 2 | 0 | 0 | 2 | 0 | 0 | 2 | 0 | 0 | 2 | 0 | 0 | 2 | 0 | 1 | E | 9 | 1 | E | 9 | 13.1 | E | 9 | 12 | E | 9 | 93 | A | 7 | 1004 | E | 9 | 280 | E | 9 | 2.1 | E | 9 | -9900 | ? | 0 | 77777 | E | 9 | 2.4 | E | 8 | 0.118 | F | 8 | 0.14 | F | 8 | -9900 | -9900 | ? | 0
2001-08-02 | 3:00 | 0 | 0 | 0 | 2 | 0 | 0 | 2 | 0 | 0 | 2 | 0 | 0 | 2 | 0 | 0 | 2 | 0 | 0 | 2 | 0 | 0 | 2 | 0 | 1 | E | 9 | 0 | E | 9 | 13.1 | E | 9 | 11 | E | 9 | 87 | A | 7 | 1004 | E | 9 | 290 | E | 9 | 1.8 | E | 9 | -9900 | ? | 0 | 77777 | E | 9 | 2.4 | E | 8 | 0.118 | F | 8 | 0.14 | F | 8 | -9900 | -9900 | ? | 0
2001-08-02 | 4:00 | 0 | 0 | 0 | 2 | 0 | 0 | 2 | 0 | 0 | 2 | 0 | 0 | 2 | 0 | 0 | 2 | 0 | 0 | 2 | 0 | 0 | 2 | 0 | 1 | E | 9 | 0 | E | 9 | 12.2 | E | 9 | 11 | E | 9 | 92 | A | 7 | 1004 | E | 9 | 290 | E | 9 | 1.3 | E | 9 | -9900 | ? | 0 | 77777 | E | 9 | 2.3 | E | 8 | 0.118 | F | 8 | 0.14 | F | 8 | -9900 | -9900 | ? | 0
2001-08-02 | 5:00 | 0 | 0 | 0 | 2 | 0 | 0 | 2 | 0 | 0 | 2 | 0 | 0 | 2 | 0 | 0 | 2 | 0 | 0 | 2 | 0 | 0 | 2 | 0 | 1 | E | 9 | 0 | E | 9 | 12.2 | E | 9 | 11 | E | 9 | 92 | A | 7 | 1004 | E | 9 | 10 | E | 9 | 0.5 | E | 9 | -9900 | ? | 0 | 77777 | E | 9 | 2.2 | E | 8 | 0.118 | F | 8 | 0.14 | F | 8 | -9900 | -9900 | ? | 0
2001-08-02 | 6:00 | 96 | 1271 | 19 | 2 | 8 | 29 | 2 | 15 | 17 | 2 | 8 | 2200 | 2 | 8 | 1400 | 2 | 15 | 2100 | 2 | 8 | 350 | 2 | 19 | 1 | E | 9 | 0 | E | 9 | 10.3 | E | 9 | 10 | E | 9 | 98 | A | 7 | 1004 | E | 9 | 20 | E | 9 | 0.4 | E | 9 | -9900 | ? | 0 | 77777 | E | 9 | 2.1 | E | 8 | 0.118 | F | 8 | 0.14 | F | 8 | -9900 | -9900 | ? | 0
2001-08-02 | 7:00 | 325 | 1326 | 119 | 2 | 8 | 89 | 2 | 15 | 98 | 2 | 8 | 13000 | 2 | 8 | 7500 | 2 | 15 | 11100 | 2 | 8 | 2140 | 2 | 19 | 1 | E | 9 | 0 | E | 9 | 14.3 | E | 9 | 13 | E | 9 | 92 | A | 7 | 1004 | E | 9 | 20 | E | 9 | 0.3 | E | 9 | -9900 | ? | 0 | 77777 | E | 9 | 2.1 | E | 8 | 0.118 | F | 8 | 0.14 | F | 8 | -9900 | -9900 | ? | 0
2001-08-02 | 8:00 | 555 | 1326 | 270 | 2 | 8 | 204 | 2 | 15 | 184 | 2 | 8 | 29200 | 2 | 8 | 20200 | 2 | 15 | 20800 | 2 | 8 | 4360 | 2 | 19 | 1 | E | 9 | 1 | E | 9 | 16.4 | E | 9 | 13 | E | 9 | 80 | A | 7 | 1004 | E | 9 | 20 | E | 9 | 0.2 | E | 9 | -9900 | ? | 0 | 77777 | E | 9 | 2 | E | 8 | 0.118 | F | 8 | 0.14 | F | 8 | -9900 | -9900 | ? | 0
2001-08-02 | 9:00 | 767 | 1326 | 233 | 2 | 8 | 35 | 2 | 15 | 213 | 2 | 8 | 25700 | 2 | 8 | 3500 | 2 | 15 | 23700 | 2 | 8 | 6980 | 2 | 19 | 1 | E | 9 | 0 | E | 9 | 17.4 | E | 9 | 13 | E | 9 | 75 | A | 7 | 1004 | E | 9 | 20 | E | 9 | 0.3 | E | 9 | -9900 | ? | 0 | 77777 | E | 9 | 1.9 | E | 8 | 0.118 | F | 8 | 0.14 | F | 8 | -9900 | -9900 | ? | 0
2001-08-02 | 10:00 | 946 | 1326 | 624 | 2 | 8 | 590 | 2 | 15 | 203 | 2 | 8 | 65400 | 2 | 8 | 59500 | 2 | 15 | 22900 | 2 | 8 | 5720 | 2 | 19 | 1 | E | 9 | 0 | E | 9 | 20.5 | E | 9 | 13 | E | 9 | 62 | A | 7 | 1004 | E | 9 | 20 | E | 9 | 0.1 | E | 9 | -9900 | ? | 0 | 77777 | E | 9 | 1.9 | E | 8 | 0.118 | F | 8 | 0.14 | F | 8 | -9900 | -9900 | ? | 0
2001-08-02 | 11:00 | 1080 | 1326 | 747 | 2 | 8 | 642 | 2 | 15 | 222 | 2 | 8 | 78800 | 2 | 8 | 65200 | 2 | 15 | 25600 | 2 | 8 | 8240 | 2 | 19 | 1 | E | 9 | 0 | E | 9 | 21.5 | E | 9 | 14 | E | 9 | 62 | A | 7 | 1004 | E | 9 | 20 | E | 9 | 1 | E | 9 | -9900 | ? | 0 | 77777 | E | 9 | 2 | E | 8 | 0.118 | F | 8 | 0.14 | F | 8 | -9900 | -9900 | ? | 0
2001-08-02 | 12:00 | 1160 | 1326 | 772 | 2 | 8 | 556 | 2 | 15 | 285 | 2 | 8 | 83900 | 2 | 8 | 58200 | 2 | 15 | 32900 | 2 | 8 | 13570 | 2 | 19 | 0 | E | 9 | 0 | E | 9 | 23.5 | E | 9 | 14 | E | 9 | 55 | A | 7 | 1004 | E | 9 | 0 | E | 9 | 0 | E | 9 | -9900 | ? | 0 | 77777 | E | 9 | 2.1 | E | 8 | 0.118 | F | 8 | 0.14 | F | 8 | -9900 | -9900 | ? | 0
2001-08-02 | 13:00 | 1179 | 1326 | 815 | 2 | 8 | 625 | 2 | 15 | 258 | 2 | 8 | 86000 | 2 | 8 | 63400 | 2 | 15 | 29600 | 2 | 8 | 12870 | 2 | 19 | 0 | E | 9 | 0 | E | 9 | 25.6 | E | 9 | 15 | E | 9 | 52 | A | 7 | 1004 | E | 9 | 0 | E | 9 | 0 | E | 9 | -9900 | ? | 0 | 77777 | E | 9 | 2.2 | E | 8 | 0.118 | F | 8 | 0.14 | F | 8 | -9900 | -9900 | ? | 0
2001-08-02 | 14:00 | 1138 | 1326 | 823 | 2 | 8 | 695 | 2 | 15 | 225 | 2 | 8 | 87300 | 2 | 8 | 70800 | 2 | 15 | 26400 | 2 | 8 | 9840 | 2 | 19 | 0 | E | 9 | 0 | E | 9 | 26.6 | E | 9 | 15 | E | 9 | 49 | A | 7 | 1004 | E | 9 | 0 | E | 9 | 0 | E | 9 | -9900 | ? | 0 | 77777 | E | 9 | 2.4 | E | 8 | 0.118 | F | 8 | 0.14 | F | 8 | -9900 | -9900 | ? | 0
2001-08-02 | 15:00 | 1038 | 1326 | 699 | 2 | 8 | 615 | 2 | 15 | 216 | 2 | 8 | 73500 | 2 | 8 | 62300 | 2 | 15 | 24600 | 2 | 8 | 7260 | 2 | 19 | 0 | E | 9 | 0 | E | 9 | 26.7 | E | 9 | 14 | E | 9 | 46 | A | 7 | 1004 | E | 9 | 40 | E | 9 | 3.6 | E | 9 | -9900 | ? | 0 | 77777 | E | 9 | 2.5 | E | 8 | 0.118 | F | 8 | 0.14 | F | 8 | -9900 | -9900 | ? | 0
2001-08-02 | 16:00 | 886 | 1326 | 571 | 2 | 8 | 512 | 2 | 15 | 228 | 2 | 8 | 60900 | 2 | 8 | 52900 | 2 | 15 | 25500 | 2 | 8 | 6000 | 2 | 19 | 0 | E | 9 | 0 | E | 9 | 24.7 | E | 9 | 13.9 | E | 9 | 51 | A | 7 | 1004 | E | 9 | 40 | E | 9 | 4.7 | E | 9 | -9900 | ? | 0 | 77777 | E | 9 | 2.6 | E | 8 | 0.118 | F | 8 | 0.14 | F | 8 | -9900 | -9900 | ? | 0
2001-08-02 | 17:00 | 694 | 1326 | 449 | 2 | 8 | 512 | 2 | 15 | 181 | 2 | 8 | 47400 | 2 | 8 | 51600 | 2 | 15 | 20400 | 2 | 8 | 3910 | 2 | 19 | 0 | E | 9 | 0 | E | 9 | 21.8 | E | 9 | 14 | E | 9 | 61 | A | 7 | 1004 | E | 9 | 340 | E | 9 | 2.1 | E | 9 | -9900 | ? | 0 | 77777 | E | 9 | 2.7 | E | 8 | 0.118 | F | 8 | 0.14 | F | 8 | -9900 | -9900 | ? | 0
2001-08-02 | 18:00 | 473 | 1326 | 296 | 2 | 8 | 453 | 2 | 15 | 134 | 2 | 8 | 30600 | 2 | 8 | 42100 | 2 | 15 | 15600 | 2 | 8 | 2600 | 2 | 19 | 0 | E | 9 | 0 | E | 9 | 18.8 | E | 9 | 13 | E | 9 | 69 | A | 7 | 1004 | E | 9 | 320 | E | 9 | 3.2 | E | 9 | -9900 | ? | 0 | 77777 | E | 9 | 2.9 | E | 8 | 0.118 | F | 8 | 0.14 | F | 8 | -9900 | -9900 | ? | 0
2001-08-02 | 19:00 | 240 | 1326 | 140 | 2 | 8 | 226 | 2 | 15 | 99 | 2 | 8 | 14300 | 2 | 8 | 15900 | 2 | 15 | 11400 | 2 | 8 | 2080 | 2 | 19 | 0 | E | 9 | 0 | E | 9 | 18.9 | E | 9 | 13 | E | 9 | 69 | A | 7 | 1004 | E | 9 | 320 | E | 9 | 3.7 | E | 9 | -9900 | ? | 0 | 77777 | E | 9 | 3 | E | 8 | 0.118 | F | 8 | 0.14 | F | 8 | -9900 | -9900 | ? | 0
2001-08-02 | 20:00 | 35 | 763 | 2 | 2 | 8 | 49 | 2 | 15 | 1 | 2 | 8 | 400 | 2 | 8 | 2700 | 2 | 15 | 300 | 2 | 8 | 40 | 2 | 19 | 0 | E | 9 | 0 | E | 9 | 16.9 | E | 9 | 13 | E | 9 | 78 | A | 7 | 1004 | E | 9 | 320 | E | 9 | 4.3 | E | 9 | -9900 | ? | 0 | 77777 | E | 9 | 3.1 | E | 8 | 0.118 | F | 8 | 0.14 | F | 8 | -9900 | -9900 | ? | 0
2001-08-02 | 21:00 | 0 | 0 | 0 | 2 | 0 | 0 | 2 | 0 | 0 | 2 | 0 | 0 | 2 | 0 | 0 | 2 | 0 | 0 | 2 | 0 | 0 | 2 | 0 | 0 | E | 9 | 0 | E | 9 | 17 | E | 9 | 12 | E | 9 | 72 | A | 7 | 1004 | E | 9 | 320 | E | 9 | 2.3 | E | 9 | -9900 | ? | 0 | 77777 | E | 9 | 3.2 | E | 8 | 0.118 | F | 8 | 0.14 | F | 8 | -9900 | -9900 | ? | 0
2001-08-02 | 22:00 | 0 | 0 | 0 | 2 | 0 | 0 | 2 | 0 | 0 | 2 | 0 | 0 | 2 | 0 | 0 | 2 | 0 | 0 | 2 | 0 | 0 | 2 | 0 | 0 | E | 9 | 0 | E | 9 | 16 | A | 7 | 12 | A | 7 | 77 | A | 7 | 1004 | E | 9 | 310 | A | 7 | 2.1 | A | 7 | 16100 | A | 7 | 77777 | A | 7 | 3.4 | E | 8 | 0.118 | F | 8 | 0.14 | F | 8 | -9900 | -9900 | ? | 0
2001-08-02 | 23:00 | 0 | 0 | 0 | 2 | 0 | 0 | 2 | 0 | 0 | 2 | 0 | 0 | 2 | 0 | 0 | 2 | 0 | 0 | 2 | 0 | 0 | 2 | 0 | 2 | B | 8 | 2 | B | 8 | 15 | B | 8 | 11.7 | B | 8 | 81 | A | 7 | 1004 | E | 9 | 270 | B | 8 | 2.4 | B | 8 | -9900 | ? | 0 | 77777 | B | 8 | 3.3 | E | 8 | 0.118 | F | 8 | 0.14 | F | 8 | -9900 | -9900 | ? | 0
2001-08-02 | 24:00 | 0 | 0 | 0 | 2 | 0 | 0 | 2 | 0 | 0 | 2 | 0 | 0 | 2 | 0 | 0 | 2 | 0 | 0 | 2 | 0 | 0 | 2 | 0 | 3 | B | 8 | 3 | B | 8 | 13.9 | B | 8 | 11.4 | B | 8 | 85 | A | 7 | 1004 | E | 9 | 240 | B | 8 | 2.8 | B | 8 | -9900 | ? | 0 | 77777 | B | 8 | 3.3 | E | 8 | 0.118 | F | 8 | 0.14 | F | 8 | -9900 | -9900 | ? | 0
2001-08-03 | 1:00 | 0 | 0 | 0 | 2 | 0 | 0 | 2 | 0 | 0 | 2 | 0 | 0 | 2 | 0 | 0 | 2 | 0 | 0 | 2 | 0 | 0 | 2 | 0 | 5 | E | 9 | 5 | E | 9 | 13 | A | 7 | 11 | A | 7 | 88 | A | 7 | 1004 | E | 9 | 200 | A | 7 | 3.1 | A | 7 | 16100 | A | 7 | 77777 | A | 7 | 3.3 | E | 8 | 0.117 | F | 8 | 0.14 | F | 8 | -9900 | -9900 | ? | 0
2001-08-03 | 2:00 | 0 | 0 | 0 | 2 | 0 | 0 | 2 | 0 | 0 | 2 | 0 | 0 | 2 | 0 | 0 | 2 | 0 | 0 | 2 | 0 | 0 | 2 | 0 | 5 | E | 9 | 5 | E | 9 | 12.6 | E | 9 | 10.9 | E | 9 | 89 | A | 7 | 1004 | E | 9 | 210 | E | 9 | 3.2 | E | 9 | -9900 | ? | 0 | 21109 | E | 9 | 3.2 | E | 8 | 0.117 | F | 8 | 0.14 | F | 8 | -9900 | -9900 | ? | 0
2001-08-03 | 3:00 | 0 | 0 | 0 | 2 | 0 | 0 | 2 | 0 | 0 | 2 | 0 | 0 | 2 | 0 | 0 | 2 | 0 | 0 | 2 | 0 | 0 | 2 | 0 | 5 | E | 9 | 5 | E | 9 | 12.7 | E | 9 | 11 | E | 9 | 89 | A | 7 | 1004 | E | 9 | 220 | E | 9 | 4.3 | E | 9 | -9900 | ? | 0 | 20217 | E | 9 | 3.2 | E | 8 | 0.117 | F | 8 | 0.14 | F | 8 | -9900 | -9900 | ? | 0
2001-08-03 | 4:00 | 0 | 0 | 0 | 2 | 0 | 0 | 2 | 0 | 0 | 2 | 0 | 0 | 2 | 0 | 0 | 2 | 0 | 0 | 2 | 0 | 0 | 2 | 0 | 6 | E | 9 | 6 | E | 9 | 11.8 | E | 9 | 9.9 | E | 9 | 88 | A | 7 | 1004 | E | 9 | 220 | E | 9 | 6 | E | 9 | -9900 | ? | 0 | 19326 | E | 9 | 3.2 | E | 8 | 0.117 | F | 8 | 0.14 | F | 8 | -9900 | -9900 | ? | 0
2001-08-03 | 5:00 | 0 | 0 | 0 | 2 | 0 | 0 | 2 | 0 | 0 | 2 | 0 | 0 | 2 | 0 | 0 | 2 | 0 | 0 | 2 | 0 | 0 | 2 | 0 | 6 | E | 9 | 6 | E | 9 | 9.1 | E | 9 | 8.2 | E | 9 | 94 | A | 7 | 1004 | E | 9 | 230 | E | 9 | 3.1 | E | 9 | -9900 | ? | 0 | 18435 | E | 9 | 3.1 | E | 8 | 0.117 | F | 8 | 0.14 | F | 8 | -9900 | -9900 | ? | 0
2001-08-03 | 6:00 | 92 | 1227 | 6 | 2 | 8 | 0 | 2 | 15 | 6 | 2 | 8 | 800 | 2 | 8 | 0 | 2 | 15 | 800 | 2 | 8 | 240 | 2 | 19 | 6 | E | 9 | 6 | E | 9 | 9.8 | E | 9 | 9.3 | E | 9 | 97 | A | 7 | 1004 | E | 9 | 240 | E | 9 | 3.2 | E | 9 | -9900 | ? | 0 | 17543 | E | 9 | 3.1 | E | 8 | 0.117 | F | 8 | 0.14 | F | 8 | -9900 | -9900 | ? | 0
2001-08-03 | 7:00 | 321 | 1327 | 61 | 2 | 8 | 0 | 2 | 15 | 61 | 2 | 8 | 7000 | 2 | 8 | 0 | 2 | 15 | 7000 | 2 | 8 | 2350 | 2 | 19 | 6 | E | 9 | 6 | E | 9 | 13.3 | E | 9 | 11.1 | E | 9 | 87 | A | 7 | 1004 | E | 9 | 250 | E | 9 | 3.8 | E | 9 | -9900 | ? | 0 | 16652 | E | 9 | 3.1 | E | 8 | 0.117 | F | 8 | 0.14 | F | 8 | -9900 | -9900 | ? | 0
2001-08-03 | 8:00 | 552 | 1327 | 94 | 2 | 8 | 0 | 2 | 15 | 94 | 2 | 8 | 11100 | 2 | 8 | 0 | 2 | 15 | 11100 | 2 | 8 | 4090 | 2 | 19 | 7 | E | 9 | 6 | E | 9 | 15.1 | E | 9 | 11.6 | E | 9 | 80 | A | 7 | 1004 | E | 9 | 240 | E | 9 | 2.9 | E | 9 | -9900 | ? | 0 | 15761 | E | 9 | 3 | E | 8 | 0.117 | F | 8 | 0.14 | F | 8 | -9900 | -9900 | ? | 0
2001-08-03 | 9:00 | 764 | 1327 | 202 | 2 | 8 | 6 | 2 | 15 | 199 | 2 | 8 | 23500 | 2 | 8 | 500 | 2 | 15 | 23200 | 2 | 8 | 8580 | 2 | 19 | 7 | E | 9 | 7 | E | 9 | 16.3 | E | 9 | 11.1 | E | 9 | 71 | A | 7 | 1004 | E | 9 | 270 | E | 9 | 3 | E | 9 | -9900 | ? | 0 | 14870 | E | 9 | 3 | E | 8 | 0.117 | F | 8 | 0.14 | F | 8 | -9900 | -9900 | ? | 0
2001-08-03 | 10:00 | 944 | 1327 | 214 | 2 | 8 | 0 | 2 | 15 | 214 | 2 | 8 | 25400 | 2 | 8 | 0 | 2 | 15 | 25400 | 2 | 8 | 10070 | 2 | 19 | 7 | E | 9 | 7 | E | 9 | 18.8 | E | 9 | 11.6 | E | 9 | 63 | A | 7 | 1004 | E | 9 | 280 | E | 9 | 5.1 | E | 9 | -9900 | ? | 0 | 13978 | E | 9 | 3 | E | 8 | 0.117 | F | 8 | 0.14 | F | 8 | -9900 | -9900 | ? | 0
2001-08-03 | 11:00 | 1078 | 1327 | 222 | 2 | 8 | 6 | 2 | 15 | 217 | 2 | 8 | 26800 | 2 | 8 | 500 | 2 | 15 | 26500 | 2 | 8 | 10660 | 2 | 19 | 7 | E | 9 | 7 | E | 9 | 22.2 | E | 9 | 11.7 | E | 9 | 51 | A | 7 | 1004 | E | 9 | 290 | E | 9 | 5.2 | E | 9 | -9900 | ? | 0 | 13087 | E | 9 | 2.9 | E | 8 | 0.117 | F | 8 | 0.14 | F | 8 | -9900 | -9900 | ? | 0
2001-08-03 | 12:00 | 1157 | 1327 | 454 | 2 | 8 | 90 | 2 | 15 | 375 | 2 | 8 | 50100 | 2 | 8 | 9200 | 2 | 15 | 42000 | 2 | 8 | 17090 | 2 | 19 | 7 | E | 9 | 7 | E | 9 | 24.6 | E | 9 | 11.7 | E | 9 | 44 | A | 7 | 1004 | E | 9 | 300 | E | 9 | 5.8 | E | 9 | -9900 | ? | 0 | 12196 | E | 9 | 2.9 | E | 8 | 0.117 | F | 8 | 0.14 | F | 8 | -9900 | -9900 | ? | 0
2001-08-03 | 13:00 | 1177 | 1327 | 304 | 2 | 8 | 24 | 2 | 15 | 283 | 2 | 8 | 33700 | 2 | 8 | 2400 | 2 | 15 | 31600 | 2 | 8 | 13800 | 2 | 19 | 8 | E | 9 | 8 | E | 9 | 27.5 | E | 9 | 12.8 | E | 9 | 40 | A | 7 | 1004 | E | 9 | 320 | E | 9 | 5.5 | E | 9 | -9900 | ? | 0 | 11304 | E | 9 | 2.9 | E | 8 | 0.117 | F | 8 | 0.14 | F | 8 | -9900 | -9900 | ? | 0
2001-08-03 | 14:00 | 1135 | 1327 | 515 | 2 | 8 | 145 | 2 | 15 | 391 | 2 | 8 | 56800 | 2 | 8 | 15500 | 2 | 15 | 43500 | 2 | 8 | 16100 | 2 | 19 | 8 | E | 9 | 8 | E | 9 | 28.3 | E | 9 | 12.8 | E | 9 | 38 | A | 7 | 1004 | E | 9 | 330 | E | 9 | 6.6 | E | 9 | -9900 | ? | 0 | 10413 | E | 9 | 2.8 | E | 8 | 0.117 | F | 8 | 0.14 | F | 8 | -9900 | -9900 | ? | 0
2001-08-03 | 15:00 | 1035 | 1327 | 261 | 2 | 8 | 12 | 2 | 15 | 252 | 2 | 8 | 31100 | 2 | 8 | 1000 | 2 | 15 | 30300 | 2 | 8 | 11870 | 2 | 19 | 8 | E | 9 | 8 | E | 9 | 28.4 | E | 9 | 13.5 | E | 9 | 40 | A | 7 | 1004 | E | 9 | 310 | E | 9 | 8.8 | E | 9 | -9900 | ? | 0 | 9522 | E | 9 | 2.8 | E | 8 | 0.117 | F | 8 | 0.14 | F | 8 | -9900 | -9900 | ? | 0
2001-08-03 | 16:00 | 883 | 1327 | 420 | 2 | 8 | 167 | 2 | 15 | 309 | 2 | 8 | 45900 | 2 | 8 | 17600 | 2 | 15 | 34200 | 2 | 8 | 8960 | 2 | 19 | 8 | E | 9 | 8 | E | 9 | 26.9 | E | 9 | 12.4 | E | 9 | 41 | A | 7 | 1004 | E | 9 | 330 | E | 9 | 8.4 | E | 9 | -9900 | ? | 0 | 8630 | E | 9 | 2.7 | E | 8 | 0.117 | F | 8 | 0.14 | F | 8 | -9900 | -9900 | ? | 0
2001-08-03 | 17:00 | 690 | 1327 | 330 | 2 | 8 | 146 | 2 | 15 | 254 | 2 | 8 | 35700 | 2 | 8 | 15000 | 2 | 15 | 27900 | 2 | 8 | 6420 | 2 | 19 | 9 | E | 9 | 8 | E | 9 | 26.4 | E | 9 | 11.8 | E | 9 | 40 | A | 7 | 1004 | E | 9 | 330 | E | 9 | 8 | E | 9 | -9900 | ? | 0 | 7739 | E | 9 | 2.7 | E | 8 | 0.117 | F | 8 | 0.14 | F | 8 | -9900 | -9900 | ? | 0
2001-08-03 | 18:00 | 469 | 1327 | 144 | 2 | 8 | 0 | 2 | 15 | 144 | 2 | 8 | 16100 | 2 | 8 | 0 | 2 | 15 | 16100 | 2 | 8 | 5190 | 2 | 19 | 9 | E | 9 | 9 | E | 9 | 23.3 | E | 9 | 11.3 | E | 9 | 47 | A | 7 | 1004 | E | 9 | 330 | E | 9 | 8.6 | E | 9 | -9900 | ? | 0 | 6848 | E | 9 | 2.7 | E | 8 | 0.117 | F | 8 | 0.14 | F | 8 | -9900 | -9900 | ? | 0
2001-08-03 | 19:00 | 235 | 1327 | 18 | 2 | 8 | 0 | 2 | 15 | 18 | 2 | 8 | 2200 | 2 | 8 | 0 | 2 | 15 | 2200 | 2 | 8 | 750 | 2 | 19 | 9 | E | 9 | 9 | E | 9 | 20.1 | E | 9 | 11.4 | E | 9 | 57 | A | 7 | 1004 | E | 9 | 330 | E | 9 | 8.7 | E | 9 | -9900 | ? | 0 | 5957 | E | 9 | 2.6 | E | 8 | 0.117 | F | 8 | 0.14 | F | 8 | -9900 | -9900 | ? | 0
2001-08-03 | 20:00 | 32 | 741 | 0 | 2 | 8 | 0 | 2 | 15 | 0 | 2 | 8 | 0 | 2 | 8 | 0 | 2 | 15 | 0 | 2 | 8 | 0 | 2 | 19 | 9 | E | 9 | 9 | E | 9 | 19.2 | E | 9 | 11.9 | E | 9 | 63 | A | 7 | 1004 | E | 9 | 350 | E | 9 | 7.8 | E | 9 | -9900 | ? | 0 | 5065 | E | 9 | 2.6 | E | 8 | 0.117 | F | 8 | 0.14 | F | 8 | -9900 | -9900 | ? | 0
2001-08-03 | 21:00 | 0 | 0 | 0 | 2 | 0 | 0 | 2 | 0 | 0 | 2 | 0 | 0 | 2 | 0 | 0 | 2 | 0 | 0 | 2 | 0 | 0 | 2 | 0 | 9 | E | 9 | 9 | E | 9 | 18.1 | E | 9 | 11.9 | E | 9 | 67 | A | 7 | 1004 | E | 9 | 350 | E | 9 | 8 | E | 9 | -9900 | ? | 0 | 4174 | E | 9 | 2.6 | E | 8 | 0.117 | F | 8 | 0.14 | F | 8 | -9900 | -9900 | ? | 0
2001-08-03 | 22:00 | 0 | 0 | 0 | 2 | 0 | 0 | 2 | 0 | 0 | 2 | 0 | 0 | 2 | 0 | 0 | 2 | 0 | 0 | 2 | 0 | 0 | 2 | 0 | 10 | E | 9 | 10 | E | 9 | 17.8 | E | 9 | 11.9 | E | 9 | 68 | A | 7 | 1004 | E | 9 | 350 | E | 9 | 5 | E | 9 | -9900 | ? | 0 | 3283 | E | 9 | 2.5 | E | 8 | 0.117 | F | 8 | 0.14 | F | 8 | -9900 | -9900 | ? | 0
2001-08-03 | 23:00 | 0 | 0 | 0 | 2 | 0 | 0 | 2 | 0 | 0 | 2 | 0 | 0 | 2 | 0 | 0 | 2 | 0 | 0 | 2 | 0 | 0 | 2 | 0 | 10 | E | 9 | 10 | E | 9 | 17.3 | E | 9 | 12 | E | 9 | 71 | A | 7 | 1004 | E | 9 | 360 | E | 9 | 4 | E | 9 | -9900 | ? | 0 | 2391 | E | 9 | 2.5 | E | 8 | 0.117 | F | 8 | 0.14 | F | 8 | -9900 | -9900 | ? | 0
2001-08-03 | 24:00 | 0 | 0 | 0 | 2 | 0 | 0 | 2 | 0 | 0 | 2 | 0 | 0 | 2 | 0 | 0 | 2 | 0 | 0 | 2 | 0 | 0 | 2 | 0 | 10 | E | 9 | 10 | E | 9 | 17 | A | 7 | 12 | A | 7 | 72 | A | 7 | 1004 | E | 9 | 270 | A | 7 | 3.1 | A | 7 | 16100 | A | 7 | 1500 | A | 7 | 2.5 | E | 8 | 0.117 | F | 8 | 0.14 | F | 8 | -9900 | -9900 | ? | 0
2001-08-04 | 1:00 | 0 | 0 | 0 | 2 | 0 | 0 | 2 | 0 | 0 | 2 | 0 | 0 | 2 | 0 | 0 | 2 | 0 | 0 | 2 | 0 | 0 | 2 | 0 | 10 | E | 9 | 10 | E | 9 | 16.9 | E | 9 | 12 | E | 9 | 73 | A | 7 | 1004 | E | 9 | 230 | E | 9 | 2.3 | E | 9 | -9900 | ? | 0 | 2391 | E | 9 | 2.5 | E | 8 | 0.117 | F | 8 | 0.14 | F | 8 | -9900 | -9900 | ? | 0
2001-08-04 | 2:00 | 0 | 0 | 0 | 2 | 0 | 0 | 2 | 0 | 0 | 2 | 0 | 0 | 2 | 0 | 0 | 2 | 0 | 0 | 2 | 0 | 0 | 2 | 0 | 9 | E | 9 | 9 | E | 9 | 15.7 | E | 9 | 11 | E | 9 | 74 | A | 7 | 1004 | E | 9 | 200 | E | 9 | 3.6 | E | 9 | -9900 | ? | 0 | 3283 | E | 9 | 2.5 | E | 8 | 0.117 | F | 8 | 0.14 | F | 8 | -9900 | -9900 | ? | 0
2001-08-04 | 3:00 | 0 | 0 | 0 | 2 | 0 | 0 | 2 | 0 | 0 | 2 | 0 | 0 | 2 | 0 | 0 | 2 | 0 | 0 | 2 | 0 | 0 | 2 | 0 | 9 | E | 9 | 9 | E | 9 | 14.6 | E | 9 | 11 | E | 9 | 79 | A | 7 | 1004 | E | 9 | 160 | E | 9 | 2.7 | E | 9 | -9900 | ? | 0 | 4174 | E | 9 | 2.4 | E | 8 | 0.117 | F | 8 | 0.14 | F | 8 | -9900 | -9900 | ? | 0
2001-08-04 | 4:00 | 0 | 0 | 0 | 2 | 0 | 0 | 2 | 0 | 0 | 2 | 0 | 0 | 2 | 0 | 0 | 2 | 0 | 0 | 2 | 0 | 0 | 2 | 0 | 8 | E | 9 | 8 | E | 9 | 14.5 | E | 9 | 11.6 | E | 9 | 83 | A | 7 | 1004 | E | 9 | 130 | E | 9 | 1.9 | E | 9 | -9900 | ? | 0 | 5065 | E | 9 | 2.4 | E | 8 | 0.117 | F | 8 | 0.14 | F | 8 | -9900 | -9900 | ? | 0
2001-08-04 | 5:00 | 0 | 0 | 0 | 2 | 0 | 0 | 2 | 0 | 0 | 2 | 0 | 0 | 2 | 0 | 0 | 2 | 0 | 0 | 2 | 0 | 0 | 2 | 0 | 8 | E | 9 | 8 | E | 9 | 14.3 | E | 9 | 12 | E | 9 | 86 | A | 7 | 1004 | E | 9 | 90 | E | 9 | 1.1 | E | 9 | -9900 | ? | 0 | 5957 | E | 9 | 2.4 | E | 8 | 0.117 | F | 8 | 0.14 | F | 8 | -9900 | -9900 | ? | 0
2001-08-04 | 6:00 | 89 | 1205 | 9 | 2 | 8 | 0 | 2 | 15 | 9 | 2 | 8 | 1100 | 2 | 8 | 0 | 2 | 15 | 1100 | 2 | 8 | 350 | 2 | 19 | 7 | E | 9 | 7 | E | 9 | 15.2 | E | 9 | 12 | E | 9 | 81 | A | 7 | 1004 | E | 9 | 0 | E | 9 | 0 | E | 9 | -9900 | ? | 0 | 6848 | E | 9 | 2.4 | E | 8 | 0.117 | F | 8 | 0.14 | F | 8 | -9900 | -9900 | ? | 0
2001-08-04 | 7:00 | 318 | 1327 | 65 | 2 | 8 | 0 | 2 | 15 | 65 | 2 | 8 | 7400 | 2 | 8 | 0 | 2 | 15 | 7400 | 2 | 8 | 2460 | 2 | 19 | 7 | E | 9 | 7 | E | 9 | 16.1 | E | 9 | 13 | E | 9 | 82 | A | 7 | 1004 | E | 9 | 0 | E | 9 | 0 | E | 9 | -9900 | ? | 0 | 7739 | E | 9 | 2.4 | E | 8 | 0.117 | F | 8 | 0.14 | F | 8 | -9900 | -9900 | ? | 0
2001-08-04 | 8:00 | 549 | 1327 | 160 | 2 | 8 | 17 | 2 | 15 | 153 | 2 | 8 | 18200 | 2 | 8 | 1300 | 2 | 15 | 17600 | 2 | 8 | 5920 | 2 | 19 | 7 | E | 9 | 7 | E | 9 | 17 | E | 9 | 12 | E | 9 | 72 | A | 7 | 1004 | E | 9 | 0 | E | 9 | 0 | E | 9 | -9900 | ? | 0 | 8630 | E | 9 | 2.4 | E | 8 | 0.117 | F | 8 | 0.14 | F | 8 | -9900 | -9900 | ? | 0
2001-08-04 | 9:00 | 761 | 1327 | 347 | 2 | 8 | 157 | 2 | 15 | 256 | 2 | 8 | 37800 | 2 | 8 | 16400 | 2 | 15 | 28400 | 2 | 8 | 6750 | 2 | 19 | 6 | E | 9 | 6 | E | 9 | 18.8 | E | 9 | 13 | E | 9 | 69 | A | 7 | 1004 | E | 9 | 20 | E | 9 | 0.2 | E | 9 | -9900 | ? | 0 | 9522 | E | 9 | 2.3 | E | 8 | 0.117 | F | 8 | 0.14 | F | 8 | -9900 | -9900 | ? | 0
2001-08-04 | 10:00 | 941 | 1327 | 427 | 2 | 8 | 153 | 2 | 15 | 318 | 2 | 8 | 46800 | 2 | 8 | 16200 | 2 | 15 | 35300 | 2 | 8 | 9750 | 2 | 19 | 6 | E | 9 | 6 | E | 9 | 20.7 | E | 9 | 12 | E | 9 | 57 | A | 7 | 1004 | E | 9 | 0 | E | 9 | 0 | E | 9 | -9900 | ? | 0 | 10413 | E | 9 | 2.3 | E | 8 | 0.117 | F | 8 | 0.14 | F | 8 | -9900 | -9900 | ? | 0
2001-08-04 | 11:00 | 1075 | 1327 | 473 | 2 | 8 | 113 | 2 | 15 | 381 | 2 | 8 | 51900 | 2 | 8 | 12000 | 2 | 15 | 42100 | 2 | 8 | 13990 | 2 | 19 | 5 | E | 9 | 5 | E | 9 | 23.6 | E | 9 | 13 | E | 9 | 51 | A | 7 | 1004 | E | 9 | 0 | E | 9 | 0 | E | 9 | -9900 | ? | 0 | 11304 | E | 9 | 2.4 | E | 8 | 0.117 | F | 8 | 0.14 | F | 8 | -9900 | -9900 | ? | 0
2001-08-04 | 12:00 | 1155 | 1327 | 525 | 2 | 8 | 132 | 2 | 15 | 410 | 2 | 8 | 57800 | 2 | 8 | 14100 | 2 | 15 | 45500 | 2 | 8 | 17630 | 2 | 19 | 5 | E | 9 | 5 | E | 9 | 24.4 | E | 9 | 14 | E | 9 | 52 | A | 7 | 1004 | E | 9 | 0 | E | 9 | 0 | E | 9 | -9900 | ? | 0 | 12196 | E | 9 | 2.4 | E | 8 | 0.117 | F | 8 | 0.14 | F | 8 | -9900 | -9900 | ? | 0
2001-08-04 | 13:00 | 1174 | 1327 | 383 | 2 | 8 | 24 | 2 | 15 | 362 | 2 | 8 | 45200 | 2 | 8 | 2200 | 2 | 15 | 43200 | 2 | 8 | 16080 | 2 | 19 | 4 | E | 9 | 4 | E | 9 | 26.3 | E | 9 | 14 | E | 9 | 47 | A | 7 | 1004 | E | 9 | 130 | E | 9 | 3.3 | E | 9 | -9900 | ? | 0 | 13087 | E | 9 | 2.5 | E | 8 | 0.117 | F | 8 | 0.14 | F | 8 | -9900 | -9900 | ? | 0
2001-08-04 | 14:00 | 1132 | 1327 | 339 | 2 | 8 | 18 | 2 | 15 | 324 | 2 | 8 | 40100 | 2 | 8 | 1600 | 2 | 15 | 38800 | 2 | 8 | 14710 | 2 | 19 | 4 | E | 9 | 4 | E | 9 | 26.2 | E | 9 | 14 | E | 9 | 47 | A | 7 | 1004 | E | 9 | 160 | E | 9 | 4.7 | E | 9 | -9900 | ? | 0 | 13978 | E | 9 | 2.5 | E | 8 | 0.117 | F | 8 | 0.14 | F | 8 | -9900 | -9900 | ? | 0
2001-08-04 | 15:00 | 1032 | 1327 | 386 | 2 | 8 | 43 | 2 | 15 | 353 | 2 | 8 | 42600 | 2 | 8 | 4400 | 2 | 15 | 39200 | 2 | 8 | 13660 | 2 | 19 | 4 | E | 9 | 4 | E | 9 | 26 | E | 9 | 14 | E | 9 | 48 | A | 7 | 1004 | E | 9 | 200 | E | 9 | 6.4 | E | 9 | -9900 | ? | 0 | 14870 | E | 9 | 2.6 | E | 8 | 0.117 | F | 8 | 0.14 | F | 8 | -9900 | -9900 | ? | 0
2001-08-04 | 16:00 | 880 | 1327 | 393 | 2 | 8 | 117 | 2 | 15 | 315 | 2 | 8 | 43200 | 2 | 8 | 12000 | 2 | 15 | 35200 | 2 | 8 | 10600 | 2 | 19 | 3 | E | 9 | 3 | E | 9 | 24.9 | E | 9 | 13 | E | 9 | 48 | A | 7 | 1004 | E | 9 | 210 | E | 9 | 5.7 | E | 9 | -9900 | ? | 0 | 15761 | E | 9 | 2.7 | E | 8 | 0.117 | F | 8 | 0.14 | F | 8 | -9900 | -9900 | ? | 0
2001-08-04 | 17:00 | 686 | 1327 | 293 | 2 | 8 | 95 | 2 | 15 | 244 | 2 | 8 | 32200 | 2 | 8 | 9500 | 2 | 15 | 27200 | 2 | 8 | 7220 | 2 | 19 | 3 | E | 9 | 3 | E | 9 | 23.8 | E | 9 | 13 | E | 9 | 51 | A | 7 | 1004 | E | 9 | 240 | E | 9 | 6.9 | E | 9 | -9900 | ? | 0 | 16652 | E | 9 | 2.7 | E | 8 | 0.117 | F | 8 | 0.14 | F | 8 | -9900 | -9900 | ? | 0
2001-08-04 | 18:00 | 465 | 1327 | 263 | 2 | 8 | 278 | 2 | 15 | 165 | 2 | 8 | 27400 | 2 | 8 | 26400 | 2 | 15 | 18200 | 2 | 8 | 3530 | 2 | 19 | 2 | E | 9 | 2 | E | 9 | 21.7 | E | 9 | 12 | E | 9 | 54 | A | 7 | 1004 | E | 9 | 260 | E | 9 | 8.8 | E | 9 | -9900 | ? | 0 | 17543 | E | 9 | 2.8 | E | 8 | 0.117 | F | 8 | 0.14 | F | 8 | -9900 | -9900 | ? | 0
2001-08-04 | 19:00 | 231 | 1327 | 150 | 2 | 8 | 243 | 2 | 15 | 108 | 2 | 8 | 15200 | 2 | 8 | 16600 | 2 | 15 | 12300 | 2 | 8 | 2350 | 2 | 19 | 2 | E | 9 | 2 | E | 9 | 18.5 | E | 9 | 12 | E | 9 | 66 | A | 7 | 1004 | E | 9 | 280 | E | 9 | 7.9 | E | 9 | -9900 | ? | 0 | 18435 | E | 9 | 2.8 | E | 8 | 0.117 | F | 8 | 0.14 | F | 8 | -9900 | -9900 | ? | 0
2001-08-04 | 20:00 | 30 | 719 | 1 | 2 | 8 | 45 | 2 | 15 | 1 | 2 | 8 | 300 | 2 | 8 | 2500 | 2 | 15 | 200 | 2 | 8 | 40 | 2 | 19 | 1 | E | 9 | 1 | E | 9 | 15.4 | E | 9 | 11 | E | 9 | 75 | A | 7 | 1004 | E | 9 | 300 | E | 9 | 6.7 | E | 9 | -9900 | ? | 0 | 19326 | E | 9 | 2.9 | E | 8 | 0.117 | F | 8 | 0.14 | F | 8 | -9900 | -9900 | ? | 0
2001-08-04 | 21:00 | 0 | 0 | 0 | 2 | 0 | 0 | 2 | 0 | 0 | 2 | 0 | 0 | 2 | 0 | 0 | 2 | 0 | 0 | 2 | 0 | 0 | 2 | 0 | 1 | E | 9 | 1 | E | 9 | 14.3 | E | 9 | 11 | E | 9 | 81 | A | 7 | 1004 | E | 9 | 290 | E | 9 | 5.3 | E | 9 | -9900 | ? | 0 | 20217 | E | 9 | 2.9 | E | 8 | 0.117 | F | 8 | 0.14 | F | 8 | -9900 | -9900 | ? | 0
2001-08-04 | 22:00 | 0 | 0 | 0 | 2 | 0 | 0 | 2 | 0 | 0 | 2 | 0 | 0 | 2 | 0 | 0 | 2 | 0 | 0 | 2 | 0 | 0 | 2 | 0 | 0 | E | 9 | 0 | E | 9 | 14.1 | E | 9 | 11 | E | 9 | 82 | A | 7 | 1004 | E | 9 | 290 | E | 9 | 5.8 | E | 9 | -9900 | ? | 0 | 21109 | E | 9 | 3 | E | 8 | 0.117 | F | 8 | 0.14 | F | 8 | -9900 | -9900 | ? | 0
2001-08-04 | 23:00 | 0 | 0 | 0 | 2 | 0 | 0 | 2 | 0 | 0 | 2 | 0 | 0 | 2 | 0 | 0 | 2 | 0 | 0 | 2 | 0 | 0 | 2 | 0 | 0 | E | 9 | 0 | E | 9 | 14 | A | 7 | 11 | A | 7 | 82 | A | 7 | 1004 | E | 9 | 320 | E | 9 | 2.3 | E | 9 | 16100 | A | 7 | 77777 | A | 7 | 2.9 | E | 8 | 0.117 | F | 8 | 0.14 | F | 8 | -9900 | -9900 | ? | 0
2001-08-04 | 24:00 | 0 | 0 | 0 | 2 | 0 | 0 | 2 | 0 | 0 | 2 | 0 | 0 | 2 | 0 | 0 | 2 | 0 | 0 | 2 | 0 | 0 | 2 | 0 | 7 | E | 9 | 7 | E | 9 | 14 | E | 9 | 11 | E | 9 | 82 | A | 7 | 1004 | E | 9 | 310 | E | 9 | 6.5 | E | 9 | -9900 | ? | 0 | 1470 | E | 9 | 2.9 | E | 8 | 0.117 | F | 8 | 0.14 | F | 8 | -9900 | -9900 | ? | 0
2001-08-05 | 1:00 | 0 | 0 | 0 | 2 | 0 | 0 | 2 | 0 | 0 | 2 | 0 | 0 | 2 | 0 | 0 | 2 | 0 | 0 | 2 | 0 | 0 | 2 | 0 | 0 | E | 9 | 0 | E | 9 | 14 | E | 9 | 11.1 | E | 9 | 83 | A | 7 | 1004 | E | 9 | 290 | E | 9 | 4.5 | E | 9 | -9900 | ? | 0 | 77777 | E | 9 | 2.8 | E | 8 | 0.117 | F | 8 | 0.14 | F | 8 | -9900 | -9900 | ? | 0
2001-08-05 | 2:00 | 0 | 0 | 0 | 2 | 0 | 0 | 2 | 0 | 0 | 2 | 0 | 0 | 2 | 0 | 0 | 2 | 0 | 0 | 2 | 0 | 0 | 2 | 0 | 7 | E | 9 | 7 | E | 9 | 13.9 | E | 9 | 11.1 | E | 9 | 83 | A | 7 | 1004 | E | 9 | 280 | E | 9 | 3.5 | E | 9 | -9900 | ? | 0 | 77777 | E | 9 | 2.8 | E | 8 | 0.117 | F | 8 | 0.14 | F | 8 | -9900 | -9900 | ? | 0
2001-08-05 | 3:00 | 0 | 0 | 0 | 2 | 0 | 0 | 2 | 0 | 0 | 2 | 0 | 0 | 2 | 0 | 0 | 2 | 0 | 0 | 2 | 0 | 0 | 2 | 0 | 7 | E | 9 | 6 | E | 9 | 12.9 | E | 9 | 11.2 | E | 9 | 89 | A | 7 | 1004 | E | 9 | 300 | E | 9 | 3.6 | E | 9 | -9900 | ? | 0 | 77777 | E | 9 | 2.8 | E | 8 | 0.117 | F | 8 | 0.14 | F | 8 | -9900 | -9900 | ? | 0
2001-08-05 | 4:00 | 0 | 0 | 0 | 2 | 0 | 0 | 2 | 0 | 0 | 2 | 0 | 0 | 2 | 0 | 0 | 2 | 0 | 0 | 2 | 0 | 0 | 2 | 0 | 8 | E | 9 | 8 | E | 9 | 13 | E | 9 | 11.1 | E | 9 | 88 | A | 7 | 1004 | E | 9 | 270 | E | 9 | 2.2 | E | 9 | -9900 | ? | 0 | 77777 | E | 9 | 2.7 | E | 8 | 0.117 | F | 8 | 0.14 | F | 8 | -9900 | -9900 | ? | 0
2001-08-05 | 5:00 | 0 | 0 | 0 | 2 | 0 | 0 | 2 | 0 | 0 | 2 | 0 | 0 | 2 | 0 | 0 | 2 | 0 | 0 | 2 | 0 | 0 | 2 | 0 | 6 | E | 9 | 5 | E | 9 | 11.9 | E | 9 | 10.1 | E | 9 | 89 | A | 7 | 1004 | E | 9 | 0 | E | 9 | 0 | E | 9 | -9900 | ? | 0 | 77777 | E | 9 | 2.7 | E | 8 | 0.117 | F | 8 | 0.14 | F | 8 | -9900 | -9900 | ? | 0
2001-08-05 | 6:00 | 85 | 1184 | 23 | 2 | 8 | 176 | 2 | 15 | 12 | 2 | 8 | 2700 | 2 | 8 | 9000 | 2 | 15 | 2000 | 2 | 8 | 230 | 2 | 19 | 6 | E | 9 | 5 | E | 9 | 10.9 | E | 9 | 9.2 | E | 9 | 89 | A | 7 | 1004 | E | 9 | 150 | E | 9 | 2.3 | E | 9 | -9900 | ? | 0 | 77777 | E | 9 | 2.6 | E | 8 | 0.117 | F | 8 | 0.14 | F | 8 | -9900 | -9900 | ? | 0
2001-08-05 | 7:00 | 314 | 1327 | 159 | 2 | 8 | 437 | 2 | 15 | 56 | 2 | 8 | 16500 | 2 | 8 | 35700 | 2 | 15 | 8000 | 2 | 8 | 1030 | 2 | 19 | 4 | E | 9 | 3 | E | 9 | 13.9 | E | 9 | 11.2 | E | 9 | 84 | A | 7 | 1004 | E | 9 | 90 | E | 9 | 1.9 | E | 9 | -9900 | ? | 0 | 77777 | E | 9 | 2.6 | E | 8 | 0.117 | F | 8 | 0.14 | F | 8 | -9900 | -9900 | ? | 0
2001-08-05 | 8:00 | 545 | 1327 | 357 | 2 | 8 | 667 | 2 | 15 | 83 | 2 | 8 | 37700 | 2 | 8 | 64000 | 2 | 15 | 11300 | 2 | 8 | 1690 | 2 | 19 | 0 | E | 9 | 0 | E | 9 | 16 | A | 7 | 12 | A | 7 | 77 | A | 7 | 1004 | E | 9 | 120 | E | 9 | 2.5 | E | 9 | 16100 | A | 7 | 77777 | A | 7 | 2.5 | E | 8 | 0.117 | F | 8 | 0.14 | F | 8 | -9900 | -9900 | ? | 0
2001-08-05 | 9:00 | 758 | 1327 | 512 | 2 | 8 | 698 | 2 | 15 | 112 | 2 | 8 | 54500 | 2 | 8 | 70400 | 2 | 15 | 14200 | 2 | 8 | 2630 | 2 | 19 | 0 | E | 9 | 0 | E | 9 | 18.9 | E | 9 | 12.1 | E | 9 | 65 | A | 7 | 1004 | E | 9 | 0 | E | 9 | 0 | E | 9 | -9900 | ? | 0 | 21423 | E | 9 | 2.5 | E | 8 | 0.117 | F | 8 | 0.14 | F | 8 | -9900 | -9900 | ? | 0
2001-08-05 | 10:00 | 938 | 1327 | 646 | 2 | 8 | 726 | 2 | 15 | 132 | 2 | 8 | 67700 | 2 | 8 | 72800 | 2 | 15 | 16100 | 2 | 8 | 3500 | 2 | 19 | 0 | E | 9 | 0 | E | 9 | 20.7 | E | 9 | 12.3 | E | 9 | 59 | A | 7 | 1004 | E | 9 | 210 | E | 9 | 1.5 | E | 9 | -9900 | ? | 0 | 20846 | E | 9 | 2.5 | E | 8 | 0.117 | F | 8 | 0.14 | F | 8 | -9900 | -9900 | ? | 0
2001-08-05 | 11:00 | 1073 | 1327 | 752 | 2 | 8 | 631 | 2 | 15 | 242 | 2 | 8 | 78900 | 2 | 8 | 63700 | 2 | 15 | 27300 | 2 | 8 | 8710 | 2 | 19 | 2 | E | 9 | 2 | E | 9 | 21.3 | E | 9 | 11.8 | E | 9 | 55 | A | 7 | 1004 | E | 9 | 250 | E | 9 | 2.2 | E | 9 | -9900 | ? | 0 | 20269 | E | 9 | 2.5 | E | 8 | 0.117 | F | 8 | 0.14 | F | 8 | -9900 | -9900 | ? | 0
2001-08-05 | 12:00 | 1152 | 1327 | 884 | 2 | 8 | 856 | 2 | 15 | 140 | 2 | 8 | 90700 | 2 | 8 | 85700 | 2 | 15 | 16200 | 2 | 8 | 4820 | 2 | 19 | 2 | E | 9 | 2 | E | 9 | 23.1 | E | 9 | 11.9 | E | 9 | 49 | A | 7 | 1004 | E | 9 | 270 | E | 9 | 2.2 | E | 9 | -9900 | ? | 0 | 19331 | E | 9 | 2.6 | E | 8 | 0.117 | F | 8 | 0.14 | F | 8 | -9900 | -9900 | ? | 0
2001-08-05 | 13:00 | 1172 | 1327 | 888 | 2 | 8 | 872 | 2 | 15 | 117 | 2 | 8 | 91600 | 2 | 8 | 87400 | 2 | 15 | 14200 | 2 | 8 | 4710 | 2 | 19 | 0 | E | 9 | 0 | E | 9 | 23.7 | E | 9 | 12.7 | E | 9 | 50 | A | 7 | 1004 | E | 9 | 290 | E | 9 | 2.3 | E | 9 | -9900 | ? | 0 | 77777 | E | 9 | 2.6 | E | 8 | 0.117 | F | 8 | 0.14 | F | 8 | -9900 | -9900 | ? | 0
2001-08-05 | 14:00 | 1130 | 1327 | 792 | 2 | 8 | 665 | 2 | 15 | 225 | 2 | 8 | 84000 | 2 | 8 | 67700 | 2 | 15 | 26300 | 2 | 8 | 9570 | 2 | 19 | 0 | E | 9 | 0 | E | 9 | 24.3 | E | 9 | 12.8 | E | 9 | 49 | A | 7 | 1004 | E | 9 | 220 | E | 9 | 2.4 | E | 9 | -9900 | ? | 0 | 77777 | E | 9 | 2.7 | E | 8 | 0.117 | F | 8 | 0.14 | F | 8 | -9900 | -9900 | ? | 0
2001-08-05 | 15:00 | 1029 | 1327 | 667 | 2 | 8 | 536 | 2 | 15 | 251 | 2 | 8 | 72100 | 2 | 8 | 55900 | 2 | 15 | 28700 | 2 | 8 | 8390 | 2 | 19 | 4 | E | 9 | 3 | E | 9 | 25 | E | 9 | 12.9 | E | 9 | 47 | A | 7 | 1004 | E | 9 | 310 | E | 9 | 2.5 | E | 9 | -9900 | ? | 0 | 18560 | E | 9 | 2.7 | E | 8 | 0.117 | F | 8 | 0.14 | F | 8 | -9900 | -9900 | ? | 0
2001-08-05 | 16:00 | 876 | 1327 | 573 | 2 | 8 | 543 | 2 | 15 | 214 | 2 | 8 | 61500 | 2 | 8 | 56100 | 2 | 15 | 24300 | 2 | 8 | 5530 | 2 | 19 | 4 | E | 9 | 3 | E | 9 | 25.6 | E | 9 | 13.6 | E | 9 | 47 | A | 7 | 1004 | E | 9 | 300 | E | 9 | 7.6 | E | 9 | -9900 | ? | 0 | 17683 | E | 9 | 2.8 | E | 8 | 0.117 | F | 8 | 0.14 | F | 8 | -9900 | -9900 | ? | 0
2001-08-05 | 17:00 | 683 | 1327 | 445 | 2 | 8 | 520 | 2 | 15 | 177 | 2 | 8 | 46900 | 2 | 8 | 52300 | 2 | 15 | 20000 | 2 | 8 | 3790 | 2 | 19 | 2 | E | 9 | 2 | E | 9 | 24.6 | E | 9 | 14.3 | E | 9 | 53 | A | 7 | 1004 | E | 9 | 300 | E | 9 | 8.7 | E | 9 | -9900 | ? | 0 | 17106 | E | 9 | 2.8 | E | 8 | 0.117 | F | 8 | 0.14 | F | 8 | -9900 | -9900 | ? | 0
2001-08-05 | 18:00 | 461 | 1327 | 292 | 2 | 8 | 510 | 2 | 15 | 114 | 2 | 8 | 30500 | 2 | 8 | 47100 | 2 | 15 | 14200 | 2 | 8 | 2170 | 2 | 19 | 0 | E | 9 | 0 | E | 9 | 24.2 | E | 9 | 14.4 | E | 9 | 54 | A | 7 | 1004 | E | 9 | 300 | E | 9 | 7.8 | E | 9 | -9900 | ? | 0 | 77777 | E | 9 | 2.9 | E | 8 | 0.117 | F | 8 | 0.14 | F | 8 | -9900 | -9900 | ? | 0
2001-08-05 | 19:00 | 226 | 1327 | 137 | 2 | 8 | 228 | 2 | 15 | 98 | 2 | 8 | 13900 | 2 | 8 | 15500 | 2 | 15 | 11300 | 2 | 8 | 2080 | 2 | 19 | 0 | E | 9 | 0 | E | 9 | 21.7 | E | 9 | 14.2 | E | 9 | 62 | A | 7 | 1004 | E | 9 | 300 | E | 9 | 6.8 | E | 9 | -9900 | ? | 0 | 77777 | E | 9 | 3 | E | 8 | 0.117 | F | 8 | 0.14 | F | 8 | -9900 | -9900 | ? | 0
2001-08-05 | 20:00 | 28 | 697 | 0 | 2 | 8 | 39 | 2 | 15 | 0 | 2 | 8 | 0 | 2 | 8 | 0 | 2 | 15 | 0 | 2 | 8 | 0 | 2 | 19 | 0 | E | 9 | 0 | E | 9 | 19.6 | E | 9 | 14.2 | E | 9 | 71 | A | 7 | 1004 | E | 9 | 310 | E | 9 | 5.3 | E | 9 | -9900 | ? | 0 | 77777 | E | 9 | 3 | E | 8 | 0.117 | F | 8 | 0.14 | F | 8 | -9900 | -9900 | ? | 0
2001-08-05 | 21:00 | 0 | 0 | 0 | 2 | 0 | 0 | 2 | 0 | 0 | 2 | 0 | 0 | 2 | 0 | 0 | 2 | 0 | 0 | 2 | 0 | 0 | 2 | 0 | 0 | E | 9 | 0 | E | 9 | 18.5 | E | 9 | 14.1 | E | 9 | 76 | A | 7 | 1004 | E | 9 | 310 | E | 9 | 5.4 | E | 9 | -9900 | ? | 0 | 77777 | E | 9 | 3.1 | E | 8 | 0.117 | F | 8 | 0.14 | F | 8 | -9900 | -9900 | ? | 0
2001-08-05 | 22:00 | 0 | 0 | 0 | 2 | 0 | 0 | 2 | 0 | 0 | 2 | 0 | 0 | 2 | 0 | 0 | 2 | 0 | 0 | 2 | 0 | 0 | 2 | 0 | 0 | E | 9 | 0 | E | 9 | 17.3 | E | 9 | 13.9 | E | 9 | 80 | A | 7 | 1004 | E | 9 | 290 | E | 9 | 4.5 | E | 9 | -9900 | ? | 0 | 77777 | E | 9 | 3.1 | E | 8 | 0.117 | F | 8 | 0.14 | F | 8 | -9900 | -9900 | ? | 0
2001-08-05 | 23:00 | 0 | 0 | 0 | 2 | 0 | 0 | 2 | 0 | 0 | 2 | 0 | 0 | 2 | 0 | 0 | 2 | 0 | 0 | 2 | 0 | 0 | 2 | 0 | 1 | E | 9 | 1 | E | 9 | 16.7 | E | 9 | 13.8 | E | 9 | 83 | A | 7 | 1004 | E | 9 | 310 | E | 9 | 3.5 | E | 9 | -9900 | ? | 0 | 77777 | E | 9 | 3.1 | E | 8 | 0.117 | F | 8 | 0.14 | F | 8 | -9900 | -9900 | ? | 0
2001-08-05 | 24:00 | 0 | 0 | 0 | 2 | 0 | 0 | 2 | 0 | 0 | 2 | 0 | 0 | 2 | 0 | 0 | 2 | 0 | 0 | 2 | 0 | 0 | 2 | 0 | 6 | E | 9 | 6 | E | 9 | 16 | E | 9 | 13.6 | E | 9 | 86 | A | 7 | 1004 | E | 9 | 300 | E | 9 | 4.6 | E | 9 | -9900 | ? | 0 | 14266 | E | 9 | 3 | E | 8 | 0.117 | F | 8 | 0.14 | F | 8 | -9900 | -9900 | ? | 0
2001-08-06 | 1:00 | 0 | 0 | 0 | 2 | 0 | 0 | 2 | 0 | 0 | 2 | 0 | 0 | 2 | 0 | 0 | 2 | 0 | 0 | 2 | 0 | 0 | 2 | 0 | 4 | E | 9 | 4 | E | 9 | 15.4 | E | 9 | 13.3 | E | 9 | 87 | A | 7 | 1004 | E | 9 | 310 | E | 9 | 4.1 | E | 9 | -9900 | ? | 0 | 11829 | E | 9 | 2.9 | E | 8 | 0.117 | F | 8 | 0.14 | F | 8 | -9900 | -9900 | ? | 0
2001-08-06 | 2:00 | 0 | 0 | 0 | 2 | 0 | 0 | 2 | 0 | 0 | 2 | 0 | 0 | 2 | 0 | 0 | 2 | 0 | 0 | 2 | 0 | 0 | 2 | 0 | 6 | E | 9 | 6 | E | 9 | 14.9 | E | 9 | 13.1 | E | 9 | 89 | A | 7 | 1004 | E | 9 | 300 | E | 9 | 2.5 | E | 9 | -9900 | ? | 0 | 11311 | E | 9 | 2.9 | E | 8 | 0.117 | F | 8 | 0.14 | F | 8 | -9900 | -9900 | ? | 0
2001-08-06 | 3:00 | 0 | 0 | 0 | 2 | 0 | 0 | 2 | 0 | 0 | 2 | 0 | 0 | 2 | 0 | 0 | 2 | 0 | 0 | 2 | 0 | 0 | 2 | 0 | 6 | E | 9 | 6 | E | 9 | 14.4 | E | 9 | 12.8 | E | 9 | 90 | A | 7 | 1004 | E | 9 | 300 | E | 9 | 2 | E | 9 | -9900 | ? | 0 | 12234 | E | 9 | 2.8 | E | 8 | 0.117 | F | 8 | 0.14 | F | 8 | -9900 | -9900 | ? | 0
2001-08-06 | 4:00 | 0 | 0 | 0 | 2 | 0 | 0 | 2 | 0 | 0 | 2 | 0 | 0 | 2 | 0 | 0 | 2 | 0 | 0 | 2 | 0 | 0 | 2 | 0 | 7 | E | 9 | 7 | E | 9 | 12.3 | E | 9 | 11.2 | E | 9 | 93 | A | 7 | 1004 | E | 9 | 320 | E | 9 | 3.1 | E | 9 | -9900 | ? | 0 | 10757 | E | 9 | 2.7 | E | 8 | 0.117 | F | 8 | 0.14 | F | 8 | -9900 | -9900 | ? | 0
2001-08-06 | 5:00 | 0 | 0 | 0 | 2 | 0 | 0 | 2 | 0 | 0 | 2 | 0 | 0 | 2 | 0 | 0 | 2 | 0 | 0 | 2 | 0 | 0 | 2 | 0 | 7 | E | 9 | 7 | E | 9 | 13.5 | E | 9 | 13.1 | E | 9 | 97 | A | 7 | 1004 | E | 9 | 310 | E | 9 | 1 | E | 9 | -9900 | ? | 0 | 9400 | E | 9 | 2.7 | E | 8 | 0.117 | F | 8 | 0.14 | F | 8 | -9900 | -9900 | ? | 0
2001-08-06 | 6:00 | 82 | 1162 | 21 | 2 | 8 | 198 | 2 | 15 | 10 | 2 | 8 | 2700 | 2 | 8 | 11500 | 2 | 15 | 1800 | 2 | 8 | 230 | 2 | 19 | 6 | E | 9 | 6 | E | 9 | 14.6 | E | 9 | 14.3 | E | 9 | 98 | A | 7 | 1004 | E | 9 | 0 | E | 9 | 0 | E | 9 | -9900 | ? | 0 | 8523 | E | 9 | 2.6 | E | 8 | 0.117 | F | 8 | 0.14 | F | 8 | -9900 | -9900 | ? | 0
2001-08-06 | 7:00 | 310 | 1328 | 154 | 2 | 8 | 410 | 2 | 15 | 58 | 2 | 8 | 15800 | 2 | 8 | 33300 | 2 | 15 | 8000 | 2 | 8 | 1060 | 2 | 19 | 7 | E | 9 | 7 | E | 9 | 16.9 | E | 9 | 15 | E | 9 | 89 | A | 7 | 1004 | E | 9 | 360 | E | 9 | 0.2 | E | 9 | -9900 | ? | 0 | 7856 | E | 9 | 2.5 | E | 8 | 0.117 | F | 8 | 0.14 | F | 8 | -9900 | -9900 | ? | 0
2001-08-06 | 8:00 | 542 | 1328 | 324 | 2 | 8 | 548 | 2 | 15 | 100 | 2 | 8 | 33700 | 2 | 8 | 52100 | 2 | 15 | 12400 | 2 | 8 | 1970 | 2 | 19 | 8 | E | 9 | 8 | E | 9 | 18.8 | E | 9 | 15.7 | E | 9 | 82 | A | 7 | 1004 | E | 9 | 360 | E | 9 | 0.5 | E | 9 | -9900 | ? | 0 | 7189 | E | 9 | 2.5 | E | 8 | 0.117 | F | 8 | 0.14 | F | 8 | -9900 | -9900 | ? | 0
2001-08-06 | 9:00 | 755 | 1328 | 486 | 2 | 8 | 605 | 2 | 15 | 141 | 2 | 8 | 50900 | 2 | 8 | 60400 | 2 | 15 | 16500 | 2 | 8 | 3190 | 2 | 19 | 7 | E | 9 | 7 | E | 9 | 20.5 | E | 9 | 15.8 | E | 9 | 74 | A | 7 | 1004 | E | 9 | 360 | E | 9 | 0.7 | E | 9 | -9900 | ? | 0 | 6671 | E | 9 | 2.4 | E | 8 | 0.117 | F | 8 | 0.14 | F | 8 | -9900 | -9900 | ? | 0
2001-08-06 | 10:00 | 936 | 1328 | 645 | 2 | 8 | 708 | 2 | 15 | 146 | 2 | 8 | 69100 | 2 | 8 | 72400 | 2 | 15 | 18000 | 2 | 8 | 4190 | 2 | 19 | 7 | E | 9 | 7 | E | 9 | 22.8 | E | 9 | 15.9 | E | 9 | 65 | A | 7 | 1004 | E | 9 | 320 | E | 9 | 1.1 | E | 9 | -9900 | ? | 0 | 6094 | E | 9 | 2.3 | E | 8 | 0.117 | F | 8 | 0.14 | F | 8 | -9900 | -9900 | ? | 0
2001-08-06 | 11:00 | 1070 | 1328 | 798 | 2 | 8 | 809 | 2 | 15 | 144 | 2 | 8 | 84300 | 2 | 8 | 81700 | 2 | 15 | 18400 | 2 | 8 | 4950 | 2 | 19 | 7 | E | 9 | 7 | E | 9 | 24 | E | 9 | 16.6 | E | 9 | 63 | A | 7 | 1004 | E | 9 | 350 | E | 9 | 1.2 | E | 9 | -9900 | ? | 0 | 5607 | E | 9 | 2.3 | E | 8 | 0.117 | F | 8 | 0.14 | F | 8 | -9900 | -9900 | ? | 0
2001-08-06 | 12:00 | 1150 | 1328 | 849 | 2 | 8 | 748 | 2 | 15 | 200 | 2 | 8 | 91000 | 2 | 8 | 76700 | 2 | 15 | 24500 | 2 | 8 | 9130 | 2 | 19 | 9 | E | 9 | 9 | E | 9 | 25.2 | E | 9 | 17.3 | E | 9 | 62 | A | 7 | 1004 | E | 9 | 350 | E | 9 | 1.4 | E | 9 | -9900 | ? | 0 | 4940 | E | 9 | 2.3 | E | 8 | 0.117 | F | 8 | 0.14 | F | 8 | -9900 | -9900 | ? | 0
2001-08-06 | 13:00 | 1169 | 1328 | 724 | 2 | 8 | 433 | 2 | 15 | 342 | 2 | 8 | 77300 | 2 | 8 | 45200 | 2 | 15 | 37400 | 2 | 8 | 16890 | 2 | 19 | 6 | E | 9 | 6 | E | 9 | 25.9 | E | 9 | 16.9 | E | 9 | 58 | A | 7 | 1004 | E | 9 | 280 | E | 9 | 2.8 | E | 9 | -9900 | ? | 0 | 4843 | E | 9 | 2.2 | E | 8 | 0.117 | F | 8 | 0.14 | F | 8 | -9900 | -9900 | ? | 0
2001-08-06 | 14:00 | 1127 | 1328 | 736 | 2 | 8 | 532 | 2 | 15 | 283 | 2 | 8 | 79600 | 2 | 8 | 55600 | 2 | 15 | 32300 | 2 | 8 | 12100 | 2 | 19 | 0 | E | 9 | 0 | E | 9 | 27.2 | E | 9 | 17.3 | E | 9 | 55 | A | 7 | 1004 | E | 9 | 310 | E | 9 | 5.6 | E | 9 | -9900 | ? | 0 | 77777 | E | 9 | 2.2 | E | 8 | 0.117 | F | 8 | 0.14 | F | 8 | -9900 | -9900 | ? | 0
2001-08-06 | 15:00 | 1026 | 1328 | 681 | 2 | 8 | 567 | 2 | 15 | 242 | 2 | 8 | 73800 | 2 | 8 | 59200 | 2 | 15 | 28000 | 2 | 8 | 8010 | 2 | 19 | 7 | E | 9 | 7 | E | 9 | 27.6 | E | 9 | 17.7 | E | 9 | 55 | A | 7 | 1004 | E | 9 | 310 | E | 9 | 7.8 | E | 9 | -9900 | ? | 0 | 3509 | E | 9 | 2.1 | E | 8 | 0.117 | F | 8 | 0.14 | F | 8 | -9900 | -9900 | ? | 0
2001-08-06 | 16:00 | 873 | 1328 | 573 | 2 | 8 | 556 | 2 | 15 | 207 | 2 | 8 | 61600 | 2 | 8 | 57500 | 2 | 15 | 23800 | 2 | 8 | 5310 | 2 | 19 | 0 | E | 9 | 0 | E | 9 | 27.7 | E | 9 | 15.6 | E | 9 | 48 | A | 7 | 1004 | E | 9 | 310 | E | 9 | 6.6 | E | 9 | -9900 | ? | 0 | 77777 | E | 9 | 2.1 | E | 8 | 0.117 | F | 8 | 0.14 | F | 8 | -9900 | -9900 | ? | 0
2001-08-06 | 17:00 | 679 | 1328 | 453 | 2 | 8 | 571 | 2 | 15 | 161 | 2 | 8 | 48300 | 2 | 8 | 57400 | 2 | 15 | 18900 | 2 | 8 | 3410 | 2 | 19 | 10 | E | 9 | 10 | E | 9 | 26 | E | 9 | 16.1 | E | 9 | 54 | A | 7 | 1004 | E | 9 | 300 | E | 9 | 7.8 | E | 9 | -9900 | ? | 0 | 2024 | E | 9 | 2 | E | 8 | 0.117 | F | 8 | 0.14 | F | 8 | -9900 | -9900 | ? | 0
2001-08-06 | 18:00 | 456 | 1328 | 294 | 2 | 8 | 477 | 2 | 15 | 129 | 2 | 8 | 30300 | 2 | 8 | 43900 | 2 | 15 | 15200 | 2 | 8 | 2490 | 2 | 19 | 10 | E | 9 | 10 | E | 9 | 23.5 | E | 9 | 16.5 | E | 9 | 65 | A | 7 | 1004 | E | 9 | 290 | E | 9 | 6.6 | E | 9 | -9900 | ? | 0 | 1447 | E | 9 | 2 | E | 8 | 0.117 | F | 8 | 0.14 | F | 8 | -9900 | -9900 | ? | 0
2001-08-06 | 19:00 | 222 | 1328 | 102 | 2 | 8 | 58 | 2 | 15 | 92 | 2 | 8 | 11100 | 2 | 8 | 4600 | 2 | 15 | 10300 | 2 | 8 | 1990 | 2 | 19 | 0 | E | 9 | 0 | E | 9 | 23 | A | 7 | 16 | A | 7 | 65 | A | 7 | 1004 | E | 9 | 300 | A | 7 | 7.2 | A | 7 | 16100 | A | 7 | 77777 | A | 7 | 1.9 | E | 8 | 0.117 | F | 8 | 0.14 | F | 8 | -9900 | -9900 | ? | 0
2001-08-06 | 20:00 | 25 | 653 | 0 | 2 | 8 | 0 | 2 | 15 | 0 | 2 | 8 | 0 | 2 | 8 | 0 | 2 | 15 | 0 | 2 | 8 | 0 | 2 | 19 | 0 | B | 8 | 0 | B | 8 | 21 | B | 8 | 15.5 | B | 8 | 71 | A | 7 | 1004 | E | 9 | 310 | B | 8 | 7.2 | B | 8 | -9900 | ? | 0 | 77777 | B | 8 | 1.9 | E | 8 | 0.117 | F | 8 | 0.14 | F | 8 | -9900 | -9900 | ? | 0
2001-08-06 | 21:00 | 0 | 0 | 0 | 2 | 0 | 0 | 2 | 0 | 0 | 2 | 0 | 0 | 2 | 0 | 0 | 2 | 0 | 0 | 2 | 0 | 0 | 2 | 0 | 0 | E | 9 | 0 | E | 9 | 20 | A | 7 | 15 | A | 7 | 73 | A | 7 | 1004 | E | 9 | 320 | A | 7 | 7.2 | A | 7 | 16100 | A | 7 | 77777 | A | 7 | 1.8 | E | 8 | 0.117 | F | 8 | 0.14 | F | 8 | -9900 | -9900 | ? | 0
2001-08-06 | 22:00 | 0 | 0 | 0 | 2 | 0 | 0 | 2 | 0 | 0 | 2 | 0 | 0 | 2 | 0 | 0 | 2 | 0 | 0 | 2 | 0 | 0 | 2 | 0 | 0 | E | 9 | 0 | E | 9 | 20.7 | E | 9 | 15 | E | 9 | 70 | A | 7 | 1004 | E | 9 | 320 | E | 9 | 6.2 | E | 9 | -9900 | ? | 0 | 77777 | E | 9 | 1.8 | E | 8 | 0.117 | F | 8 | 0.14 | F | 8 | -9900 | -9900 | ? | 0
2001-08-06 | 23:00 | 0 | 0 | 0 | 2 | 0 | 0 | 2 | 0 | 0 | 2 | 0 | 0 | 2 | 0 | 0 | 2 | 0 | 0 | 2 | 0 | 0 | 2 | 0 | 0 | E | 9 | 0 | E | 9 | 19.5 | E | 9 | 14.9 | E | 9 | 75 | A | 7 | 1004 | E | 9 | 320 | E | 9 | 4.7 | E | 9 | -9900 | ? | 0 | 77777 | E | 9 | 1.8 | E | 8 | 0.117 | F | 8 | 0.14 | F | 8 | -9900 | -9900 | ? | 0
2001-08-06 | 24:00 | 0 | 0 | 0 | 2 | 0 | 0 | 2 | 0 | 0 | 2 | 0 | 0 | 2 | 0 | 0 | 2 | 0 | 0 | 2 | 0 | 0 | 2 | 0 | 0 | E | 9 | 0 | E | 9 | 19.6 | E | 9 | 15.4 | E | 9 | 77 | A | 7 | 1004 | E | 9 | 310 | E | 9 | 2.2 | E | 9 | -9900 | ? | 0 | 77777 | E | 9 | 1.9 | E | 8 | 0.117 | F | 8 | 0.14 | F | 8 | -9900 | -9900 | ? | 0
2001-08-07 | 1:00 | 0 | 0 | 0 | 2 | 0 | 0 | 2 | 0 | 0 | 2 | 0 | 0 | 2 | 0 | 0 | 2 | 0 | 0 | 2 | 0 | 0 | 2 | 0 | 0 | E | 9 | 0 | E | 9 | 19.7 | E | 9 | 14.8 | E | 9 | 73 | A | 7 | 1004 | E | 9 | 330 | E | 9 | 3.8 | E | 9 | -9900 | ? | 0 | 77777 | E | 9 | 1.9 | E | 8 | 0.117 | F | 8 | 0.14 | F | 8 | -9900 | -9900 | ? | 0
2001-08-07 | 2:00 | 0 | 0 | 0 | 2 | 0 | 0 | 2 | 0 | 0 | 2 | 0 | 0 | 2 | 0 | 0 | 2 | 0 | 0 | 2 | 0 | 0 | 2 | 0 | 0 | E | 9 | 0 | E | 9 | 19.7 | E | 9 | 14.8 | E | 9 | 73 | A | 7 | 1004 | E | 9 | 310 | E | 9 | 2.8 | E | 9 | -9900 | ? | 0 | 77777 | E | 9 | 1.9 | E | 8 | 0.117 | F | 8 | 0.14 | F | 8 | -9900 | -9900 | ? | 0
2001-08-07 | 3:00 | 0 | 0 | 0 | 2 | 0 | 0 | 2 | 0 | 0 | 2 | 0 | 0 | 2 | 0 | 0 | 2 | 0 | 0 | 2 | 0 | 0 | 2 | 0 | 0 | E | 9 | 0 | E | 9 | 17.6 | E | 9 | 14.8 | E | 9 | 84 | A | 7 | 1004 | E | 9 | 320 | E | 9 | 2.8 | E | 9 | -9900 | ? | 0 | 77777 | E | 9 | 1.9 | E | 8 | 0.117 | F | 8 | 0.14 | F | 8 | -9900 | -9900 | ? | 0
2001-08-07 | 4:00 | 0 | 0 | 0 | 2 | 0 | 0 | 2 | 0 | 0 | 2 | 0 | 0 | 2 | 0 | 0 | 2 | 0 | 0 | 2 | 0 | 0 | 2 | 0 | 0 | E | 9 | 0 | E | 9 | 17.2 | E | 9 | 14.7 | E | 9 | 85 | A | 7 | 1004 | E | 9 | 320 | E | 9 | 2.9 | E | 9 | -9900 | ? | 0 | 77777 | E | 9 | 2 | E | 8 | 0.117 | F | 8 | 0.14 | F | 8 | -9900 | -9900 | ? | 0
2001-08-07 | 5:00 | 0 | 0 | 0 | 2 | 0 | 0 | 2 | 0 | 0 | 2 | 0 | 0 | 2 | 0 | 0 | 2 | 0 | 0 | 2 | 0 | 0 | 2 | 0 | 0 | E | 9 | 0 | E | 9 | 17.2 | E | 9 | 14.1 | E | 9 | 82 | A | 7 | 1004 | E | 9 | 340 | E | 9 | 1.9 | E | 9 | -9900 | ? | 0 | 77777 | E | 9 | 2 | E | 8 | 0.117 | F | 8 | 0.14 | F | 8 | -9900 | -9900 | ? | 0
2001-08-07 | 6:00 | 78 | 1140 | 18 | 2 | 8 | 110 | 2 | 15 | 12 | 2 | 8 | 2100 | 2 | 8 | 5500 | 2 | 15 | 1700 | 2 | 8 | 230 | 2 | 19 | 0 | E | 9 | 0 | E | 9 | 17.2 | E | 9 | 13.9 | E | 9 | 81 | A | 7 | 1004 | E | 9 | 340 | E | 9 | 3.6 | E | 9 | -9900 | ? | 0 | 77777 | E | 9 | 2 | E | 8 | 0.117 | F | 8 | 0.14 | F | 8 | -9900 | -9900 | ? | 0
2001-08-07 | 7:00 | 307 | 1328 | 146 | 2 | 8 | 352 | 2 | 15 | 65 | 2 | 8 | 15500 | 2 | 8 | 28200 | 2 | 15 | 9000 | 2 | 8 | 1170 | 2 | 19 | 0 | E | 9 | 0 | E | 9 | 19.6 | E | 9 | 15.1 | E | 9 | 75 | A | 7 | 1004 | E | 9 | 330 | E | 9 | 3 | E | 9 | -9900 | ? | 0 | 77777 | E | 9 | 2 | E | 8 | 0.117 | F | 8 | 0.14 | F | 8 | -9900 | -9900 | ? | 0
2001-08-07 | 8:00 | 539 | 1328 | 342 | 2 | 8 | 604 | 2 | 15 | 97 | 2 | 8 | 35600 | 2 | 8 | 57400 | 2 | 15 | 12300 | 2 | 8 | 1910 | 2 | 19 | 0 | E | 9 | 0 | E | 9 | 21.4 | E | 9 | 16.2 | E | 9 | 72 | A | 7 | 1004 | E | 9 | 320 | E | 9 | 3.1 | E | 9 | -9900 | ? | 0 | 77777 | E | 9 | 2.1 | E | 8 | 0.117 | F | 8 | 0.14 | F | 8 | -9900 | -9900 | ? | 0
2001-08-07 | 9:00 | 752 | 1328 | 521 | 2 | 8 | 762 | 2 | 15 | 89 | 2 | 8 | 55300 | 2 | 8 | 75900 | 2 | 15 | 12200 | 2 | 8 | 2070 | 2 | 19 | 0 | E | 9 | 0 | E | 9 | 21.9 | E | 9 | 16.1 | E | 9 | 70 | A | 7 | 1004 | E | 9 | 360 | E | 9 | 2.1 | E | 9 | -9900 | ? | 0 | 77777 | E | 9 | 2.1 | E | 8 | 0.117 | F | 8 | 0.14 | F | 8 | -9900 | -9900 | ? | 0
2001-08-07 | 10:00 | 933 | 1328 | 661 | 2 | 8 | 808 | 2 | 15 | 93 | 2 | 8 | 68700 | 2 | 8 | 80600 | 2 | 15 | 12000 | 2 | 8 | 2370 | 2 | 19 | 0 | E | 9 | 0 | E | 9 | 24.8 | E | 9 | 16.1 | E | 9 | 58 | A | 7 | 1004 | E | 9 | 360 | E | 9 | 1.7 | E | 9 | -9900 | ? | 0 | 77777 | E | 9 | 2.1 | E | 8 | 0.117 | F | 8 | 0.14 | F | 8 | -9900 | -9900 | ? | 0
2001-08-07 | 11:00 | 1067 | 1328 | 780 | 2 | 8 | 797 | 2 | 15 | 139 | 2 | 8 | 82900 | 2 | 8 | 80600 | 2 | 15 | 18000 | 2 | 8 | 4790 | 2 | 19 | 0 | E | 9 | 0 | E | 9 | 26.6 | E | 9 | 16 | E | 9 | 52 | A | 7 | 1004 | E | 9 | 310 | E | 9 | 1.7 | E | 9 | -9900 | ? | 0 | 77777 | E | 9 | 2.1 | E | 8 | 0.117 | F | 8 | 0.14 | F | 8 | -9900 | -9900 | ? | 0
2001-08-07 | 12:00 | 1147 | 1328 | 866 | 2 | 8 | 820 | 2 | 15 | 157 | 2 | 8 | 91800 | 2 | 8 | 82800 | 2 | 15 | 20100 | 2 | 8 | 6630 | 2 | 19 | 0 | E | 9 | 0 | E | 9 | 27.6 | E | 9 | 15 | E | 9 | 46 | A | 7 | 1004 | E | 9 | 10 | E | 9 | 0.2 | E | 9 | -9900 | ? | 0 | 77777 | E | 9 | 2.1 | E | 8 | 0.117 | F | 8 | 0.14 | F | 8 | -9900 | -9900 | ? | 0
2001-08-07 | 13:00 | 1166 | 1328 | 815 | 2 | 8 | 619 | 2 | 15 | 270 | 2 | 8 | 85600 | 2 | 8 | 62500 | 2 | 15 | 30600 | 2 | 8 | 12710 | 2 | 19 | 0 | E | 9 | 0 | E | 9 | 28.3 | E | 9 | 13.7 | E | 9 | 41 | A | 7 | 1004 | E | 9 | 180 | E | 9 | 2.3 | E | 9 | -9900 | ? | 0 | 77777 | E | 9 | 2 | E | 8 | 0.117 | F | 8 | 0.14 | F | 8 | -9900 | -9900 | ? | 0
2001-08-07 | 14:00 | 1124 | 1328 | 749 | 2 | 8 | 575 | 2 | 15 | 262 | 2 | 8 | 78600 | 2 | 8 | 58000 | 2 | 15 | 29400 | 2 | 8 | 10760 | 2 | 19 | 0 | E | 9 | 0 | E | 9 | 29 | E | 9 | 14.3 | E | 9 | 41 | A | 7 | 1004 | E | 9 | 60 | E | 9 | 2.4 | E | 9 | -9900 | ? | 0 | 77777 | E | 9 | 2 | E | 8 | 0.117 | F | 8 | 0.14 | F | 8 | -9900 | -9900 | ? | 0
2001-08-07 | 15:00 | 1023 | 1328 | 773 | 2 | 8 | 774 | 2 | 15 | 175 | 2 | 8 | 82400 | 2 | 8 | 79100 | 2 | 15 | 21300 | 2 | 8 | 5800 | 2 | 19 | 0 | E | 9 | 0 | E | 9 | 29 | E | 9 | 14.3 | E | 9 | 41 | A | 7 | 1004 | E | 9 | 50 | E | 9 | 1.9 | E | 9 | -9900 | ? | 0 | 77777 | E | 9 | 2 | E | 8 | 0.117 | F | 8 | 0.14 | F | 8 | -9900 | -9900 | ? | 0
2001-08-07 | 16:00 | 869 | 1328 | 567 | 2 | 8 | 506 | 2 | 15 | 235 | 2 | 8 | 60100 | 2 | 8 | 52200 | 2 | 15 | 25900 | 2 | 8 | 6070 | 2 | 19 | 0 | E | 9 | 0 | E | 9 | 28.5 | E | 9 | 14.7 | E | 9 | 43 | A | 7 | 1004 | E | 9 | 270 | E | 9 | 2.9 | E | 9 | -9900 | ? | 0 | 77777 | E | 9 | 2 | E | 8 | 0.117 | F | 8 | 0.14 | F | 8 | -9900 | -9900 | ? | 0
2001-08-07 | 17:00 | 675 | 1328 | 469 | 2 | 8 | 698 | 2 | 15 | 114 | 2 | 8 | 49400 | 2 | 8 | 69100 | 2 | 15 | 14200 | 2 | 8 | 2460 | 2 | 19 | 0 | E | 9 | 0 | E | 9 | 29.7 | E | 9 | 15.3 | E | 9 | 42 | A | 7 | 1004 | E | 9 | 320 | E | 9 | 5.6 | E | 9 | -9900 | ? | 0 | 77777 | E | 9 | 1.9 | E | 8 | 0.117 | F | 8 | 0.14 | F | 8 | -9900 | -9900 | ? | 0
2001-08-07 | 18:00 | 452 | 1328 | 296 | 2 | 8 | 506 | 2 | 15 | 123 | 2 | 8 | 30700 | 2 | 8 | 46400 | 2 | 15 | 14800 | 2 | 8 | 2360 | 2 | 19 | 0 | E | 9 | 0 | E | 9 | 26.3 | E | 9 | 14.6 | E | 9 | 49 | A | 7 | 1004 | E | 9 | 310 | E | 9 | 6.7 | E | 9 | -9900 | ? | 0 | 77777 | E | 9 | 1.9 | E | 8 | 0.117 | F | 8 | 0.14 | F | 8 | -9900 | -9900 | ? | 0
2001-08-07 | 19:00 | 217 | 1328 | 128 | 2 | 8 | 227 | 2 | 15 | 91 | 2 | 8 | 13000 | 2 | 8 | 15000 | 2 | 15 | 10600 | 2 | 8 | 1910 | 2 | 19 | 0 | E | 9 | 0 | E | 9 | 24 | A | 7 | 14 | A | 7 | 54 | A | 7 | 1004 | E | 9 | 310 | A | 7 | 6.2 | A | 7 | 16100 | A | 7 | 77777 | A | 7 | 1.9 | E | 8 | 0.117 | F | 8 | 0.14 | F | 8 | -9900 | -9900 | ? | 0
2001-08-07 | 20:00 | 23 | 631 | 0 | 2 | 8 | 0 | 2 | 15 | 0 | 2 | 8 | 0 | 2 | 8 | 0 | 2 | 15 | 0 | 2 | 8 | 0 | 2 | 19 | 0 | B | 8 | 0 | B | 8 | 21.5 | B | 8 | 13.5 | B | 8 | 60 | A | 7 | 1004 | E | 9 | 320 | B | 8 | 6.2 | B | 8 | -9900 | ? | 0 | 77777 | B | 8 | 1.9 | E | 8 | 0.117 | F | 8 | 0.14 | F | 8 | -9900 | -9900 | ? | 0
2001-08-07 | 21:00 | 0 | 0 | 0 | 2 | 0 | 0 | 2 | 0 | 0 | 2 | 0 | 0 | 2 | 0 | 0 | 2 | 0 | 0 | 2 | 0 | 0 | 2 | 0 | 0 | E | 9 | 0 | E | 9 | 20 | A | 7 | 13 | A | 7 | 64 | A | 7 | 1004 | E | 9 | 320 | A | 7 | 6.2 | A | 7 | 16100 | A | 7 | 77777 | A | 7 | 1.8 | E | 8 | 0.117 | F | 8 | 0.14 | F | 8 | -9900 | -9900 | ? | 0
2001-08-07 | 22:00 | 0 | 0 | 0 | 2 | 0 | 0 | 2 | 0 | 0 | 2 | 0 | 0 | 2 | 0 | 0 | 2 | 0 | 0 | 2 | 0 | 0 | 2 | 0 | 0 | E | 9 | 0 | E | 9 | 19 | A | 7 | 12 | A | 7 | 64 | A | 7 | 1004 | E | 9 | 310 | A | 7 | 4.6 | A | 7 | 16100 | A | 7 | 77777 | A | 7 | 1.8 | E | 8 | 0.117 | F | 8 | 0.14 | F | 8 | -9900 | -9900 | ? | 0
2001-08-07 | 23:00 | 0 | 0 | 0 | 2 | 0 | 0 | 2 | 0 | 0 | 2 | 0 | 0 | 2 | 0 | 0 | 2 | 0 | 0 | 2 | 0 | 0 | 2 | 0 | 0 | E | 9 | 0 | E | 9 | 18.9 | E | 9 | 12.6 | E | 9 | 67 | A | 7 | 1004 | E | 9 | 320 | E | 9 | 4.2 | E | 9 | -9900 | ? | 0 | 77777 | E | 9 | 1.8 | E | 8 | 0.117 | F | 8 | 0.14 | F | 8 | -9900 | -9900 | ? | 0
2001-08-07 | 24:00 | 0 | 0 | 0 | 2 | 0 | 0 | 2 | 0 | 0 | 2 | 0 | 0 | 2 | 0 | 0 | 2 | 0 | 0 | 2 | 0 | 0 | 2 | 0 | 7 | E | 9 | 7 | E | 9 | 18.1 | E | 9 | 11.9 | E | 9 | 67 | A | 7 | 1004 | E | 9 | 320 | E | 9 | 4 | E | 9 | -9900 | ? | 0 | 4224 | E | 9 | 1.8 | E | 8 | 0.117 | F | 8 | 0.14 | F | 8 | -9900 | -9900 | ? | 0
2001-08-08 | 1:00 | 0 | 0 | 0 | 2 | 0 | 0 | 2 | 0 | 0 | 2 | 0 | 0 | 2 | 0 | 0 | 2 | 0 | 0 | 2 | 0 | 0 | 2 | 0 | 7 | E | 9 | 7 | E | 9 | 18.6 | E | 9 | 12.5 | E | 9 | 68 | A | 7 | 1004 | E | 9 | 320 | E | 9 | 3.6 | E | 9 | -9900 | ? | 0 | 4836 | E | 9 | 1.9 | E | 8 | 0.116 | F | 8 | 0.14 | F | 8 | -9900 | -9900 | ? | 0
2001-08-08 | 2:00 | 0 | 0 | 0 | 2 | 0 | 0 | 2 | 0 | 0 | 2 | 0 | 0 | 2 | 0 | 0 | 2 | 0 | 0 | 2 | 0 | 0 | 2 | 0 | 3 | E | 9 | 2 | E | 9 | 16.8 | E | 9 | 12.5 | E | 9 | 76 | A | 7 | 1004 | E | 9 | 320 | E | 9 | 3.4 | E | 9 | -9900 | ? | 0 | 77777 | E | 9 | 1.9 | E | 8 | 0.116 | F | 8 | 0.14 | F | 8 | -9900 | -9900 | ? | 0
2001-08-08 | 3:00 | 0 | 0 | 0 | 2 | 0 | 0 | 2 | 0 | 0 | 2 | 0 | 0 | 2 | 0 | 0 | 2 | 0 | 0 | 2 | 0 | 0 | 2 | 0 | 8 | E | 9 | 7 | E | 9 | 16.8 | E | 9 | 12.1 | E | 9 | 74 | A | 7 | 1004 | E | 9 | 330 | E | 9 | 3 | E | 9 | -9900 | ? | 0 | 5761 | E | 9 | 1.9 | E | 8 | 0.116 | F | 8 | 0.14 | F | 8 | -9900 | -9900 | ? | 0
2001-08-08 | 4:00 | 0 | 0 | 0 | 2 | 0 | 0 | 2 | 0 | 0 | 2 | 0 | 0 | 2 | 0 | 0 | 2 | 0 | 0 | 2 | 0 | 0 | 2 | 0 | 8 | E | 9 | 8 | E | 9 | 16.8 | E | 9 | 11.8 | E | 9 | 72 | A | 7 | 1004 | E | 9 | 330 | E | 9 | 2.8 | E | 9 | -9900 | ? | 0 | 6673 | E | 9 | 1.9 | E | 8 | 0.116 | F | 8 | 0.14 | F | 8 | -9900 | -9900 | ? | 0
2001-08-08 | 5:00 | 0 | 0 | 0 | 2 | 0 | 0 | 2 | 0 | 0 | 2 | 0 | 0 | 2 | 0 | 0 | 2 | 0 | 0 | 2 | 0 | 0 | 2 | 0 | 8 | E | 9 | 8 | E | 9 | 16.7 | E | 9 | 11.8 | E | 9 | 73 | A | 7 | 1004 | E | 9 | 330 | E | 9 | 2.4 | E | 9 | -9900 | ? | 0 | 6985 | E | 9 | 1.9 | E | 8 | 0.116 | F | 8 | 0.14 | F | 8 | -9900 | -9900 | ? | 0
2001-08-08 | 6:00 | 75 | 1118 | 17 | 2 | 8 | 139 | 2 | 15 | 9 | 2 | 8 | 2100 | 2 | 8 | 7000 | 2 | 15 | 1500 | 2 | 8 | 180 | 2 | 19 | 9 | E | 9 | 8 | E | 9 | 16.5 | E | 9 | 11.9 | E | 9 | 74 | A | 7 | 1004 | E | 9 | 340 | E | 9 | 1.6 | E | 9 | -9900 | ? | 0 | 6367 | E | 9 | 1.9 | E | 8 | 0.116 | F | 8 | 0.14 | F | 8 | -9900 | -9900 | ? | 0
2001-08-08 | 7:00 | 303 | 1329 | 156 | 2 | 8 | 465 | 2 | 15 | 50 | 2 | 8 | 16200 | 2 | 8 | 37700 | 2 | 15 | 7600 | 2 | 8 | 930 | 2 | 19 | 9 | E | 9 | 8 | E | 9 | 19.4 | E | 9 | 13 | E | 9 | 66 | A | 7 | 1004 | E | 9 | 350 | E | 9 | 0.9 | E | 9 | -9900 | ? | 0 | 8809 | E | 9 | 1.9 | E | 8 | 0.116 | F | 8 | 0.14 | F | 8 | -9900 | -9900 | ? | 0
2001-08-08 | 8:00 | 535 | 1329 | 313 | 2 | 8 | 513 | 2 | 15 | 106 | 2 | 8 | 32400 | 2 | 8 | 48500 | 2 | 15 | 12800 | 2 | 8 | 2050 | 2 | 19 | 7 | E | 9 | 6 | E | 9 | 21.2 | E | 9 | 14.1 | E | 9 | 64 | A | 7 | 1004 | E | 9 | 360 | E | 9 | 0.1 | E | 9 | -9900 | ? | 0 | 77777 | E | 9 | 1.9 | E | 8 | 0.116 | F | 8 | 0.14 | F | 8 | -9900 | -9900 | ? | 0
2001-08-08 | 9:00 | 749 | 1329 | 480 | 2 | 8 | 581 | 2 | 15 | 151 | 2 | 8 | 49900 | 2 | 8 | 57700 | 2 | 15 | 17300 | 2 | 8 | 3360 | 2 | 19 | 7 | E | 9 | 6 | E | 9 | 24.1 | E | 9 | 14.2 | E | 9 | 54 | A | 7 | 1004 | E | 9 | 10 | E | 9 | 0.5 | E | 9 | -9900 | ? | 0 | 8233 | E | 9 | 1.9 | E | 8 | 0.116 | F | 8 | 0.14 | F | 8 | -9900 | -9900 | ? | 0
2001-08-08 | 10:00 | 930 | 1329 | 672 | 2 | 8 | 808 | 2 | 15 | 105 | 2 | 8 | 72000 | 2 | 8 | 81800 | 2 | 15 | 14700 | 2 | 8 | 2950 | 2 | 19 | 9 | E | 9 | 7 | E | 9 | 26.9 | E | 9 | 15.3 | E | 9 | 49 | A | 7 | 1004 | E | 9 | 20 | E | 9 | 0.8 | E | 9 | -9900 | ? | 0 | 8845 | E | 9 | 2 | E | 8 | 0.116 | F | 8 | 0.14 | F | 8 | -9900 | -9900 | ? | 0
2001-08-08 | 11:00 | 1065 | 1329 | 797 | 2 | 8 | 850 | 2 | 15 | 114 | 2 | 8 | 82200 | 2 | 8 | 85000 | 2 | 15 | 13900 | 2 | 8 | 3350 | 2 | 19 | 3 | E | 9 | 2 | E | 9 | 28.8 | E | 9 | 14.3 | E | 9 | 41 | A | 7 | 1004 | E | 9 | 40 | E | 9 | 1.3 | E | 9 | -9900 | ? | 0 | 77777 | E | 9 | 1.9 | E | 8 | 0.116 | F | 8 | 0.14 | F | 8 | -9900 | -9900 | ? | 0
2001-08-08 | 12:00 | 1144 | 1329 | 872 | 2 | 8 | 897 | 2 | 15 | 98 | 2 | 8 | 90400 | 2 | 8 | 90000 | 2 | 15 | 12700 | 2 | 8 | 3830 | 2 | 19 | 1 | E | 9 | 0 | E | 9 | 31.7 | E | 9 | 13.4 | E | 9 | 33 | A | 7 | 1004 | E | 9 | 50 | E | 9 | 1.7 | E | 9 | -9900 | ? | 0 | 77777 | E | 9 | 1.9 | E | 8 | 0.116 | F | 8 | 0.14 | F | 8 | -9900 | -9900 | ? | 0
2001-08-08 | 13:00 | 1164 | 1329 | 882 | 2 | 8 | 848 | 2 | 15 | 138 | 2 | 8 | 90500 | 2 | 8 | 84900 | 2 | 15 | 16000 | 2 | 8 | 4980 | 2 | 19 | 4 | E | 9 | 3 | E | 9 | 32.5 | E | 9 | 13.5 | E | 9 | 32 | A | 7 | 1004 | E | 9 | 60 | E | 9 | 2.1 | E | 9 | -9900 | ? | 0 | 77777 | E | 9 | 1.9 | E | 8 | 0.116 | F | 8 | 0.14 | F | 8 | -9900 | -9900 | ? | 0
2001-08-08 | 14:00 | 1121 | 1329 | 755 | 2 | 8 | 593 | 2 | 15 | 254 | 2 | 8 | 79300 | 2 | 8 | 59900 | 2 | 15 | 28600 | 2 | 8 | 10360 | 2 | 19 | 0 | E | 9 | 0 | E | 9 | 34.4 | E | 9 | 14.6 | E | 9 | 31 | A | 7 | 1004 | E | 9 | 60 | E | 9 | 1.5 | E | 9 | -9900 | ? | 0 | 77777 | E | 9 | 1.8 | E | 8 | 0.116 | F | 8 | 0.14 | F | 8 | -9900 | -9900 | ? | 0
2001-08-08 | 15:00 | 1019 | 1329 | 675 | 2 | 8 | 567 | 2 | 15 | 239 | 2 | 8 | 73200 | 2 | 8 | 59200 | 2 | 15 | 27700 | 2 | 8 | 7790 | 2 | 19 | 0 | E | 9 | 0 | E | 9 | 35.3 | E | 9 | 13.7 | E | 9 | 27 | A | 7 | 1004 | E | 9 | 360 | E | 9 | 4.1 | E | 9 | -9900 | ? | 0 | 77777 | E | 9 | 1.8 | E | 8 | 0.116 | F | 8 | 0.14 | F | 8 | -9900 | -9900 | ? | 0
2001-08-08 | 16:00 | 866 | 1329 | 568 | 2 | 8 | 562 | 2 | 15 | 201 | 2 | 8 | 61200 | 2 | 8 | 58100 | 2 | 15 | 23200 | 2 | 8 | 5100 | 2 | 19 | 2 | E | 9 | 1 | E | 9 | 35.2 | E | 9 | 11.7 | E | 9 | 24 | A | 7 | 1004 | E | 9 | 320 | E | 9 | 4.6 | E | 9 | -9900 | ? | 0 | 77777 | E | 9 | 1.8 | E | 8 | 0.116 | F | 8 | 0.14 | F | 8 | -9900 | -9900 | ? | 0
2001-08-08 | 17:00 | 671 | 1329 | 425 | 2 | 8 | 476 | 2 | 15 | 184 | 2 | 8 | 44500 | 2 | 8 | 47700 | 2 | 15 | 20400 | 2 | 8 | 3930 | 2 | 19 | 5 | E | 9 | 3 | E | 9 | 33.1 | E | 9 | 15.8 | E | 9 | 35 | A | 7 | 1004 | E | 9 | 310 | E | 9 | 5.7 | E | 9 | -9900 | ? | 0 | 13730 | E | 9 | 1.8 | E | 8 | 0.116 | F | 8 | 0.14 | F | 8 | -9900 | -9900 | ? | 0
2001-08-08 | 18:00 | 447 | 1329 | 270 | 2 | 8 | 384 | 2 | 15 | 140 | 2 | 8 | 28400 | 2 | 8 | 36000 | 2 | 15 | 16300 | 2 | 8 | 2890 | 2 | 19 | 0 | E | 9 | 0 | E | 9 | 29.9 | E | 9 | 13.9 | E | 9 | 38 | A | 7 | 1004 | E | 9 | 310 | E | 9 | 6.2 | E | 9 | -9900 | ? | 0 | 77777 | E | 9 | 1.7 | E | 8 | 0.116 | F | 8 | 0.14 | F | 8 | -9900 | -9900 | ? | 0
2001-08-08 | 19:00 | 212 | 1329 | 134 | 2 | 8 | 282 | 2 | 15 | 89 | 2 | 8 | 13600 | 2 | 8 | 18400 | 2 | 15 | 10700 | 2 | 8 | 1870 | 2 | 19 | 0 | E | 9 | 0 | E | 9 | 26.8 | E | 9 | 12.9 | E | 9 | 42 | A | 7 | 1004 | E | 9 | 310 | E | 9 | 6.2 | E | 9 | -9900 | ? | 0 | 77777 | E | 9 | 1.7 | E | 8 | 0.116 | F | 8 | 0.14 | F | 8 | -9900 | -9900 | ? | 0
2001-08-08 | 20:00 | 21 | 587 | 0 | 2 | 8 | 0 | 2 | 15 | 0 | 2 | 8 | 0 | 2 | 8 | 0 | 2 | 15 | 0 | 2 | 8 | 0 | 2 | 19 | 0 | E | 9 | 0 | E | 9 | 23.6 | E | 9 | 11.1 | E | 9 | 45 | A | 7 | 1004 | E | 9 | 310 | E | 9 | 7.7 | E | 9 | -9900 | ? | 0 | 77777 | E | 9 | 1.7 | E | 8 | 0.116 | F | 8 | 0.14 | F | 8 | -9900 | -9900 | ? | 0
2001-08-08 | 21:00 | 0 | 0 | 0 | 2 | 0 | 0 | 2 | 0 | 0 | 2 | 0 | 0 | 2 | 0 | 0 | 2 | 0 | 0 | 2 | 0 | 0 | 2 | 0 | 0 | E | 9 | 0 | E | 9 | 22.5 | E | 9 | 12.2 | E | 9 | 52 | A | 7 | 1004 | E | 9 | 300 | E | 9 | 6.7 | E | 9 | -9900 | ? | 0 | 77777 | E | 9 | 1.7 | E | 8 | 0.116 | F | 8 | 0.14 | F | 8 | -9900 | -9900 | ? | 0
2001-08-08 | 22:00 | 0 | 0 | 0 | 2 | 0 | 0 | 2 | 0 | 0 | 2 | 0 | 0 | 2 | 0 | 0 | 2 | 0 | 0 | 2 | 0 | 0 | 2 | 0 | 5 | E | 9 | 2 | E | 9 | 21.3 | E | 9 | 13.2 | E | 9 | 60 | A | 7 | 1004 | E | 9 | 310 | E | 9 | 6.7 | E | 9 | -9900 | ? | 0 | 77777 | E | 9 | 1.6 | E | 8 | 0.116 | F | 8 | 0.14 | F | 8 | -9900 | -9900 | ? | 0
2001-08-08 | 23:00 | 0 | 0 | 0 | 2 | 0 | 0 | 2 | 0 | 0 | 2 | 0 | 0 | 2 | 0 | 0 | 2 | 0 | 0 | 2 | 0 | 0 | 2 | 0 | 6 | E | 9 | 4 | E | 9 | 19.2 | E | 9 | 13.3 | E | 9 | 69 | A | 7 | 1004 | E | 9 | 300 | E | 9 | 6.2 | E | 9 | -9900 | ? | 0 | 16773 | E | 9 | 1.7 | E | 8 | 0.116 | F | 8 | 0.14 | F | 8 | -9900 | -9900 | ? | 0
2001-08-08 | 24:00 | 0 | 0 | 0 | 2 | 0 | 0 | 2 | 0 | 0 | 2 | 0 | 0 | 2 | 0 | 0 | 2 | 0 | 0 | 2 | 0 | 0 | 2 | 0 | 7 | E | 9 | 4 | E | 9 | 19.2 | E | 9 | 13.9 | E | 9 | 71 | A | 7 | 1004 | E | 9 | 300 | E | 9 | 5.1 | E | 9 | -9900 | ? | 0 | 17385 | E | 9 | 1.8 | E | 8 | 0.116 | F | 8 | 0.14 | F | 8 | -9900 | -9900 | ? | 0
2001-08-09 | 1:00 | 0 | 0 | 0 | 2 | 0 | 0 | 2 | 0 | 0 | 2 | 0 | 0 | 2 | 0 | 0 | 2 | 0 | 0 | 2 | 0 | 0 | 2 | 0 | 7 | E | 9 | 4 | E | 9 | 19.2 | E | 9 | 13.2 | E | 9 | 68 | A | 7 | 1004 | E | 9 | 310 | E | 9 | 4.1 | E | 9 | -9900 | ? | 0 | 17937 | E | 9 | 1.8 | E | 8 | 0.116 | F | 8 | 0.14 | F | 8 | -9900 | -9900 | ? | 0
2001-08-09 | 2:00 | 0 | 0 | 0 | 2 | 0 | 0 | 2 | 0 | 0 | 2 | 0 | 0 | 2 | 0 | 0 | 2 | 0 | 0 | 2 | 0 | 0 | 2 | 0 | 7 | E | 9 | 4 | E | 9 | 18.6 | E | 9 | 13.2 | E | 9 | 71 | A | 7 | 1004 | E | 9 | 310 | E | 9 | 4.6 | E | 9 | -9900 | ? | 0 | 18549 | E | 9 | 1.9 | E | 8 | 0.116 | F | 8 | 0.14 | F | 8 | -9900 | -9900 | ? | 0
2001-08-09 | 3:00 | 0 | 0 | 0 | 2 | 0 | 0 | 2 | 0 | 0 | 2 | 0 | 0 | 2 | 0 | 0 | 2 | 0 | 0 | 2 | 0 | 0 | 2 | 0 | 7 | E | 9 | 4 | E | 9 | 18.6 | E | 9 | 13.1 | E | 9 | 70 | A | 7 | 1004 | E | 9 | 310 | E | 9 | 4.6 | E | 9 | -9900 | ? | 0 | 19162 | E | 9 | 1.9 | E | 8 | 0.116 | F | 8 | 0.14 | F | 8 | -9900 | -9900 | ? | 0
2001-08-09 | 4:00 | 0 | 0 | 0 | 2 | 0 | 0 | 2 | 0 | 0 | 2 | 0 | 0 | 2 | 0 | 0 | 2 | 0 | 0 | 2 | 0 | 0 | 2 | 0 | 7 | E | 9 | 4 | E | 9 | 18 | E | 9 | 12.6 | E | 9 | 71 | A | 7 | 1004 | E | 9 | 320 | E | 9 | 3.6 | E | 9 | -9900 | ? | 0 | 19774 | E | 9 | 2 | E | 8 | 0.116 | F | 8 | 0.14 | F | 8 | -9900 | -9900 | ? | 0
2001-08-09 | 5:00 | 0 | 0 | 0 | 2 | 0 | 0 | 2 | 0 | 0 | 2 | 0 | 0 | 2 | 0 | 0 | 2 | 0 | 0 | 2 | 0 | 0 | 2 | 0 | 6 | E | 9 | 3 | E | 9 | 18 | E | 9 | 13.1 | E | 9 | 73 | A | 7 | 1004 | E | 9 | 320 | E | 9 | 2.6 | E | 9 | -9900 | ? | 0 | 20446 | E | 9 | 2.1 | E | 8 | 0.116 | F | 8 | 0.14 | F | 8 | -9900 | -9900 | ? | 0
2001-08-09 | 6:00 | 72 | 1097 | 6 | 2 | 8 | 0 | 2 | 15 | 6 | 2 | 8 | 700 | 2 | 8 | 0 | 2 | 15 | 700 | 2 | 8 | 240 | 2 | 19 | 6 | E | 9 | 3 | E | 9 | 18 | E | 9 | 12.5 | E | 9 | 70 | A | 7 | 1004 | E | 9 | 310 | E | 9 | 4.1 | E | 9 | -9900 | ? | 0 | 21688 | E | 9 | 2.1 | E | 8 | 0.116 | F | 8 | 0.14 | F | 8 | -9900 | -9900 | ? | 0
2001-08-09 | 7:00 | 299 | 1329 | 33 | 2 | 8 | 0 | 2 | 15 | 33 | 2 | 8 | 4000 | 2 | 8 | 0 | 2 | 15 | 4000 | 2 | 8 | 1370 | 2 | 19 | 6 | E | 9 | 3 | E | 9 | 18 | A | 7 | 13 | A | 7 | 73 | A | 7 | 1004 | E | 9 | 310 | E | 9 | 3.1 | E | 9 | 16100 | A | 7 | 77777 | A | 7 | 2.2 | E | 8 | 0.116 | F | 8 | 0.14 | F | 8 | -9900 | -9900 | ? | 0
2001-08-09 | 8:00 | 532 | 1329 | 163 | 2 | 8 | 23 | 2 | 15 | 154 | 2 | 8 | 18400 | 2 | 8 | 1700 | 2 | 15 | 17700 | 2 | 8 | 5840 | 2 | 19 | 6 | E | 9 | 3 | E | 9 | 21.9 | E | 9 | 14 | E | 9 | 61 | A | 7 | 1004 | E | 9 | 320 | E | 9 | 3.1 | E | 9 | -9900 | ? | 0 | 77777 | E | 9 | 2.2 | E | 8 | 0.116 | F | 8 | 0.14 | F | 8 | -9900 | -9900 | ? | 0
2001-08-09 | 9:00 | 746 | 1329 | 273 | 2 | 8 | 87 | 2 | 15 | 224 | 2 | 8 | 30000 | 2 | 8 | 8700 | 2 | 15 | 25100 | 2 | 8 | 7130 | 2 | 19 | 7 | E | 9 | 3 | E | 9 | 24.8 | E | 9 | 12.9 | E | 9 | 48 | A | 7 | 1004 | E | 9 | 0 | E | 9 | 0 | E | 9 | -9900 | ? | 0 | 77777 | E | 9 | 2.3 | E | 8 | 0.116 | F | 8 | 0.14 | F | 8 | -9900 | -9900 | ? | 0
2001-08-09 | 10:00 | 927 | 1329 | 590 | 2 | 8 | 525 | 2 | 15 | 223 | 2 | 8 | 63500 | 2 | 8 | 54500 | 2 | 15 | 25400 | 2 | 8 | 6180 | 2 | 19 | 10 | E | 9 | 4 | E | 9 | 27.7 | E | 9 | 11.9 | E | 9 | 37 | A | 7 | 1004 | E | 9 | 0 | E | 9 | 0 | E | 9 | -9900 | ? | 0 | 77777 | E | 9 | 2.4 | E | 8 | 0.116 | F | 8 | 0.14 | F | 8 | -9900 | -9900 | ? | 0
2001-08-09 | 11:00 | 1062 | 1329 | 700 | 2 | 8 | 565 | 2 | 15 | 248 | 2 | 8 | 76100 | 2 | 8 | 59000 | 2 | 15 | 28800 | 2 | 8 | 8870 | 2 | 19 | 8 | E | 9 | 3 | E | 9 | 29.6 | E | 9 | 12.8 | E | 9 | 36 | A | 7 | 1004 | E | 9 | 310 | E | 9 | 2.6 | E | 9 | -9900 | ? | 0 | 77777 | E | 9 | 2.3 | E | 8 | 0.116 | F | 8 | 0.14 | F | 8 | -9900 | -9900 | ? | 0
2001-08-09 | 12:00 | 1142 | 1329 | 796 | 2 | 8 | 640 | 2 | 15 | 245 | 2 | 8 | 84000 | 2 | 8 | 64900 | 2 | 15 | 28100 | 2 | 8 | 10680 | 2 | 19 | 8 | E | 9 | 3 | E | 9 | 32.5 | E | 9 | 11.8 | E | 9 | 28 | A | 7 | 1004 | E | 9 | 290 | E | 9 | 3.6 | E | 9 | -9900 | ? | 0 | 77777 | E | 9 | 2.2 | E | 8 | 0.116 | F | 8 | 0.14 | F | 8 | -9900 | -9900 | ? | 0
2001-08-09 | 13:00 | 1161 | 1329 | 797 | 2 | 8 | 656 | 2 | 15 | 224 | 2 | 8 | 84900 | 2 | 8 | 66900 | 2 | 15 | 26400 | 2 | 8 | 10480 | 2 | 19 | 7 | E | 9 | 3 | E | 9 | 33.4 | E | 9 | 12.7 | E | 9 | 29 | A | 7 | 1004 | E | 9 | 330 | E | 9 | 6.2 | E | 9 | -9900 | ? | 0 | 77777 | E | 9 | 2.2 | E | 8 | 0.116 | F | 8 | 0.14 | F | 8 | -9900 | -9900 | ? | 0
2001-08-09 | 14:00 | 1118 | 1329 | 774 | 2 | 8 | 671 | 2 | 15 | 209 | 2 | 8 | 82400 | 2 | 8 | 68500 | 2 | 15 | 24700 | 2 | 8 | 8600 | 2 | 19 | 8 | E | 9 | 5 | E | 9 | 34.3 | E | 9 | 14.7 | E | 9 | 31 | A | 7 | 1004 | E | 9 | 320 | E | 9 | 6.2 | E | 9 | -9900 | ? | 0 | 77777 | E | 9 | 2.1 | E | 8 | 0.116 | F | 8 | 0.14 | F | 8 | -9900 | -9900 | ? | 0
2001-08-09 | 15:00 | 1016 | 1329 | 695 | 2 | 8 | 628 | 2 | 15 | 214 | 2 | 8 | 73000 | 2 | 8 | 63500 | 2 | 15 | 24400 | 2 | 8 | 6830 | 2 | 19 | 10 | E | 9 | 6 | E | 9 | 34.2 | E | 9 | 15.6 | E | 9 | 33 | A | 7 | 1004 | E | 9 | 320 | E | 9 | 7.2 | E | 9 | -9900 | ? | 0 | 77777 | E | 9 | 2.1 | E | 8 | 0.116 | F | 8 | 0.14 | F | 8 | -9900 | -9900 | ? | 0
2001-08-09 | 16:00 | 862 | 1329 | 610 | 2 | 8 | 661 | 2 | 15 | 180 | 2 | 8 | 63700 | 2 | 8 | 66300 | 2 | 15 | 20600 | 2 | 8 | 4490 | 2 | 19 | 5 | E | 9 | 2 | E | 9 | 34.1 | E | 9 | 14.6 | E | 9 | 31 | A | 7 | 1004 | E | 9 | 320 | E | 9 | 7.7 | E | 9 | -9900 | ? | 0 | 77777 | E | 9 | 2 | E | 8 | 0.116 | F | 8 | 0.14 | F | 8 | -9900 | -9900 | ? | 0
2001-08-09 | 17:00 | 666 | 1329 | 433 | 2 | 8 | 534 | 2 | 15 | 165 | 2 | 8 | 45900 | 2 | 8 | 53500 | 2 | 15 | 19000 | 2 | 8 | 3480 | 2 | 19 | 6 | E | 9 | 4 | E | 9 | 34 | E | 9 | 13.5 | E | 9 | 29 | A | 7 | 1004 | E | 9 | 310 | E | 9 | 7.2 | E | 9 | -9900 | ? | 0 | 77777 | E | 9 | 1.9 | E | 8 | 0.116 | F | 8 | 0.14 | F | 8 | -9900 | -9900 | ? | 0
2001-08-09 | 18:00 | 443 | 1329 | 281 | 2 | 8 | 502 | 2 | 15 | 114 | 2 | 8 | 29400 | 2 | 8 | 45800 | 2 | 15 | 14100 | 2 | 8 | 2170 | 2 | 19 | 4 | E | 9 | 1 | E | 9 | 32 | E | 9 | 16.5 | E | 9 | 39 | A | 7 | 1004 | E | 9 | 320 | E | 9 | 7.7 | E | 9 | -9900 | ? | 0 | 77777 | E | 9 | 1.9 | E | 8 | 0.116 | F | 8 | 0.14 | F | 8 | -9900 | -9900 | ? | 0
2001-08-09 | 19:00 | 207 | 1329 | 118 | 2 | 8 | 175 | 2 | 15 | 91 | 2 | 8 | 12500 | 2 | 8 | 11900 | 2 | 15 | 10600 | 2 | 8 | 1930 | 2 | 19 | 2 | E | 9 | 0 | E | 9 | 28.9 | E | 9 | 16.4 | E | 9 | 47 | A | 7 | 1004 | E | 9 | 300 | E | 9 | 6.7 | E | 9 | -9900 | ? | 0 | 77777 | E | 9 | 1.8 | E | 8 | 0.116 | F | 8 | 0.14 | F | 8 | -9900 | -9900 | ? | 0
2001-08-09 | 20:00 | 19 | 565 | 0 | 2 | 8 | 0 | 2 | 15 | 0 | 2 | 8 | 0 | 2 | 8 | 0 | 2 | 15 | 0 | 2 | 8 | 0 | 2 | 19 | 1 | E | 9 | 0 | E | 9 | 24.8 | E | 9 | 16.4 | E | 9 | 60 | A | 7 | 1004 | E | 9 | 300 | E | 9 | 7.2 | E | 9 | -9900 | ? | 0 | 77777 | E | 9 | 1.8 | E | 8 | 0.116 | F | 8 | 0.14 | F | 8 | -9900 | -9900 | ? | 0
2001-08-09 | 21:00 | 0 | 0 | 0 | 2 | 0 | 0 | 2 | 0 | 0 | 2 | 0 | 0 | 2 | 0 | 0 | 2 | 0 | 0 | 2 | 0 | 0 | 2 | 0 | 1 | E | 9 | 0 | E | 9 | 23.7 | E | 9 | 16.3 | E | 9 | 63 | A | 7 | 1004 | E | 9 | 310 | E | 9 | 7.7 | E | 9 | -9900 | ? | 0 | 77777 | E | 9 | 1.7 | E | 8 | 0.116 | F | 8 | 0.14 | F | 8 | -9900 | -9900 | ? | 0
2001-08-09 | 22:00 | 0 | 0 | 0 | 2 | 0 | 0 | 2 | 0 | 0 | 2 | 0 | 0 | 2 | 0 | 0 | 2 | 0 | 0 | 2 | 0 | 0 | 2 | 0 | 0 | E | 9 | 0 | E | 9 | 22.6 | E | 9 | 16.3 | E | 9 | 68 | A | 7 | 1004 | E | 9 | 310 | E | 9 | 7.7 | E | 9 | -9900 | ? | 0 | 77777 | E | 9 | 1.6 | E | 8 | 0.116 | F | 8 | 0.14 | F | 8 | -9900 | -9900 | ? | 0
2001-08-09 | 23:00 | 0 | 0 | 0 | 2 | 0 | 0 | 2 | 0 | 0 | 2 | 0 | 0 | 2 | 0 | 0 | 2 | 0 | 0 | 2 | 0 | 0 | 2 | 0 | 0 | E | 9 | 0 | E | 9 | 20.5 | E | 9 | 16.2 | E | 9 | 76 | A | 7 | 1004 | E | 9 | 300 | E | 9 | 7.2 | E | 9 | -9900 | ? | 0 | 77777 | E | 9 | 1.7 | E | 8 | 0.116 | F | 8 | 0.14 | F | 8 | -9900 | -9900 | ? | 0
2001-08-09 | 24:00 | 0 | 0 | 0 | 2 | 0 | 0 | 2 | 0 | 0 | 2 | 0 | 0 | 2 | 0 | 0 | 2 | 0 | 0 | 2 | 0 | 0 | 2 | 0 | 1 | E | 9 | 0 | E | 9 | 19.4 | E | 9 | 16.2 | E | 9 | 82 | A | 7 | 1004 | E | 9 | 300 | E | 9 | 6.7 | E | 9 | -9900 | ? | 0 | 77777 | E | 9 | 1.7 | E | 8 | 0.116 | F | 8 | 0.14 | F | 8 | -9900 | -9900 | ? | 0
2001-08-10 | 1:00 | 0 | 0 | 0 | 2 | 0 | 0 | 2 | 0 | 0 | 2 | 0 | 0 | 2 | 0 | 0 | 2 | 0 | 0 | 2 | 0 | 0 | 2 | 0 | 1 | E | 9 | 0 | E | 9 | 19.3 | E | 9 | 15.1 | E | 9 | 77 | A | 7 | 1004 | E | 9 | 300 | E | 9 | 5.1 | E | 9 | -9900 | ? | 0 | 77777 | E | 9 | 1.7 | E | 8 | 0.116 | F | 8 | 0.14 | F | 8 | -9900 | -9900 | ? | 0
2001-08-10 | 2:00 | 0 | 0 | 0 | 2 | 0 | 0 | 2 | 0 | 0 | 2 | 0 | 0 | 2 | 0 | 0 | 2 | 0 | 0 | 2 | 0 | 0 | 2 | 0 | 7 | E | 9 | 5 | E | 9 | 18.2 | E | 9 | 15.1 | E | 9 | 82 | A | 7 | 1004 | E | 9 | 280 | E | 9 | 4.2 | E | 9 | -9900 | ? | 0 | 10015 | E | 9 | 1.8 | E | 8 | 0.116 | F | 8 | 0.14 | F | 8 | -9900 | -9900 | ? | 0
2001-08-10 | 3:00 | 0 | 0 | 0 | 2 | 0 | 0 | 2 | 0 | 0 | 2 | 0 | 0 | 2 | 0 | 0 | 2 | 0 | 0 | 2 | 0 | 0 | 2 | 0 | 8 | E | 9 | 7 | E | 9 | 17.1 | E | 9 | 15 | E | 9 | 87 | A | 7 | 1004 | E | 9 | 260 | E | 9 | 3.3 | E | 9 | -9900 | ? | 0 | 10388 | E | 9 | 1.8 | E | 8 | 0.116 | F | 8 | 0.14 | F | 8 | -9900 | -9900 | ? | 0
2001-08-10 | 4:00 | 0 | 0 | 0 | 2 | 0 | 0 | 2 | 0 | 0 | 2 | 0 | 0 | 2 | 0 | 0 | 2 | 0 | 0 | 2 | 0 | 0 | 2 | 0 | 8 | E | 9 | 6 | E | 9 | 16 | E | 9 | 15 | E | 9 | 94 | A | 7 | 1004 | E | 9 | 240 | E | 9 | 2.4 | E | 9 | -9900 | ? | 0 | 10860 | E | 9 | 1.9 | E | 8 | 0.116 | F | 8 | 0.14 | F | 8 | -9900 | -9900 | ? | 0
2001-08-10 | 5:00 | 0 | 0 | 0 | 2 | 0 | 0 | 2 | 0 | 0 | 2 | 0 | 0 | 2 | 0 | 0 | 2 | 0 | 0 | 2 | 0 | 0 | 2 | 0 | 8 | E | 9 | 6 | E | 9 | 15.9 | E | 9 | 15 | E | 9 | 94 | A | 7 | 1004 | E | 9 | 220 | E | 9 | 1.5 | E | 9 | -9900 | ? | 0 | 11332 | E | 9 | 1.9 | E | 8 | 0.116 | F | 8 | 0.14 | F | 8 | -9900 | -9900 | ? | 0
2001-08-10 | 6:00 | 69 | 1053 | 14 | 2 | 8 | 120 | 2 | 15 | 8 | 2 | 8 | 1800 | 2 | 8 | 6000 | 2 | 15 | 1400 | 2 | 8 | 160 | 2 | 19 | 7 | E | 9 | 6 | E | 9 | 15.8 | E | 9 | 14.9 | E | 9 | 94 | A | 7 | 1004 | E | 9 | 0 | E | 9 | 0 | E | 9 | -9900 | ? | 0 | 11805 | E | 9 | 1.9 | E | 8 | 0.116 | F | 8 | 0.14 | F | 8 | -9900 | -9900 | ? | 0
2001-08-10 | 7:00 | 295 | 1330 | 150 | 2 | 8 | 452 | 2 | 15 | 50 | 2 | 8 | 15600 | 2 | 8 | 36200 | 2 | 15 | 7500 | 2 | 8 | 930 | 2 | 19 | 7 | E | 9 | 6 | E | 9 | 17.7 | E | 9 | 14.9 | E | 9 | 84 | A | 7 | 1004 | E | 9 | 0 | E | 9 | 0 | E | 9 | -9900 | ? | 0 | 12237 | E | 9 | 2 | E | 8 | 0.116 | F | 8 | 0.14 | F | 8 | -9900 | -9900 | ? | 0
2001-08-10 | 8:00 | 529 | 1330 | 307 | 2 | 8 | 501 | 2 | 15 | 108 | 2 | 8 | 33000 | 2 | 8 | 48100 | 2 | 15 | 13800 | 2 | 8 | 2070 | 2 | 19 | 7 | E | 9 | 5 | E | 9 | 19.6 | E | 9 | 15.8 | E | 9 | 79 | A | 7 | 1004 | E | 9 | 360 | E | 9 | 1.3 | E | 9 | -9900 | ? | 0 | 12730 | E | 9 | 2 | E | 8 | 0.116 | F | 8 | 0.14 | F | 8 | -9900 | -9900 | ? | 0
2001-08-10 | 9:00 | 743 | 1330 | 489 | 2 | 8 | 639 | 2 | 15 | 131 | 2 | 8 | 51400 | 2 | 8 | 63800 | 2 | 15 | 15700 | 2 | 8 | 2960 | 2 | 19 | 6 | E | 9 | 5 | E | 9 | 22.5 | E | 9 | 15.8 | E | 9 | 66 | A | 7 | 1004 | E | 9 | 350 | E | 9 | 2.6 | E | 9 | -9900 | ? | 0 | 13222 | E | 9 | 2 | E | 8 | 0.116 | F | 8 | 0.14 | F | 8 | -9900 | -9900 | ? | 0
2001-08-10 | 10:00 | 924 | 1330 | 661 | 2 | 8 | 814 | 2 | 15 | 94 | 2 | 8 | 68600 | 2 | 8 | 81100 | 2 | 15 | 12100 | 2 | 8 | 2340 | 2 | 19 | 6 | E | 9 | 5 | E | 9 | 23.4 | E | 9 | 15.7 | E | 9 | 62 | A | 7 | 1004 | E | 9 | 330 | E | 9 | 2.1 | E | 9 | -9900 | ? | 0 | 13714 | E | 9 | 2.1 | E | 8 | 0.116 | F | 8 | 0.14 | F | 8 | -9900 | -9900 | ? | 0
2001-08-10 | 11:00 | 1059 | 1330 | 763 | 2 | 8 | 737 | 2 | 15 | 174 | 2 | 8 | 81700 | 2 | 8 | 75600 | 2 | 15 | 21400 | 2 | 8 | 6240 | 2 | 19 | 5 | E | 9 | 4 | E | 9 | 26.3 | E | 9 | 15.7 | E | 9 | 52 | A | 7 | 1004 | E | 9 | 80 | E | 9 | 2.1 | E | 9 | -9900 | ? | 0 | 14267 | E | 9 | 2.1 | E | 8 | 0.116 | F | 8 | 0.14 | F | 8 | -9900 | -9900 | ? | 0
2001-08-10 | 12:00 | 1139 | 1330 | 766 | 2 | 8 | 574 | 2 | 15 | 273 | 2 | 8 | 80100 | 2 | 8 | 57800 | 2 | 15 | 30500 | 2 | 8 | 11660 | 2 | 19 | 5 | E | 9 | 4 | E | 9 | 28.2 | E | 9 | 15.6 | E | 9 | 46 | A | 7 | 1004 | E | 9 | 50 | E | 9 | 2.6 | E | 9 | -9900 | ? | 0 | 14759 | E | 9 | 2.1 | E | 8 | 0.116 | F | 8 | 0.14 | F | 8 | -9900 | -9900 | ? | 0
2001-08-10 | 13:00 | 1158 | 1330 | 773 | 2 | 8 | 577 | 2 | 15 | 269 | 2 | 8 | 81100 | 2 | 8 | 58300 | 2 | 15 | 30200 | 2 | 8 | 12250 | 2 | 19 | 5 | E | 9 | 4 | E | 9 | 28.1 | E | 9 | 15.6 | E | 9 | 47 | A | 7 | 1004 | E | 9 | 340 | E | 9 | 3.6 | E | 9 | -9900 | ? | 0 | 15371 | E | 9 | 2 | E | 8 | 0.116 | F | 8 | 0.14 | F | 8 | -9900 | -9900 | ? | 0
2001-08-10 | 14:00 | 1115 | 1330 | 844 | 2 | 8 | 768 | 2 | 15 | 198 | 2 | 8 | 90100 | 2 | 8 | 78600 | 2 | 15 | 24100 | 2 | 8 | 8100 | 2 | 19 | 4 | E | 9 | 3 | E | 9 | 29 | E | 9 | 14.5 | E | 9 | 41 | A | 7 | 1004 | E | 9 | 10 | E | 9 | 2.6 | E | 9 | -9900 | ? | 0 | 15924 | E | 9 | 2 | E | 8 | 0.116 | F | 8 | 0.14 | F | 8 | -9900 | -9900 | ? | 0
2001-08-10 | 15:00 | 1012 | 1330 | 695 | 2 | 8 | 659 | 2 | 15 | 193 | 2 | 8 | 73600 | 2 | 8 | 67000 | 2 | 15 | 22500 | 2 | 8 | 6180 | 2 | 19 | 4 | E | 9 | 3 | E | 9 | 30 | E | 9 | 12.5 | E | 9 | 34 | A | 7 | 1004 | E | 9 | 100 | E | 9 | 3.1 | E | 9 | -9900 | ? | 0 | 16536 | E | 9 | 2 | E | 8 | 0.116 | F | 8 | 0.14 | F | 8 | -9900 | -9900 | ? | 0
2001-08-10 | 16:00 | 858 | 1330 | 590 | 2 | 8 | 661 | 2 | 15 | 162 | 2 | 8 | 62000 | 2 | 8 | 66600 | 2 | 15 | 18900 | 2 | 8 | 4080 | 2 | 19 | 1 | E | 9 | 0 | E | 9 | 30.9 | E | 9 | 12.4 | E | 9 | 32 | A | 7 | 1004 | E | 9 | 20 | E | 9 | 2.6 | E | 9 | -9900 | ? | 0 | 17269 | E | 9 | 2 | E | 8 | 0.116 | F | 8 | 0.14 | F | 8 | -9900 | -9900 | ? | 0
2001-08-10 | 17:00 | 662 | 1330 | 450 | 2 | 8 | 617 | 2 | 15 | 142 | 2 | 8 | 46500 | 2 | 8 | 60200 | 2 | 15 | 16500 | 2 | 8 | 2910 | 2 | 19 | 0 | E | 9 | 0 | E | 9 | 28.8 | E | 9 | 14.4 | E | 9 | 41 | A | 7 | 1004 | E | 9 | 50 | E | 9 | 2.6 | E | 9 | -9900 | ? | 0 | 77777 | E | 9 | 2 | E | 8 | 0.116 | F | 8 | 0.14 | F | 8 | -9900 | -9900 | ? | 0
2001-08-10 | 18:00 | 438 | 1330 | 246 | 2 | 8 | 297 | 2 | 15 | 148 | 2 | 8 | 25800 | 2 | 8 | 27600 | 2 | 15 | 16700 | 2 | 8 | 3100 | 2 | 19 | 0 | E | 9 | 0 | E | 9 | 26.7 | E | 9 | 13.3 | E | 9 | 44 | A | 7 | 1004 | E | 9 | 310 | E | 9 | 5.7 | E | 9 | -9900 | ? | 0 | 77777 | E | 9 | 2 | E | 8 | 0.116 | F | 8 | 0.14 | F | 8 | -9900 | -9900 | ? | 0
2001-08-10 | 19:00 | 202 | 1330 | 100 | 2 | 8 | 32 | 2 | 15 | 96 | 2 | 8 | 11000 | 2 | 8 | 2500 | 2 | 15 | 10600 | 2 | 8 | 1940 | 2 | 19 | 0 | E | 9 | 0 | E | 9 | 23.6 | E | 9 | 13.3 | E | 9 | 52 | A | 7 | 1004 | E | 9 | 310 | E | 9 | 5.1 | E | 9 | -9900 | ? | 0 | 77777 | E | 9 | 2 | E | 8 | 0.116 | F | 8 | 0.14 | F | 8 | -9900 | -9900 | ? | 0
2001-08-10 | 20:00 | 16 | 521 | 0 | 2 | 8 | 0 | 2 | 15 | 0 | 2 | 8 | 0 | 2 | 8 | 0 | 2 | 15 | 0 | 2 | 8 | 0 | 2 | 19 | 0 | E | 9 | 0 | E | 9 | 20.5 | E | 9 | 13.2 | E | 9 | 63 | A | 7 | 1004 | E | 9 | 310 | E | 9 | 4.6 | E | 9 | -9900 | ? | 0 | 77777 | E | 9 | 1.9 | E | 8 | 0.116 | F | 8 | 0.14 | F | 8 | -9900 | -9900 | ? | 0
2001-08-10 | 21:00 | 0 | 0 | 0 | 2 | 0 | 0 | 2 | 0 | 0 | 2 | 0 | 0 | 2 | 0 | 0 | 2 | 0 | 0 | 2 | 0 | 0 | 2 | 0 | 0 | E | 9 | 0 | E | 9 | 19.4 | E | 9 | 13.2 | E | 9 | 67 | A | 7 | 1004 | E | 9 | 310 | E | 9 | 6.2 | E | 9 | -9900 | ? | 0 | 77777 | E | 9 | 1.9 | E | 8 | 0.116 | F | 8 | 0.14 | F | 8 | -9900 | -9900 | ? | 0
2001-08-10 | 22:00 | 0 | 0 | 0 | 2 | 0 | 0 | 2 | 0 | 0 | 2 | 0 | 0 | 2 | 0 | 0 | 2 | 0 | 0 | 2 | 0 | 0 | 2 | 0 | 0 | E | 9 | 0 | E | 9 | 17.3 | E | 9 | 12.1 | E | 9 | 71 | A | 7 | 1004 | E | 9 | 310 | E | 9 | 4.6 | E | 9 | -9900 | ? | 0 | 77777 | E | 9 | 1.9 | E | 8 | 0.116 | F | 8 | 0.14 | F | 8 | -9900 | -9900 | ? | 0
2001-08-10 | 23:00 | 0 | 0 | 0 | 2 | 0 | 0 | 2 | 0 | 0 | 2 | 0 | 0 | 2 | 0 | 0 | 2 | 0 | 0 | 2 | 0 | 0 | 2 | 0 | 1 | E | 9 | 1 | E | 9 | 15.2 | E | 9 | 12.1 | E | 9 | 82 | A | 7 | 1004 | E | 9 | 310 | E | 9 | 4.1 | E | 9 | -9900 | ? | 0 | 20955 | E | 9 | 2 | E | 8 | 0.116 | F | 8 | 0.14 | F | 8 | -9900 | -9900 | ? | 0
2001-08-10 | 24:00 | 0 | 0 | 0 | 2 | 0 | 0 | 2 | 0 | 0 | 2 | 0 | 0 | 2 | 0 | 0 | 2 | 0 | 0 | 2 | 0 | 0 | 2 | 0 | 0 | E | 9 | 0 | E | 9 | 14.1 | E | 9 | 12 | E | 9 | 87 | A | 7 | 1004 | E | 9 | 310 | E | 9 | 3.6 | E | 9 | -9900 | ? | 0 | 21448 | E | 9 | 2 | E | 8 | 0.116 | F | 8 | 0.14 | F | 8 | -9900 | -9900 | ? | 0
2001-08-11 | 1:00 | 0 | 0 | 0 | 2 | 0 | 0 | 2 | 0 | 0 | 2 | 0 | 0 | 2 | 0 | 0 | 2 | 0 | 0 | 2 | 0 | 0 | 2 | 0 | 0 | E | 9 | 0 | E | 9 | 14 | A | 7 | 12 | A | 7 | 88 | A | 7 | 1004 | E | 9 | 300 | A | 7 | 3.1 | A | 7 | 16100 | A | 7 | 77777 | A | 7 | 2.1 | E | 8 | 0.116 | F | 8 | 0.14 | F | 8 | -9900 | -9900 | ? | 0
2001-08-11 | 2:00 | 0 | 0 | 0 | 2 | 0 | 0 | 2 | 0 | 0 | 2 | 0 | 0 | 2 | 0 | 0 | 2 | 0 | 0 | 2 | 0 | 0 | 2 | 0 | 0 | E | 9 | 0 | E | 9 | 14 | A | 7 | 11 | A | 7 | 82 | A | 7 | 1004 | E | 9 | 310 | A | 7 | 4.1 | A | 7 | 16100 | A | 7 | 77777 | A | 7 | 2.1 | E | 8 | 0.116 | F | 8 | 0.14 | F | 8 | -9900 | -9900 | ? | 0
2001-08-11 | 3:00 | 0 | 0 | 0 | 2 | 0 | 0 | 2 | 0 | 0 | 2 | 0 | 0 | 2 | 0 | 0 | 2 | 0 | 0 | 2 | 0 | 0 | 2 | 0 | 0 | B | 8 | 0 | B | 8 | 13 | B | 8 | 10.7 | B | 8 | 86 | A | 7 | 1004 | E | 9 | 290 | B | 8 | 3.4 | B | 8 | -9900 | ? | 0 | 77777 | B | 8 | 2.1 | E | 8 | 0.116 | F | 8 | 0.14 | F | 8 | -9900 | -9900 | ? | 0
2001-08-11 | 4:00 | 0 | 0 | 0 | 2 | 0 | 0 | 2 | 0 | 0 | 2 | 0 | 0 | 2 | 0 | 0 | 2 | 0 | 0 | 2 | 0 | 0 | 2 | 0 | 0 | B | 8 | 0 | B | 8 | 12 | B | 8 | 10.4 | B | 8 | 90 | A | 7 | 1004 | E | 9 | 280 | B | 8 | 2.8 | B | 8 | -9900 | ? | 0 | 77777 | B | 8 | 2.2 | E | 8 | 0.116 | F | 8 | 0.14 | F | 8 | -9900 | -9900 | ? | 0
2001-08-11 | 5:00 | 0 | 0 | 0 | 2 | 0 | 0 | 2 | 0 | 0 | 2 | 0 | 0 | 2 | 0 | 0 | 2 | 0 | 0 | 2 | 0 | 0 | 2 | 0 | 0 | E | 9 | 0 | E | 9 | 11 | A | 7 | 10 | A | 7 | 94 | A | 7 | 1004 | E | 9 | 260 | A | 7 | 2.1 | A | 7 | 16100 | A | 7 | 77777 | A | 7 | 2.2 | E | 8 | 0.116 | F | 8 | 0.14 | F | 8 | -9900 | -9900 | ? | 0
2001-08-11 | 6:00 | 65 | 1031 | 11 | 2 | 8 | 52 | 2 | 15 | 8 | 2 | 8 | 1300 | 2 | 8 | 2100 | 2 | 15 | 1200 | 2 | 8 | 130 | 2 | 19 | 1 | E | 9 | 1 | E | 9 | 11.8 | E | 9 | 10.2 | E | 9 | 90 | A | 7 | 1004 | E | 9 | 270 | E | 9 | 1.7 | E | 9 | -9900 | ? | 0 | 20467 | E | 9 | 2.3 | E | 8 | 0.116 | F | 8 | 0.14 | F | 8 | -9900 | -9900 | ? | 0
2001-08-11 | 7:00 | 292 | 1330 | 135 | 2 | 8 | 333 | 2 | 15 | 62 | 2 | 8 | 14300 | 2 | 8 | 26100 | 2 | 15 | 8600 | 2 | 8 | 1120 | 2 | 19 | 2 | E | 9 | 2 | E | 9 | 14.7 | E | 9 | 12.3 | E | 9 | 86 | A | 7 | 1004 | E | 9 | 300 | E | 9 | 2.8 | E | 9 | -9900 | ? | 0 | 18874 | E | 9 | 2.3 | E | 8 | 0.116 | F | 8 | 0.14 | F | 8 | -9900 | -9900 | ? | 0
2001-08-11 | 8:00 | 525 | 1330 | 311 | 2 | 8 | 518 | 2 | 15 | 107 | 2 | 8 | 32100 | 2 | 8 | 48600 | 2 | 15 | 12900 | 2 | 8 | 2050 | 2 | 19 | 2 | E | 9 | 2 | E | 9 | 18.5 | E | 9 | 13.5 | E | 9 | 73 | A | 7 | 1004 | E | 9 | 30 | E | 9 | 2.3 | E | 9 | -9900 | ? | 0 | 17341 | E | 9 | 2.4 | E | 8 | 0.116 | F | 8 | 0.14 | F | 8 | -9900 | -9900 | ? | 0
2001-08-11 | 9:00 | 740 | 1330 | 489 | 2 | 8 | 668 | 2 | 15 | 116 | 2 | 8 | 51800 | 2 | 8 | 67000 | 2 | 15 | 14400 | 2 | 8 | 2650 | 2 | 19 | 0 | E | 9 | 0 | E | 9 | 21.4 | E | 9 | 13.6 | E | 9 | 61 | A | 7 | 1004 | E | 9 | 70 | E | 9 | 4.9 | E | 9 | -9900 | ? | 0 | 77777 | E | 9 | 2.4 | E | 8 | 0.116 | F | 8 | 0.14 | F | 8 | -9900 | -9900 | ? | 0
2001-08-11 | 10:00 | 921 | 1330 | 660 | 2 | 8 | 784 | 2 | 15 | 116 | 2 | 8 | 70000 | 2 | 8 | 79000 | 2 | 15 | 15200 | 2 | 8 | 3110 | 2 | 19 | 0 | E | 9 | 0 | E | 9 | 22.2 | E | 9 | 12.8 | E | 9 | 55 | A | 7 | 1004 | E | 9 | 100 | E | 9 | 3.5 | E | 9 | -9900 | ? | 0 | 77777 | E | 9 | 2.5 | E | 8 | 0.116 | F | 8 | 0.14 | F | 8 | -9900 | -9900 | ? | 0
2001-08-11 | 11:00 | 1056 | 1330 | 729 | 2 | 8 | 648 | 2 | 15 | 213 | 2 | 8 | 76900 | 2 | 8 | 65800 | 2 | 15 | 24600 | 2 | 8 | 7430 | 2 | 19 | 0 | E | 9 | 0 | E | 9 | 25.1 | E | 9 | 13.9 | E | 9 | 50 | A | 7 | 1004 | E | 9 | 100 | E | 9 | 4.1 | E | 9 | -9900 | ? | 0 | 77777 | E | 9 | 2.5 | E | 8 | 0.116 | F | 8 | 0.14 | F | 8 | -9900 | -9900 | ? | 0
2001-08-11 | 12:00 | 1136 | 1330 | 825 | 2 | 8 | 736 | 2 | 15 | 195 | 2 | 8 | 88400 | 2 | 8 | 75400 | 2 | 15 | 23800 | 2 | 8 | 8490 | 2 | 19 | 0 | E | 9 | 0 | E | 9 | 25.9 | E | 9 | 14.1 | E | 9 | 48 | A | 7 | 1004 | E | 9 | 180 | E | 9 | 5.1 | E | 9 | -9900 | ? | 0 | 77777 | E | 9 | 2.5 | E | 8 | 0.116 | F | 8 | 0.14 | F | 8 | -9900 | -9900 | ? | 0
2001-08-11 | 13:00 | 1155 | 1330 | 871 | 2 | 8 | 866 | 2 | 15 | 117 | 2 | 8 | 89700 | 2 | 8 | 86800 | 2 | 15 | 14200 | 2 | 8 | 4400 | 2 | 19 | 0 | E | 9 | 0 | E | 9 | 27.8 | E | 9 | 14.2 | E | 9 | 43 | A | 7 | 1004 | E | 9 | 150 | E | 9 | 4.7 | E | 9 | -9900 | ? | 0 | 77777 | E | 9 | 2.5 | E | 8 | 0.116 | F | 8 | 0.14 | F | 8 | -9900 | -9900 | ? | 0
2001-08-11 | 14:00 | 1111 | 1330 | 813 | 2 | 8 | 756 | 2 | 15 | 179 | 2 | 8 | 84400 | 2 | 8 | 75700 | 2 | 15 | 20900 | 2 | 8 | 6480 | 2 | 19 | 0 | E | 9 | 0 | E | 9 | 29.6 | E | 9 | 14.4 | E | 9 | 40 | A | 7 | 1004 | E | 9 | 190 | E | 9 | 3.3 | E | 9 | -9900 | ? | 0 | 77777 | E | 9 | 2.5 | E | 8 | 0.116 | F | 8 | 0.14 | F | 8 | -9900 | -9900 | ? | 0
2001-08-11 | 15:00 | 1009 | 1330 | 735 | 2 | 8 | 769 | 2 | 15 | 151 | 2 | 8 | 76700 | 2 | 8 | 77100 | 2 | 15 | 18100 | 2 | 8 | 4400 | 2 | 19 | 0 | E | 9 | 0 | E | 9 | 30.5 | E | 9 | 11.5 | E | 9 | 31 | A | 7 | 1004 | E | 9 | 220 | E | 9 | 4.4 | E | 9 | -9900 | ? | 0 | 77777 | E | 9 | 2.5 | E | 8 | 0.116 | F | 8 | 0.14 | F | 8 | -9900 | -9900 | ? | 0
2001-08-11 | 16:00 | 854 | 1330 | 611 | 2 | 8 | 742 | 2 | 15 | 134 | 2 | 8 | 65200 | 2 | 8 | 75400 | 2 | 15 | 16600 | 2 | 8 | 3440 | 2 | 19 | 0 | E | 9 | 0 | E | 9 | 30.3 | E | 9 | 12.7 | E | 9 | 34 | A | 7 | 1004 | E | 9 | 260 | E | 9 | 4.9 | E | 9 | -9900 | ? | 0 | 77777 | E | 9 | 2.4 | E | 8 | 0.116 | F | 8 | 0.14 | F | 8 | -9900 | -9900 | ? | 0
2001-08-11 | 17:00 | 658 | 1330 | 459 | 2 | 8 | 688 | 2 | 15 | 118 | 2 | 8 | 48000 | 2 | 8 | 67600 | 2 | 15 | 14500 | 2 | 8 | 2490 | 2 | 19 | 0 | E | 9 | 0 | E | 9 | 30.2 | E | 9 | 13.8 | E | 9 | 37 | A | 7 | 1004 | E | 9 | 280 | E | 9 | 7.1 | E | 9 | -9900 | ? | 0 | 77777 | E | 9 | 2.4 | E | 8 | 0.116 | F | 8 | 0.14 | F | 8 | -9900 | -9900 | ? | 0
2001-08-11 | 18:00 | 433 | 1330 | 276 | 2 | 8 | 492 | 2 | 15 | 116 | 2 | 8 | 28700 | 2 | 8 | 44600 | 2 | 15 | 14200 | 2 | 8 | 2210 | 2 | 19 | 0 | E | 9 | 0 | E | 9 | 29 | A | 7 | 14 | A | 7 | 40 | A | 7 | 1004 | E | 9 | 310 | A | 7 | 6.2 | A | 7 | 16100 | A | 7 | 77777 | A | 7 | 2.4 | E | 8 | 0.116 | F | 8 | 0.14 | F | 8 | -9900 | -9900 | ? | 0
2001-08-11 | 19:00 | 196 | 1330 | 107 | 2 | 8 | 98 | 2 | 15 | 93 | 2 | 8 | 11300 | 2 | 8 | 6500 | 2 | 15 | 10300 | 2 | 8 | 1970 | 2 | 19 | 0 | B | 8 | 0 | B | 8 | 26.1 | B | 8 | 13.9 | B | 8 | 47 | A | 7 | 1004 | E | 9 | 310 | B | 8 | 6.4 | B | 8 | -9900 | ? | 0 | 77777 | B | 8 | 2.4 | E | 8 | 0.116 | F | 8 | 0.14 | F | 8 | -9900 | -9900 | ? | 0
2001-08-11 | 20:00 | 14 | 499 | 0 | 2 | 8 | 0 | 2 | 15 | 0 | 2 | 8 | 0 | 2 | 8 | 0 | 2 | 15 | 0 | 2 | 8 | 0 | 2 | 19 | 0 | B | 8 | 0 | B | 8 | 23.6 | B | 8 | 14 | B | 8 | 55 | A | 7 | 1004 | E | 9 | 310 | B | 8 | 6.5 | B | 8 | -9900 | ? | 0 | 77777 | B | 8 | 2.4 | E | 8 | 0.116 | F | 8 | 0.14 | F | 8 | -9900 | -9900 | ? | 0
2001-08-11 | 21:00 | 0 | 0 | 0 | 2 | 0 | 0 | 2 | 0 | 0 | 2 | 0 | 0 | 2 | 0 | 0 | 2 | 0 | 0 | 2 | 0 | 0 | 2 | 0 | 0 | E | 9 | 0 | E | 9 | 22 | A | 7 | 14 | A | 7 | 60 | A | 7 | 1004 | E | 9 | 310 | A | 7 | 6.7 | A | 7 | 16100 | A | 7 | 77777 | A | 7 | 2.4 | E | 8 | 0.116 | F | 8 | 0.14 | F | 8 | -9900 | -9900 | ? | 0
2001-08-11 | 22:00 | 0 | 0 | 0 | 2 | 0 | 0 | 2 | 0 | 0 | 2 | 0 | 0 | 2 | 0 | 0 | 2 | 0 | 0 | 2 | 0 | 0 | 2 | 0 | 2 | B | 8 | 1 | B | 8 | 21.3 | B | 8 | 13.5 | B | 8 | 61 | A | 7 | 1004 | E | 9 | 310 | B | 8 | 5.9 | B | 8 | -9900 | ? | 0 | 77777 | B | 8 | 2.4 | E | 8 | 0.116 | F | 8 | 0.14 | F | 8 | -9900 | -9900 | ? | 0
2001-08-11 | 23:00 | 0 | 0 | 0 | 2 | 0 | 0 | 2 | 0 | 0 | 2 | 0 | 0 | 2 | 0 | 0 | 2 | 0 | 0 | 2 | 0 | 0 | 2 | 0 | 3 | E | 9 | 2 | E | 9 | 21 | A | 7 | 13 | A | 7 | 60 | A | 7 | 1004 | E | 9 | 300 | A | 7 | 5.1 | A | 7 | 16100 | A | 7 | 77777 | A | 7 | 2.4 | E | 8 | 0.116 | F | 8 | 0.14 | F | 8 | -9900 | -9900 | ? | 0
2001-08-11 | 24:00 | 0 | 0 | 0 | 2 | 0 | 0 | 2 | 0 | 0 | 2 | 0 | 0 | 2 | 0 | 0 | 2 | 0 | 0 | 2 | 0 | 0 | 2 | 0 | 3 | B | 8 | 2 | B | 8 | 19.9 | B | 8 | 12.8 | B | 8 | 64 | A | 7 | 1004 | E | 9 | 300 | B | 8 | 4.8 | B | 8 | -9900 | ? | 0 | 77777 | B | 8 | 2.4 | E | 8 | 0.116 | F | 8 | 0.14 | F | 8 | -9900 | -9900 | ? | 0
2001-08-12 | 1:00 | 0 | 0 | 0 | 2 | 0 | 0 | 2 | 0 | 0 | 2 | 0 | 0 | 2 | 0 | 0 | 2 | 0 | 0 | 2 | 0 | 0 | 2 | 0 | 3 | B | 8 | 2 | B | 8 | 18.8 | B | 8 | 12.6 | B | 8 | 67 | A | 7 | 1004 | E | 9 | 310 | B | 8 | 4.5 | B | 8 | -9900 | ? | 0 | 77777 | B | 8 | 2.4 | E | 8 | 0.115 | F | 8 | 0.14 | F | 8 | -9900 | -9900 | ? | 0
2001-08-12 | 2:00 | 0 | 0 | 0 | 2 | 0 | 0 | 2 | 0 | 0 | 2 | 0 | 0 | 2 | 0 | 0 | 2 | 0 | 0 | 2 | 0 | 0 | 2 | 0 | 3 | B | 8 | 2 | B | 8 | 17.8 | B | 8 | 12.4 | B | 8 | 71 | A | 7 | 1004 | E | 9 | 310 | B | 8 | 4.2 | B | 8 | -9900 | ? | 0 | 77777 | B | 8 | 2.4 | E | 8 | 0.115 | F | 8 | 0.14 | F | 8 | -9900 | -9900 | ? | 0
2001-08-12 | 3:00 | 0 | 0 | 0 | 2 | 0 | 0 | 2 | 0 | 0 | 2 | 0 | 0 | 2 | 0 | 0 | 2 | 0 | 0 | 2 | 0 | 0 | 2 | 0 | 2 | B | 8 | 2 | B | 8 | 16.8 | B | 8 | 12.2 | B | 8 | 74 | A | 7 | 1004 | E | 9 | 320 | B | 8 | 3.9 | B | 8 | -9900 | ? | 0 | 77777 | B | 8 | 2.4 | E | 8 | 0.115 | F | 8 | 0.14 | F | 8 | -9900 | -9900 | ? | 0
2001-08-12 | 4:00 | 0 | 0 | 0 | 2 | 0 | 0 | 2 | 0 | 0 | 2 | 0 | 0 | 2 | 0 | 0 | 2 | 0 | 0 | 2 | 0 | 0 | 2 | 0 | 2 | E | 9 | 2 | E | 9 | 16 | A | 7 | 12 | A | 7 | 77 | A | 7 | 1004 | E | 9 | 320 | A | 7 | 3.6 | A | 7 | 16100 | A | 7 | 77777 | A | 7 | 2.5 | E | 8 | 0.115 | F | 8 | 0.14 | F | 8 | -9900 | -9900 | ? | 0
2001-08-12 | 5:00 | 0 | 0 | 0 | 2 | 0 | 0 | 2 | 0 | 0 | 2 | 0 | 0 | 2 | 0 | 0 | 2 | 0 | 0 | 2 | 0 | 0 | 2 | 0 | 2 | B | 8 | 2 | B | 8 | 15.2 | B | 8 | 11.8 | B | 8 | 80 | A | 7 | 1004 | E | 9 | 310 | B | 8 | 3.1 | B | 8 | -9900 | ? | 0 | 77777 | B | 8 | 2.5 | E | 8 | 0.115 | F | 8 | 0.14 | F | 8 | -9900 | -9900 | ? | 0
2001-08-12 | 6:00 | 62 | 1009 | 9 | 2 | 8 | 37 | 2 | 15 | 8 | 2 | 8 | 1200 | 2 | 8 | 1500 | 2 | 15 | 1100 | 2 | 8 | 130 | 2 | 19 | 2 | E | 9 | 2 | E | 9 | 15 | A | 7 | 12 | A | 7 | 82 | A | 7 | 1004 | E | 9 | 300 | A | 7 | 2.6 | A | 7 | 16100 | A | 7 | 77777 | A | 7 | 2.5 | E | 8 | 0.115 | F | 8 | 0.14 | F | 8 | -9900 | -9900 | ? | 0
2001-08-12 | 7:00 | 288 | 1330 | 137 | 2 | 8 | 337 | 2 | 15 | 64 | 2 | 8 | 14400 | 2 | 8 | 26200 | 2 | 15 | 8700 | 2 | 8 | 1160 | 2 | 19 | 3 | E | 9 | 2 | E | 9 | 17 | A | 7 | 12 | A | 7 | 72 | A | 7 | 1004 | E | 9 | 300 | A | 7 | 2.6 | A | 7 | 16100 | A | 7 | 77777 | A | 7 | 2.5 | E | 8 | 0.115 | F | 8 | 0.14 | F | 8 | -9900 | -9900 | ? | 0
2001-08-12 | 8:00 | 522 | 1330 | 255 | 2 | 8 | 219 | 2 | 15 | 169 | 2 | 8 | 27700 | 2 | 8 | 21400 | 2 | 15 | 19300 | 2 | 8 | 3940 | 2 | 19 | 1 | E | 9 | 1 | E | 9 | 20 | A | 7 | 13 | A | 7 | 64 | A | 7 | 1004 | E | 9 | 280 | E | 9 | 2.5 | E | 9 | 16100 | A | 7 | 77777 | A | 7 | 2.5 | E | 8 | 0.115 | F | 8 | 0.14 | F | 8 | -9900 | -9900 | ? | 0
2001-08-12 | 9:00 | 737 | 1330 | 493 | 2 | 8 | 610 | 2 | 15 | 155 | 2 | 8 | 51200 | 2 | 8 | 60300 | 2 | 15 | 17700 | 2 | 8 | 3380 | 2 | 19 | 1 | E | 9 | 1 | E | 9 | 21.8 | E | 9 | 12.9 | E | 9 | 57 | A | 7 | 1004 | E | 9 | 270 | E | 9 | 2.4 | E | 9 | -9900 | ? | 0 | 77777 | E | 9 | 2.5 | E | 8 | 0.115 | F | 8 | 0.14 | F | 8 | -9900 | -9900 | ? | 0
2001-08-12 | 10:00 | 918 | 1330 | 649 | 2 | 8 | 808 | 2 | 15 | 91 | 2 | 8 | 67500 | 2 | 8 | 80500 | 2 | 15 | 11900 | 2 | 8 | 2290 | 2 | 19 | 1 | E | 9 | 1 | E | 9 | 22.5 | E | 9 | 13.8 | E | 9 | 58 | A | 7 | 1004 | E | 9 | 270 | E | 9 | 2.9 | E | 9 | -9900 | ? | 0 | 77777 | E | 9 | 2.5 | E | 8 | 0.115 | F | 8 | 0.14 | F | 8 | -9900 | -9900 | ? | 0
2001-08-12 | 11:00 | 1053 | 1330 | 763 | 2 | 8 | 773 | 2 | 15 | 149 | 2 | 8 | 80100 | 2 | 8 | 77800 | 2 | 15 | 18400 | 2 | 8 | 4840 | 2 | 19 | 1 | E | 9 | 1 | E | 9 | 24.3 | E | 9 | 13.6 | E | 9 | 51 | A | 7 | 1004 | E | 9 | 280 | E | 9 | 3.3 | E | 9 | -9900 | ? | 0 | 77777 | E | 9 | 2.4 | E | 8 | 0.115 | F | 8 | 0.14 | F | 8 | -9900 | -9900 | ? | 0
2001-08-12 | 12:00 | 1133 | 1330 | 813 | 2 | 8 | 718 | 2 | 15 | 201 | 2 | 8 | 87000 | 2 | 8 | 73500 | 2 | 15 | 24300 | 2 | 8 | 8640 | 2 | 19 | 1 | E | 9 | 1 | E | 9 | 26.1 | E | 9 | 13.5 | E | 9 | 46 | A | 7 | 1004 | E | 9 | 280 | E | 9 | 3.7 | E | 9 | -9900 | ? | 0 | 77777 | E | 9 | 2.4 | E | 8 | 0.115 | F | 8 | 0.14 | F | 8 | -9900 | -9900 | ? | 0
2001-08-12 | 13:00 | 1152 | 1330 | 828 | 2 | 8 | 722 | 2 | 15 | 202 | 2 | 8 | 88700 | 2 | 8 | 74000 | 2 | 15 | 24500 | 2 | 8 | 9210 | 2 | 19 | 1 | E | 9 | 1 | E | 9 | 26.8 | E | 9 | 13.4 | E | 9 | 44 | A | 7 | 1004 | E | 9 | 270 | E | 9 | 3.9 | E | 9 | -9900 | ? | 0 | 77777 | E | 9 | 2.4 | E | 8 | 0.115 | F | 8 | 0.14 | F | 8 | -9900 | -9900 | ? | 0
2001-08-12 | 14:00 | 1108 | 1330 | 763 | 2 | 8 | 629 | 2 | 15 | 237 | 2 | 8 | 80300 | 2 | 8 | 63700 | 2 | 15 | 27100 | 2 | 8 | 9340 | 2 | 19 | 1 | E | 9 | 1 | E | 9 | 28.6 | E | 9 | 14.3 | E | 9 | 42 | A | 7 | 1004 | E | 9 | 270 | E | 9 | 4.1 | E | 9 | -9900 | ? | 0 | 77777 | E | 9 | 2.4 | E | 8 | 0.115 | F | 8 | 0.14 | F | 8 | -9900 | -9900 | ? | 0
2001-08-12 | 15:00 | 1005 | 1330 | 650 | 2 | 8 | 537 | 2 | 15 | 244 | 2 | 8 | 70200 | 2 | 8 | 56000 | 2 | 15 | 27800 | 2 | 8 | 7730 | 2 | 19 | 1 | E | 9 | 1 | E | 9 | 28.4 | E | 9 | 14.2 | E | 9 | 42 | A | 7 | 1004 | E | 9 | 240 | E | 9 | 5 | E | 9 | -9900 | ? | 0 | 77777 | E | 9 | 2.4 | E | 8 | 0.115 | F | 8 | 0.14 | F | 8 | -9900 | -9900 | ? | 0
2001-08-12 | 16:00 | 850 | 1330 | 543 | 2 | 8 | 483 | 2 | 15 | 234 | 2 | 8 | 57400 | 2 | 8 | 49700 | 2 | 15 | 25600 | 2 | 8 | 5900 | 2 | 19 | 1 | E | 9 | 1 | E | 9 | 30.1 | E | 9 | 14.1 | E | 9 | 38 | A | 7 | 1004 | E | 9 | 120 | E | 9 | 8 | E | 9 | -9900 | ? | 0 | 77777 | E | 9 | 2.3 | E | 8 | 0.115 | F | 8 | 0.14 | F | 8 | -9900 | -9900 | ? | 0
2001-08-12 | 17:00 | 653 | 1330 | 399 | 2 | 8 | 472 | 2 | 15 | 167 | 2 | 8 | 42100 | 2 | 8 | 47100 | 2 | 15 | 18900 | 2 | 8 | 3500 | 2 | 19 | 1 | E | 9 | 1 | E | 9 | 29.9 | E | 9 | 14.9 | E | 9 | 40 | A | 7 | 1004 | E | 9 | 90 | E | 9 | 9 | E | 9 | -9900 | ? | 0 | 77777 | E | 9 | 2.3 | E | 8 | 0.115 | F | 8 | 0.14 | F | 8 | -9900 | -9900 | ? | 0
2001-08-12 | 18:00 | 428 | 1330 | 259 | 2 | 8 | 417 | 2 | 15 | 125 | 2 | 8 | 26700 | 2 | 8 | 37600 | 2 | 15 | 14600 | 2 | 8 | 2410 | 2 | 19 | 1 | E | 9 | 1 | E | 9 | 26.6 | E | 9 | 14.8 | E | 9 | 48 | A | 7 | 1004 | E | 9 | 50 | E | 9 | 8.4 | E | 9 | -9900 | ? | 0 | 77777 | E | 9 | 2.3 | E | 8 | 0.115 | F | 8 | 0.14 | F | 8 | -9900 | -9900 | ? | 0
2001-08-12 | 19:00 | 191 | 1330 | 115 | 2 | 8 | 146 | 2 | 15 | 94 | 2 | 8 | 12000 | 2 | 8 | 9500 | 2 | 15 | 10700 | 2 | 8 | 1990 | 2 | 19 | 1 | E | 9 | 1 | E | 9 | 24.4 | E | 9 | 14.7 | E | 9 | 55 | A | 7 | 1004 | E | 9 | 60 | E | 9 | 7.8 | E | 9 | -9900 | ? | 0 | 77777 | E | 9 | 2.3 | E | 8 | 0.115 | F | 8 | 0.14 | F | 8 | -9900 | -9900 | ? | 0
2001-08-12 | 20:00 | 13 | 455 | 0 | 2 | 8 | 0 | 2 | 15 | 0 | 2 | 8 | 0 | 2 | 8 | 0 | 2 | 15 | 0 | 2 | 8 | 0 | 2 | 19 | 1 | E | 9 | 1 | E | 9 | 21.2 | E | 9 | 14.1 | E | 9 | 64 | A | 7 | 1004 | E | 9 | 20 | E | 9 | 7.2 | E | 9 | -9900 | ? | 0 | 77777 | E | 9 | 2.3 | E | 8 | 0.115 | F | 8 | 0.14 | F | 8 | -9900 | -9900 | ? | 0
2001-08-12 | 21:00 | 0 | 0 | 0 | 2 | 0 | 0 | 2 | 0 | 0 | 2 | 0 | 0 | 2 | 0 | 0 | 2 | 0 | 0 | 2 | 0 | 0 | 2 | 0 | 1 | E | 9 | 1 | E | 9 | 18.9 | E | 9 | 13.5 | E | 9 | 71 | A | 7 | 1004 | E | 9 | 10 | E | 9 | 7.1 | E | 9 | -9900 | ? | 0 | 77777 | E | 9 | 2.2 | E | 8 | 0.115 | F | 8 | 0.14 | F | 8 | -9900 | -9900 | ? | 0
2001-08-12 | 22:00 | 0 | 0 | 0 | 2 | 0 | 0 | 2 | 0 | 0 | 2 | 0 | 0 | 2 | 0 | 0 | 2 | 0 | 0 | 2 | 0 | 0 | 2 | 0 | 1 | E | 9 | 1 | E | 9 | 16.7 | E | 9 | 13.4 | E | 9 | 81 | A | 7 | 1004 | E | 9 | 10 | E | 9 | 7.1 | E | 9 | -9900 | ? | 0 | 77777 | E | 9 | 2.2 | E | 8 | 0.115 | F | 8 | 0.14 | F | 8 | -9900 | -9900 | ? | 0
2001-08-12 | 23:00 | 0 | 0 | 0 | 2 | 0 | 0 | 2 | 0 | 0 | 2 | 0 | 0 | 2 | 0 | 0 | 2 | 0 | 0 | 2 | 0 | 0 | 2 | 0 | 1 | E | 9 | 1 | E | 9 | 15.5 | E | 9 | 12.7 | E | 9 | 83 | A | 7 | 1004 | E | 9 | 360 | E | 9 | 8.5 | E | 9 | -9900 | ? | 0 | 77777 | E | 9 | 2.2 | E | 8 | 0.115 | F | 8 | 0.14 | F | 8 | -9900 | -9900 | ? | 0
2001-08-12 | 24:00 | 0 | 0 | 0 | 2 | 0 | 0 | 2 | 0 | 0 | 2 | 0 | 0 | 2 | 0 | 0 | 2 | 0 | 0 | 2 | 0 | 0 | 2 | 0 | 1 | E | 9 | 1 | E | 9 | 14.2 | E | 9 | 12.1 | E | 9 | 87 | A | 7 | 1004 | E | 9 | 330 | E | 9 | 5.3 | E | 9 | -9900 | ? | 0 | 77777 | E | 9 | 2.2 | E | 8 | 0.115 | F | 8 | 0.14 | F | 8 | -9900 | -9900 | ? | 0
2001-08-13 | 1:00 | 0 | 0 | 0 | 2 | 0 | 0 | 2 | 0 | 0 | 2 | 0 | 0 | 2 | 0 | 0 | 2 | 0 | 0 | 2 | 0 | 0 | 2 | 0 | 1 | E | 9 | 1 | E | 9 | 14 | A | 7 | 12 | A | 7 | 88 | A | 7 | 1004 | E | 9 | 310 | A | 7 | 5.7 | A | 7 | 16100 | A | 7 | 77777 | A | 7 | 2.3 | E | 8 | 0.115 | F | 8 | 0.14 | F | 8 | -9900 | -9900 | ? | 0
2001-08-13 | 2:00 | 0 | 0 | 0 | 2 | 0 | 0 | 2 | 0 | 0 | 2 | 0 | 0 | 2 | 0 | 0 | 2 | 0 | 0 | 2 | 0 | 0 | 2 | 0 | 1 | E | 9 | 1 | E | 9 | 11.9 | E | 9 | 11.9 | E | 9 | 100 | A | 7 | 1004 | E | 9 | 310 | E | 9 | 6.2 | E | 9 | -9900 | ? | 0 | 77777 | E | 9 | 2.3 | E | 8 | 0.115 | F | 8 | 0.14 | F | 8 | -9900 | -9900 | ? | 0
2001-08-13 | 3:00 | 0 | 0 | 0 | 2 | 0 | 0 | 2 | 0 | 0 | 2 | 0 | 0 | 2 | 0 | 0 | 2 | 0 | 0 | 2 | 0 | 0 | 2 | 0 | 1 | E | 9 | 1 | E | 9 | 11.9 | E | 9 | 11.9 | E | 9 | 100 | A | 7 | 1004 | E | 9 | 310 | E | 9 | 4.7 | E | 9 | -9900 | ? | 0 | 77777 | E | 9 | 2.3 | E | 8 | 0.115 | F | 8 | 0.14 | F | 8 | -9900 | -9900 | ? | 0
2001-08-13 | 4:00 | 0 | 0 | 0 | 2 | 0 | 0 | 2 | 0 | 0 | 2 | 0 | 0 | 2 | 0 | 0 | 2 | 0 | 0 | 2 | 0 | 0 | 2 | 0 | 1 | E | 9 | 1 | E | 9 | 11.8 | E | 9 | 11.8 | E | 9 | 100 | A | 7 | 1004 | E | 9 | 300 | E | 9 | 4.2 | E | 9 | -9900 | ? | 0 | 77777 | E | 9 | 2.3 | E | 8 | 0.115 | F | 8 | 0.14 | F | 8 | -9900 | -9900 | ? | 0
2001-08-13 | 5:00 | 0 | 0 | 0 | 2 | 0 | 0 | 2 | 0 | 0 | 2 | 0 | 0 | 2 | 0 | 0 | 2 | 0 | 0 | 2 | 0 | 0 | 2 | 0 | 1 | E | 9 | 1 | E | 9 | 10.7 | E | 9 | 10.7 | E | 9 | 100 | A | 7 | 1004 | E | 9 | 270 | E | 9 | 3.7 | E | 9 | -9900 | ? | 0 | 77777 | E | 9 | 2.3 | E | 8 | 0.115 | F | 8 | 0.14 | F | 8 | -9900 | -9900 | ? | 0
2001-08-13 | 6:00 | 59 | 987 | 5 | 2 | 8 | 0 | 2 | 15 | 5 | 2 | 8 | 600 | 2 | 8 | 0 | 2 | 15 | 600 | 2 | 8 | 200 | 2 | 19 | 1 | E | 9 | 1 | E | 9 | 10.7 | E | 9 | 10.7 | E | 9 | 100 | A | 7 | 1004 | E | 9 | 250 | E | 9 | 3.7 | E | 9 | -9900 | ? | 0 | 77777 | E | 9 | 2.3 | E | 8 | 0.115 | F | 8 | 0.14 | F | 8 | -9900 | -9900 | ? | 0
2001-08-13 | 7:00 | 284 | 1331 | 65 | 2 | 8 | 0 | 2 | 15 | 65 | 2 | 8 | 7300 | 2 | 8 | 0 | 2 | 15 | 7300 | 2 | 8 | 2350 | 2 | 19 | 1 | E | 9 | 1 | E | 9 | 13.6 | E | 9 | 13.6 | E | 9 | 100 | A | 7 | 1004 | E | 9 | 220 | E | 9 | 2.6 | E | 9 | -9900 | ? | 0 | 77777 | E | 9 | 2.3 | E | 8 | 0.115 | F | 8 | 0.14 | F | 8 | -9900 | -9900 | ? | 0
2001-08-13 | 8:00 | 518 | 1331 | 171 | 2 | 8 | 28 | 2 | 15 | 160 | 2 | 8 | 18700 | 2 | 8 | 2700 | 2 | 15 | 17700 | 2 | 8 | 4440 | 2 | 19 | 1 | E | 9 | 1 | E | 9 | 15.5 | E | 9 | 15.5 | E | 9 | 100 | A | 7 | 1004 | E | 9 | 170 | E | 9 | 2.6 | E | 9 | -9900 | ? | 0 | 77777 | E | 9 | 2.4 | E | 8 | 0.115 | F | 8 | 0.14 | F | 8 | -9900 | -9900 | ? | 0
2001-08-13 | 9:00 | 734 | 1331 | 375 | 2 | 8 | 267 | 2 | 15 | 227 | 2 | 8 | 40200 | 2 | 8 | 28100 | 2 | 15 | 24700 | 2 | 8 | 5370 | 2 | 19 | 1 | E | 9 | 1 | E | 9 | 18.5 | E | 9 | 16.7 | E | 9 | 89 | A | 7 | 1004 | E | 9 | 220 | E | 9 | 2.5 | E | 9 | -9900 | ? | 0 | 77777 | E | 9 | 2.4 | E | 8 | 0.115 | F | 8 | 0.14 | F | 8 | -9900 | -9900 | ? | 0
2001-08-13 | 10:00 | 915 | 1331 | 633 | 2 | 8 | 672 | 2 | 15 | 170 | 2 | 8 | 66800 | 2 | 8 | 68100 | 2 | 15 | 19900 | 2 | 8 | 4630 | 2 | 19 | 0 | E | 9 | 0 | E | 9 | 20.4 | E | 9 | 17.2 | E | 9 | 82 | A | 7 | 1004 | E | 9 | 300 | E | 9 | 1.8 | E | 9 | -9900 | ? | 0 | 77777 | E | 9 | 2.4 | E | 8 | 0.115 | F | 8 | 0.14 | F | 8 | -9900 | -9900 | ? | 0
2001-08-13 | 11:00 | 1050 | 1331 | 757 | 2 | 8 | 755 | 2 | 15 | 160 | 2 | 8 | 78900 | 2 | 8 | 75700 | 2 | 15 | 19000 | 2 | 8 | 5040 | 2 | 19 | 0 | E | 9 | 0 | E | 9 | 22.3 | E | 9 | 16.7 | E | 9 | 71 | A | 7 | 1004 | E | 9 | 20 | E | 9 | 1 | E | 9 | -9900 | ? | 0 | 77777 | E | 9 | 2.4 | E | 8 | 0.115 | F | 8 | 0.14 | F | 8 | -9900 | -9900 | ? | 0
2001-08-13 | 12:00 | 1130 | 1331 | 837 | 2 | 8 | 814 | 2 | 15 | 145 | 2 | 8 | 89200 | 2 | 8 | 82400 | 2 | 15 | 19100 | 2 | 8 | 5850 | 2 | 19 | 0 | E | 9 | 0 | E | 9 | 24.3 | E | 9 | 16.1 | E | 9 | 60 | A | 7 | 1004 | E | 9 | 350 | E | 9 | 3.1 | E | 9 | -9900 | ? | 0 | 77777 | E | 9 | 2.4 | E | 8 | 0.115 | F | 8 | 0.14 | F | 8 | -9900 | -9900 | ? | 0
2001-08-13 | 13:00 | 1148 | 1331 | 840 | 2 | 8 | 776 | 2 | 15 | 169 | 2 | 8 | 88200 | 2 | 8 | 78100 | 2 | 15 | 20700 | 2 | 8 | 7000 | 2 | 19 | 0 | E | 9 | 0 | E | 9 | 25.2 | E | 9 | 14.6 | E | 9 | 52 | A | 7 | 1004 | E | 9 | 20 | E | 9 | 4.6 | E | 9 | -9900 | ? | 0 | 77777 | E | 9 | 2.4 | E | 8 | 0.115 | F | 8 | 0.14 | F | 8 | -9900 | -9900 | ? | 0
2001-08-13 | 14:00 | 1105 | 1331 | 763 | 2 | 8 | 641 | 2 | 15 | 229 | 2 | 8 | 80500 | 2 | 8 | 65100 | 2 | 15 | 26300 | 2 | 8 | 8960 | 2 | 19 | 0 | E | 9 | 0 | E | 9 | 26.1 | E | 9 | 15.1 | E | 9 | 51 | A | 7 | 1004 | E | 9 | 310 | E | 9 | 6.1 | E | 9 | -9900 | ? | 0 | 77777 | E | 9 | 2.4 | E | 8 | 0.115 | F | 8 | 0.14 | F | 8 | -9900 | -9900 | ? | 0
2001-08-13 | 15:00 | 1001 | 1331 | 657 | 2 | 8 | 567 | 2 | 15 | 229 | 2 | 8 | 71300 | 2 | 8 | 59100 | 2 | 15 | 26700 | 2 | 8 | 7170 | 2 | 19 | 0 | E | 9 | 0 | E | 9 | 27.1 | E | 9 | 15.5 | E | 9 | 49 | A | 7 | 1004 | E | 9 | 340 | E | 9 | 6.7 | E | 9 | -9900 | ? | 0 | 77777 | E | 9 | 2.4 | E | 8 | 0.115 | F | 8 | 0.14 | F | 8 | -9900 | -9900 | ? | 0
2001-08-13 | 16:00 | 846 | 1331 | 543 | 2 | 8 | 514 | 2 | 15 | 216 | 2 | 8 | 57900 | 2 | 8 | 53000 | 2 | 15 | 24200 | 2 | 8 | 5380 | 2 | 19 | 0 | E | 9 | 0 | E | 9 | 28 | A | 7 | 16 | A | 7 | 48 | A | 7 | 1004 | E | 9 | 320 | A | 7 | 7.2 | A | 7 | 16100 | A | 7 | 77777 | A | 7 | 2.4 | E | 8 | 0.115 | F | 8 | 0.14 | F | 8 | -9900 | -9900 | ? | 0
2001-08-13 | 17:00 | 648 | 1331 | 446 | 2 | 8 | 664 | 2 | 15 | 122 | 2 | 8 | 46500 | 2 | 8 | 65000 | 2 | 15 | 14800 | 2 | 8 | 2540 | 2 | 19 | 0 | E | 9 | 0 | E | 9 | 26.1 | E | 9 | 19 | E | 9 | 65 | A | 7 | 1004 | E | 9 | 320 | E | 9 | 9 | E | 9 | -9900 | ? | 0 | 77777 | E | 9 | 2.4 | E | 8 | 0.115 | F | 8 | 0.14 | F | 8 | -9900 | -9900 | ? | 0
2001-08-13 | 18:00 | 423 | 1331 | 281 | 2 | 8 | 558 | 2 | 15 | 104 | 2 | 8 | 29500 | 2 | 8 | 50200 | 2 | 15 | 13500 | 2 | 8 | 1960 | 2 | 19 | 0 | E | 9 | 0 | E | 9 | 24.3 | E | 9 | 17 | E | 9 | 64 | A | 7 | 1004 | E | 9 | 320 | E | 9 | 8.7 | E | 9 | -9900 | ? | 0 | 77777 | E | 9 | 2.4 | E | 8 | 0.115 | F | 8 | 0.14 | F | 8 | -9900 | -9900 | ? | 0
2001-08-13 | 19:00 | 186 | 1331 | 0 | 2 | 8 | 0 | 2 | 15 | 0 | 2 | 8 | 0 | 2 | 8 | 0 | 2 | 15 | 0 | 2 | 8 | 0 | 2 | 19 | 0 | E | 9 | 0 | E | 9 | 21.4 | E | 9 | 16 | E | 9 | 71 | A | 7 | 1004 | E | 9 | 310 | E | 9 | 7.5 | E | 9 | -9900 | ? | 0 | 77777 | E | 9 | 2.4 | E | 8 | 0.115 | F | 8 | 0.14 | F | 8 | -9900 | -9900 | ? | 0
2001-08-13 | 20:00 | 11 | 433 | 0 | 2 | 8 | 0 | 2 | 15 | 0 | 2 | 8 | 0 | 2 | 8 | 0 | 2 | 15 | 0 | 2 | 8 | 0 | 2 | 19 | 0 | E | 9 | 0 | E | 9 | 19.5 | E | 9 | 15 | E | 9 | 75 | A | 7 | 1004 | E | 9 | 300 | E | 9 | 8.8 | E | 9 | -9900 | ? | 0 | 77777 | E | 9 | 2.4 | E | 8 | 0.115 | F | 8 | 0.14 | F | 8 | -9900 | -9900 | ? | 0
2001-08-13 | 21:00 | 0 | 0 | 0 | 2 | 0 | 0 | 2 | 0 | 0 | 2 | 0 | 0 | 2 | 0 | 0 | 2 | 0 | 0 | 2 | 0 | 0 | 2 | 0 | 0 | E | 9 | 0 | E | 9 | 17.6 | E | 9 | 14 | E | 9 | 79 | A | 7 | 1004 | E | 9 | 300 | E | 9 | 8.5 | E | 9 | -9900 | ? | 0 | 77777 | E | 9 | 2.4 | E | 8 | 0.115 | F | 8 | 0.14 | F | 8 | -9900 | -9900 | ? | 0
2001-08-13 | 22:00 | 0 | 0 | 0 | 2 | 0 | 0 | 2 | 0 | 0 | 2 | 0 | 0 | 2 | 0 | 0 | 2 | 0 | 0 | 2 | 0 | 0 | 2 | 0 | 0 | E | 9 | 0 | E | 9 | 15.8 | E | 9 | 13 | E | 9 | 83 | A | 7 | 1004 | E | 9 | 310 | E | 9 | 8.8 | E | 9 | -9900 | ? | 0 | 77777 | E | 9 | 2.4 | E | 8 | 0.115 | F | 8 | 0.14 | F | 8 | -9900 | -9900 | ? | 0
2001-08-13 | 23:00 | 0 | 0 | 0 | 2 | 0 | 0 | 2 | 0 | 0 | 2 | 0 | 0 | 2 | 0 | 0 | 2 | 0 | 0 | 2 | 0 | 0 | 2 | 0 | 0 | E | 9 | 0 | E | 9 | 14.9 | E | 9 | 12 | E | 9 | 83 | A | 7 | 1004 | E | 9 | 300 | E | 9 | 6.4 | E | 9 | -9900 | ? | 0 | 77777 | E | 9 | 2.4 | E | 8 | 0.115 | F | 8 | 0.14 | F | 8 | -9900 | -9900 | ? | 0
2001-08-13 | 24:00 | 0 | 0 | 0 | 2 | 0 | 0 | 2 | 0 | 0 | 2 | 0 | 0 | 2 | 0 | 0 | 2 | 0 | 0 | 2 | 0 | 0 | 2 | 0 | 0 | E | 9 | 0 | E | 9 | 14 | A | 7 | 11 | A | 7 | 82 | A | 7 | 1004 | E | 9 | 300 | A | 7 | 6.2 | A | 7 | 16100 | A | 7 | 77777 | A | 7 | 2.4 | E | 8 | 0.115 | F | 8 | 0.14 | F | 8 | -9900 | -9900 | ? | 0
2001-08-14 | 1:00 | 0 | 0 | 0 | 2 | 0 | 0 | 2 | 0 | 0 | 2 | 0 | 0 | 2 | 0 | 0 | 2 | 0 | 0 | 2 | 0 | 0 | 2 | 0 | 0 | E | 9 | 0 | E | 9 | 14 | A | 7 | 11 | A | 7 | 82 | A | 7 | 1004 | E | 9 | 300 | A | 7 | 6.2 | A | 7 | 16100 | A | 7 | 77777 | A | 7 | 2.3 | E | 8 | 0.115 | F | 8 | 0.14 | F | 8 | -9900 | -9900 | ? | 0
2001-08-14 | 2:00 | 0 | 0 | 0 | 2 | 0 | 0 | 2 | 0 | 0 | 2 | 0 | 0 | 2 | 0 | 0 | 2 | 0 | 0 | 2 | 0 | 0 | 2 | 0 | 0 | B | 8 | 0 | B | 8 | 13.3 | B | 8 | 10.7 | B | 8 | 84 | A | 7 | 1004 | E | 9 | 300 | B | 8 | 5.7 | B | 8 | -9900 | ? | 0 | 77777 | B | 8 | 2.3 | E | 8 | 0.115 | F | 8 | 0.14 | F | 8 | -9900 | -9900 | ? | 0
2001-08-14 | 3:00 | 0 | 0 | 0 | 2 | 0 | 0 | 2 | 0 | 0 | 2 | 0 | 0 | 2 | 0 | 0 | 2 | 0 | 0 | 2 | 0 | 0 | 2 | 0 | 0 | B | 8 | 0 | B | 8 | 12.7 | B | 8 | 10.4 | B | 8 | 86 | A | 7 | 1004 | E | 9 | 300 | B | 8 | 5.2 | B | 8 | -9900 | ? | 0 | 77777 | B | 8 | 2.3 | E | 8 | 0.115 | F | 8 | 0.14 | F | 8 | -9900 | -9900 | ? | 0
2001-08-14 | 4:00 | 0 | 0 | 0 | 2 | 0 | 0 | 2 | 0 | 0 | 2 | 0 | 0 | 2 | 0 | 0 | 2 | 0 | 0 | 2 | 0 | 0 | 2 | 0 | 0 | B | 8 | 0 | B | 8 | 12.1 | B | 8 | 10.1 | B | 8 | 88 | A | 7 | 1004 | E | 9 | 300 | B | 8 | 4.6 | B | 8 | -9900 | ? | 0 | 77777 | B | 8 | 2.2 | E | 8 | 0.115 | F | 8 | 0.14 | F | 8 | -9900 | -9900 | ? | 0
2001-08-14 | 5:00 | 0 | 0 | 0 | 2 | 0 | 0 | 2 | 0 | 0 | 2 | 0 | 0 | 2 | 0 | 0 | 2 | 0 | 0 | 2 | 0 | 0 | 2 | 0 | 0 | B | 8 | 0 | B | 8 | 11.5 | B | 8 | 9.7 | B | 8 | 89 | A | 7 | 1004 | E | 9 | 300 | B | 8 | 4.1 | B | 8 | -9900 | ? | 0 | 77777 | B | 8 | 2.2 | E | 8 | 0.115 | F | 8 | 0.14 | F | 8 | -9900 | -9900 | ? | 0
2001-08-14 | 6:00 | 56 | 965 | 3 | 2 | 8 | 0 | 2 | 15 | 3 | 2 | 8 | 400 | 2 | 8 | 0 | 2 | 15 | 400 | 2 | 8 | 120 | 2 | 19 | 0 | B | 8 | 0 | B | 8 | 11.5 | B | 8 | 9.7 | B | 8 | 89 | A | 7 | 1004 | E | 9 | 300 | B | 8 | 3.6 | B | 8 | -9900 | ? | 0 | 77777 | B | 8 | 2.2 | E | 8 | 0.115 | F | 8 | 0.14 | F | 8 | -9900 | -9900 | ? | 0
2001-08-14 | 7:00 | 280 | 1331 | 43 | 2 | 8 | 0 | 2 | 15 | 43 | 2 | 8 | 5000 | 2 | 8 | 0 | 2 | 15 | 5000 | 2 | 8 | 1690 | 2 | 19 | 0 | E | 9 | 0 | E | 9 | 14 | A | 7 | 11 | A | 7 | 82 | A | 7 | 1004 | E | 9 | 300 | A | 7 | 3.1 | A | 7 | 16100 | A | 7 | 77777 | A | 7 | 2.1 | E | 8 | 0.115 | F | 8 | 0.14 | F | 8 | -9900 | -9900 | ? | 0
2001-08-14 | 8:00 | 514 | 1331 | 152 | 2 | 8 | 17 | 2 | 15 | 146 | 2 | 8 | 17200 | 2 | 8 | 1200 | 2 | 15 | 16800 | 2 | 8 | 5520 | 2 | 19 | 0 | E | 9 | 0 | E | 9 | 18.6 | E | 9 | 12.1 | E | 9 | 66 | A | 7 | 1004 | E | 9 | 360 | E | 9 | 0.3 | E | 9 | -9900 | ? | 0 | 77777 | E | 9 | 2.1 | E | 8 | 0.115 | F | 8 | 0.14 | F | 8 | -9900 | -9900 | ? | 0
2001-08-14 | 9:00 | 730 | 1331 | 221 | 2 | 8 | 23 | 2 | 15 | 208 | 2 | 8 | 25300 | 2 | 8 | 1900 | 2 | 15 | 24300 | 2 | 8 | 8620 | 2 | 19 | 0 | E | 9 | 0 | E | 9 | 20.2 | E | 9 | 12.2 | E | 9 | 60 | A | 7 | 1004 | E | 9 | 290 | E | 9 | 1.6 | E | 9 | -9900 | ? | 0 | 77777 | E | 9 | 2.1 | E | 8 | 0.115 | F | 8 | 0.14 | F | 8 | -9900 | -9900 | ? | 0
2001-08-14 | 10:00 | 912 | 1331 | 447 | 2 | 8 | 212 | 2 | 15 | 301 | 2 | 8 | 49000 | 2 | 8 | 22400 | 2 | 15 | 33600 | 2 | 8 | 8940 | 2 | 19 | 0 | E | 9 | 0 | E | 9 | 20.8 | E | 9 | 12.2 | E | 9 | 58 | A | 7 | 1004 | E | 9 | 310 | E | 9 | 2.5 | E | 9 | -9900 | ? | 0 | 77777 | E | 9 | 2.1 | E | 8 | 0.115 | F | 8 | 0.14 | F | 8 | -9900 | -9900 | ? | 0
2001-08-14 | 11:00 | 1047 | 1331 | 723 | 2 | 8 | 630 | 2 | 15 | 226 | 2 | 8 | 75900 | 2 | 8 | 63700 | 2 | 15 | 25700 | 2 | 8 | 7650 | 2 | 19 | 0 | E | 9 | 0 | E | 9 | 22.4 | E | 9 | 12.3 | E | 9 | 53 | A | 7 | 1004 | E | 9 | 330 | E | 9 | 2.3 | E | 9 | -9900 | ? | 0 | 77777 | E | 9 | 2 | E | 8 | 0.115 | F | 8 | 0.14 | F | 8 | -9900 | -9900 | ? | 0
2001-08-14 | 12:00 | 1127 | 1331 | 772 | 2 | 8 | 640 | 2 | 15 | 229 | 2 | 8 | 81700 | 2 | 8 | 65100 | 2 | 15 | 26500 | 2 | 8 | 9540 | 2 | 19 | 0 | E | 9 | 0 | E | 9 | 23 | E | 9 | 12.4 | E | 9 | 51 | A | 7 | 1004 | E | 9 | 320 | E | 9 | 2.6 | E | 9 | -9900 | ? | 0 | 77777 | E | 9 | 2 | E | 8 | 0.115 | F | 8 | 0.14 | F | 8 | -9900 | -9900 | ? | 0
2001-08-14 | 13:00 | 1145 | 1331 | 780 | 2 | 8 | 644 | 2 | 15 | 225 | 2 | 8 | 82800 | 2 | 8 | 65600 | 2 | 15 | 26300 | 2 | 8 | 9940 | 2 | 19 | 0 | E | 9 | 0 | E | 9 | 24.6 | E | 9 | 12.5 | E | 9 | 47 | A | 7 | 1004 | E | 9 | 330 | E | 9 | 3.9 | E | 9 | -9900 | ? | 0 | 77777 | E | 9 | 2 | E | 8 | 0.115 | F | 8 | 0.14 | F | 8 | -9900 | -9900 | ? | 0
2001-08-14 | 14:00 | 1101 | 1331 | 757 | 2 | 8 | 623 | 2 | 15 | 240 | 2 | 8 | 79600 | 2 | 8 | 63100 | 2 | 15 | 27300 | 2 | 8 | 9250 | 2 | 19 | 0 | E | 9 | 0 | E | 9 | 27.1 | E | 9 | 11.5 | E | 9 | 38 | A | 7 | 1004 | E | 9 | 320 | E | 9 | 5.8 | E | 9 | -9900 | ? | 0 | 77777 | E | 9 | 1.9 | E | 8 | 0.115 | F | 8 | 0.14 | F | 8 | -9900 | -9900 | ? | 0
2001-08-14 | 15:00 | 997 | 1331 | 651 | 2 | 8 | 555 | 2 | 15 | 234 | 2 | 8 | 70400 | 2 | 8 | 57800 | 2 | 15 | 27000 | 2 | 8 | 7280 | 2 | 19 | 0 | E | 9 | 0 | E | 9 | 27.7 | E | 9 | 12.6 | E | 9 | 39 | A | 7 | 1004 | E | 9 | 310 | E | 9 | 5.6 | E | 9 | -9900 | ? | 0 | 77777 | E | 9 | 1.9 | E | 8 | 0.115 | F | 8 | 0.14 | F | 8 | -9900 | -9900 | ? | 0
2001-08-14 | 16:00 | 841 | 1331 | 565 | 2 | 8 | 632 | 2 | 15 | 165 | 2 | 8 | 59200 | 2 | 8 | 63500 | 2 | 15 | 19000 | 2 | 8 | 4050 | 2 | 19 | 0 | E | 9 | 0 | E | 9 | 28.3 | E | 9 | 11.7 | E | 9 | 36 | A | 7 | 1004 | E | 9 | 310 | E | 9 | 5.4 | E | 9 | -9900 | ? | 0 | 77777 | E | 9 | 1.8 | E | 8 | 0.115 | F | 8 | 0.14 | F | 8 | -9900 | -9900 | ? | 0
2001-08-14 | 17:00 | 644 | 1331 | 401 | 2 | 8 | 485 | 2 | 15 | 166 | 2 | 8 | 42200 | 2 | 8 | 48300 | 2 | 15 | 18800 | 2 | 8 | 3460 | 2 | 19 | 0 | E | 9 | 0 | E | 9 | 26.9 | E | 9 | 13.8 | E | 9 | 44 | A | 7 | 1004 | E | 9 | 310 | E | 9 | 7.2 | E | 9 | -9900 | ? | 0 | 77777 | E | 9 | 1.8 | E | 8 | 0.115 | F | 8 | 0.14 | F | 8 | -9900 | -9900 | ? | 0
2001-08-14 | 18:00 | 418 | 1331 | 235 | 2 | 8 | 315 | 2 | 15 | 136 | 2 | 8 | 24700 | 2 | 8 | 28800 | 2 | 15 | 15600 | 2 | 8 | 2810 | 2 | 19 | 0 | E | 9 | 0 | E | 9 | 22.5 | E | 9 | 11.8 | E | 9 | 51 | A | 7 | 1004 | E | 9 | 300 | E | 9 | 6.5 | E | 9 | -9900 | ? | 0 | 77777 | E | 9 | 1.8 | E | 8 | 0.115 | F | 8 | 0.14 | F | 8 | -9900 | -9900 | ? | 0
2001-08-14 | 19:00 | 180 | 1331 | 0 | 2 | 8 | 0 | 2 | 15 | 0 | 2 | 8 | 0 | 2 | 8 | 0 | 2 | 15 | 0 | 2 | 8 | 0 | 2 | 19 | 0 | E | 9 | 0 | E | 9 | 19.6 | E | 9 | 11.8 | E | 9 | 61 | A | 7 | 1004 | E | 9 | 300 | E | 9 | 7.4 | E | 9 | -9900 | ? | 0 | 77777 | E | 9 | 1.7 | E | 8 | 0.115 | F | 8 | 0.14 | F | 8 | -9900 | -9900 | ? | 0
2001-08-14 | 20:00 | 9 | 388 | 0 | 2 | 8 | 0 | 2 | 15 | 0 | 2 | 8 | 0 | 2 | 8 | 0 | 2 | 15 | 0 | 2 | 8 | 0 | 2 | 19 | 0 | E | 9 | 0 | E | 9 | 17 | A | 7 | 12 | A | 7 | 72 | A | 7 | 1004 | E | 9 | 300 | A | 7 | 7.2 | A | 7 | 16100 | A | 7 | 77777 | A | 7 | 1.7 | E | 8 | 0.115 | F | 8 | 0.14 | F | 8 | -9900 | -9900 | ? | 0
2001-08-14 | 21:00 | 0 | 0 | 0 | 2 | 0 | 0 | 2 | 0 | 0 | 2 | 0 | 0 | 2 | 0 | 0 | 2 | 0 | 0 | 2 | 0 | 0 | 2 | 0 | 0 | B | 8 | 0 | B | 8 | 15.8 | B | 8 | 11.9 | B | 8 | 78 | A | 7 | 1004 | E | 9 | 300 | B | 8 | 6.8 | B | 8 | -9900 | ? | 0 | 77777 | B | 8 | 1.7 | E | 8 | 0.115 | F | 8 | 0.14 | F | 8 | -9900 | -9900 | ? | 0
2001-08-14 | 22:00 | 0 | 0 | 0 | 2 | 0 | 0 | 2 | 0 | 0 | 2 | 0 | 0 | 2 | 0 | 0 | 2 | 0 | 0 | 2 | 0 | 0 | 2 | 0 | 0 | B | 8 | 0 | B | 8 | 14.7 | B | 8 | 11.7 | B | 8 | 82 | A | 7 | 1004 | E | 9 | 300 | B | 8 | 6.4 | B | 8 | -9900 | ? | 0 | 77777 | B | 8 | 1.6 | E | 8 | 0.115 | F | 8 | 0.14 | F | 8 | -9900 | -9900 | ? | 0
2001-08-14 | 23:00 | 0 | 0 | 0 | 2 | 0 | 0 | 2 | 0 | 0 | 2 | 0 | 0 | 2 | 0 | 0 | 2 | 0 | 0 | 2 | 0 | 0 | 2 | 0 | 0 | B | 8 | 0 | B | 8 | 14 | B | 8 | 11.6 | B | 8 | 85 | A | 7 | 1004 | E | 9 | 300 | B | 8 | 6 | B | 8 | -9900 | ? | 0 | 77777 | B | 8 | 1.7 | E | 8 | 0.115 | F | 8 | 0.14 | F | 8 | -9900 | -9900 | ? | 0
2001-08-14 | 24:00 | 0 | 0 | 0 | 2 | 0 | 0 | 2 | 0 | 0 | 2 | 0 | 0 | 2 | 0 | 0 | 2 | 0 | 0 | 2 | 0 | 0 | 2 | 0 | 0 | B | 8 | 0 | B | 8 | 13.3 | B | 8 | 11.4 | B | 8 | 88 | A | 7 | 1004 | E | 9 | 300 | B | 8 | 5.7 | B | 8 | -9900 | ? | 0 | 77777 | B | 8 | 1.7 | E | 8 | 0.115 | F | 8 | 0.14 | F | 8 | -9900 | -9900 | ? | 0
2001-08-15 | 1:00 | 0 | 0 | 0 | 2 | 0 | 0 | 2 | 0 | 0 | 2 | 0 | 0 | 2 | 0 | 0 | 2 | 0 | 0 | 2 | 0 | 0 | 2 | 0 | 0 | B | 8 | 0 | B | 8 | 12.7 | B | 8 | 11.2 | B | 8 | 91 | A | 7 | 1004 | E | 9 | 300 | B | 8 | 5.3 | B | 8 | -9900 | ? | 0 | 77777 | B | 8 | 1.8 | E | 8 | 0.114 | F | 8 | 0.14 | F | 8 | -9900 | -9900 | ? | 0
2001-08-15 | 2:00 | 0 | 0 | 0 | 2 | 0 | 0 | 2 | 0 | 0 | 2 | 0 | 0 | 2 | 0 | 0 | 2 | 0 | 0 | 2 | 0 | 0 | 2 | 0 | 0 | B | 8 | 0 | B | 8 | 12.1 | B | 8 | 10.9 | B | 8 | 92 | A | 7 | 1004 | E | 9 | 310 | B | 8 | 4.9 | B | 8 | -9900 | ? | 0 | 77777 | B | 8 | 1.8 | E | 8 | 0.114 | F | 8 | 0.14 | F | 8 | -9900 | -9900 | ? | 0
2001-08-15 | 3:00 | 0 | 0 | 0 | 2 | 0 | 0 | 2 | 0 | 0 | 2 | 0 | 0 | 2 | 0 | 0 | 2 | 0 | 0 | 2 | 0 | 0 | 2 | 0 | 0 | B | 8 | 0 | B | 8 | 11.6 | B | 8 | 10.7 | B | 8 | 94 | A | 7 | 1004 | E | 9 | 310 | B | 8 | 4.5 | B | 8 | -9900 | ? | 0 | 77777 | B | 8 | 1.9 | E | 8 | 0.114 | F | 8 | 0.14 | F | 8 | -9900 | -9900 | ? | 0
2001-08-15 | 4:00 | 0 | 0 | 0 | 2 | 0 | 0 | 2 | 0 | 0 | 2 | 0 | 0 | 2 | 0 | 0 | 2 | 0 | 0 | 2 | 0 | 0 | 2 | 0 | 0 | B | 8 | 0 | B | 8 | 11.1 | B | 8 | 10.5 | B | 8 | 96 | A | 7 | 1004 | E | 9 | 310 | B | 8 | 4.1 | B | 8 | -9900 | ? | 0 | 77777 | B | 8 | 1.9 | E | 8 | 0.114 | F | 8 | 0.14 | F | 8 | -9900 | -9900 | ? | 0
2001-08-15 | 5:00 | 0 | 0 | 0 | 2 | 0 | 0 | 2 | 0 | 0 | 2 | 0 | 0 | 2 | 0 | 0 | 2 | 0 | 0 | 2 | 0 | 0 | 2 | 0 | 0 | B | 8 | 0 | B | 8 | 10.7 | B | 8 | 10.1 | B | 8 | 96 | A | 7 | 1004 | E | 9 | 310 | B | 8 | 3.8 | B | 8 | -9900 | ? | 0 | 77777 | B | 8 | 2 | E | 8 | 0.114 | F | 8 | 0.14 | F | 8 | -9900 | -9900 | ? | 0
2001-08-15 | 6:00 | 53 | 943 | 7 | 2 | 8 | 84 | 2 | 15 | 5 | 2 | 8 | 1200 | 2 | 8 | 4700 | 2 | 15 | 900 | 2 | 8 | 130 | 2 | 19 | 0 | B | 8 | 0 | B | 8 | 10.8 | B | 8 | 10.2 | B | 8 | 96 | A | 7 | 1004 | E | 9 | 310 | B | 8 | 3.4 | B | 8 | -9900 | ? | 0 | 77777 | B | 8 | 2 | E | 8 | 0.114 | F | 8 | 0.14 | F | 8 | -9900 | -9900 | ? | 0
2001-08-15 | 7:00 | 276 | 1332 | 113 | 2 | 8 | 222 | 2 | 15 | 67 | 2 | 8 | 12000 | 2 | 8 | 17000 | 2 | 15 | 8500 | 2 | 8 | 1250 | 2 | 19 | 0 | B | 8 | 0 | B | 8 | 13.3 | B | 8 | 11.5 | B | 8 | 89 | A | 7 | 1004 | E | 9 | 310 | B | 8 | 3 | B | 8 | -9900 | ? | 0 | 77777 | B | 8 | 2.1 | E | 8 | 0.114 | F | 8 | 0.14 | F | 8 | -9900 | -9900 | ? | 0
2001-08-15 | 8:00 | 511 | 1332 | 193 | 2 | 8 | 90 | 2 | 15 | 159 | 2 | 8 | 21200 | 2 | 8 | 8600 | 2 | 15 | 17900 | 2 | 8 | 4380 | 2 | 19 | 0 | E | 9 | 0 | E | 9 | 16 | A | 7 | 12 | A | 7 | 77 | A | 7 | 1004 | E | 9 | 310 | A | 7 | 2.6 | A | 7 | 16100 | A | 7 | 77777 | A | 7 | 2.1 | E | 8 | 0.114 | F | 8 | 0.14 | F | 8 | -9900 | -9900 | ? | 0
2001-08-15 | 9:00 | 727 | 1332 | 415 | 2 | 8 | 371 | 2 | 15 | 212 | 2 | 8 | 44700 | 2 | 8 | 39000 | 2 | 15 | 23400 | 2 | 8 | 4930 | 2 | 19 | 0 | B | 8 | 0 | B | 8 | 18.5 | B | 8 | 12.6 | B | 8 | 68 | A | 7 | 1004 | E | 9 | 320 | B | 8 | 2.7 | B | 8 | -9900 | ? | 0 | 77777 | B | 8 | 2.2 | E | 8 | 0.114 | F | 8 | 0.14 | F | 8 | -9900 | -9900 | ? | 0
2001-08-15 | 10:00 | 909 | 1332 | 599 | 2 | 8 | 619 | 2 | 15 | 176 | 2 | 8 | 63000 | 2 | 8 | 62600 | 2 | 15 | 20300 | 2 | 8 | 4720 | 2 | 19 | 0 | B | 8 | 0 | B | 8 | 20.6 | B | 8 | 13.3 | B | 8 | 63 | A | 7 | 1004 | E | 9 | 320 | B | 8 | 2.8 | B | 8 | -9900 | ? | 0 | 77777 | B | 8 | 2.2 | E | 8 | 0.114 | F | 8 | 0.14 | F | 8 | -9900 | -9900 | ? | 0
2001-08-15 | 11:00 | 1044 | 1332 | 739 | 2 | 8 | 690 | 2 | 15 | 198 | 2 | 8 | 78400 | 2 | 8 | 70200 | 2 | 15 | 23200 | 2 | 8 | 6750 | 2 | 19 | 0 | B | 8 | 0 | B | 8 | 22.7 | B | 8 | 13.9 | B | 8 | 58 | A | 7 | 1004 | E | 9 | 330 | B | 8 | 2.9 | B | 8 | -9900 | ? | 0 | 77777 | B | 8 | 2.2 | E | 8 | 0.114 | F | 8 | 0.14 | F | 8 | -9900 | -9900 | ? | 0
2001-08-15 | 12:00 | 1124 | 1332 | 796 | 2 | 8 | 682 | 2 | 15 | 219 | 2 | 8 | 84500 | 2 | 8 | 69500 | 2 | 15 | 25700 | 2 | 8 | 9070 | 2 | 19 | 0 | B | 8 | 0 | B | 8 | 24.6 | B | 8 | 14.5 | B | 8 | 53 | A | 7 | 1004 | E | 9 | 330 | B | 8 | 3 | B | 8 | -9900 | ? | 0 | 77777 | B | 8 | 2.2 | E | 8 | 0.114 | F | 8 | 0.14 | F | 8 | -9900 | -9900 | ? | 0
2001-08-15 | 13:00 | 1142 | 1332 | 822 | 2 | 8 | 746 | 2 | 15 | 182 | 2 | 8 | 85700 | 2 | 8 | 74800 | 2 | 15 | 21400 | 2 | 8 | 7210 | 2 | 19 | 0 | E | 9 | 0 | E | 9 | 26 | A | 7 | 15 | A | 7 | 51 | A | 7 | 1004 | E | 9 | 340 | A | 7 | 3.1 | A | 7 | 16100 | A | 7 | 77777 | A | 7 | 2.1 | E | 8 | 0.114 | F | 8 | 0.14 | F | 8 | -9900 | -9900 | ? | 0
2001-08-15 | 14:00 | 1097 | 1332 | 795 | 2 | 8 | 750 | 2 | 15 | 175 | 2 | 8 | 82500 | 2 | 8 | 75100 | 2 | 15 | 20500 | 2 | 8 | 6090 | 2 | 19 | 0 | E | 9 | 0 | E | 9 | 26.6 | E | 9 | 14.9 | E | 9 | 49 | A | 7 | 1004 | E | 9 | 340 | E | 9 | 3.3 | E | 9 | -9900 | ? | 0 | 77777 | E | 9 | 2.1 | E | 8 | 0.114 | F | 8 | 0.14 | F | 8 | -9900 | -9900 | ? | 0
2001-08-15 | 15:00 | 993 | 1332 | 698 | 2 | 8 | 690 | 2 | 15 | 182 | 2 | 8 | 74000 | 2 | 8 | 70200 | 2 | 15 | 21500 | 2 | 8 | 5630 | 2 | 19 | 0 | E | 9 | 0 | E | 9 | 26.7 | E | 9 | 15.5 | E | 9 | 50 | A | 7 | 1004 | E | 9 | 340 | E | 9 | 3.5 | E | 9 | -9900 | ? | 0 | 77777 | E | 9 | 2 | E | 8 | 0.114 | F | 8 | 0.14 | F | 8 | -9900 | -9900 | ? | 0
2001-08-15 | 16:00 | 837 | 1332 | 566 | 2 | 8 | 644 | 2 | 15 | 160 | 2 | 8 | 59400 | 2 | 8 | 64800 | 2 | 15 | 18600 | 2 | 8 | 3920 | 2 | 19 | 0 | E | 9 | 0 | E | 9 | 25.6 | E | 9 | 14.3 | E | 9 | 50 | A | 7 | 1004 | E | 9 | 240 | E | 9 | 5 | E | 9 | -9900 | ? | 0 | 77777 | E | 9 | 2 | E | 8 | 0.114 | F | 8 | 0.14 | F | 8 | -9900 | -9900 | ? | 0
2001-08-15 | 17:00 | 639 | 1332 | 418 | 2 | 8 | 595 | 2 | 15 | 132 | 2 | 8 | 43200 | 2 | 8 | 57800 | 2 | 15 | 15500 | 2 | 8 | 2680 | 2 | 19 | 0 | E | 9 | 0 | E | 9 | 25.7 | E | 9 | 14.2 | E | 9 | 49 | A | 7 | 1004 | E | 9 | 230 | E | 9 | 7.5 | E | 9 | -9900 | ? | 0 | 77777 | E | 9 | 2 | E | 8 | 0.114 | F | 8 | 0.14 | F | 8 | -9900 | -9900 | ? | 0
2001-08-15 | 18:00 | 412 | 1332 | 247 | 2 | 8 | 394 | 2 | 15 | 125 | 2 | 8 | 25300 | 2 | 8 | 35000 | 2 | 15 | 14400 | 2 | 8 | 2410 | 2 | 19 | 0 | E | 9 | 0 | E | 9 | 23.5 | E | 9 | 13 | E | 9 | 52 | A | 7 | 1004 | E | 9 | 200 | E | 9 | 5.8 | E | 9 | -9900 | ? | 0 | 77777 | E | 9 | 1.9 | E | 8 | 0.114 | F | 8 | 0.14 | F | 8 | -9900 | -9900 | ? | 0
2001-08-15 | 19:00 | 174 | 1332 | 0 | 2 | 8 | 0 | 2 | 15 | 0 | 2 | 8 | 0 | 2 | 8 | 0 | 2 | 15 | 0 | 2 | 8 | 0 | 2 | 19 | 0 | E | 9 | 0 | E | 9 | 21.9 | E | 9 | 13 | E | 9 | 57 | A | 7 | 1004 | E | 9 | 190 | E | 9 | 5.2 | E | 9 | -9900 | ? | 0 | 77777 | E | 9 | 1.9 | E | 8 | 0.114 | F | 8 | 0.14 | F | 8 | -9900 | -9900 | ? | 0
2001-08-15 | 20:00 | 8 | 366 | 0 | 2 | 8 | 0 | 2 | 15 | 0 | 2 | 8 | 0 | 2 | 8 | 0 | 2 | 15 | 0 | 2 | 8 | 0 | 2 | 19 | 0 | E | 9 | 0 | E | 9 | 21.3 | E | 9 | 13.4 | E | 9 | 61 | A | 7 | 1004 | E | 9 | 180 | E | 9 | 5.2 | E | 9 | -9900 | ? | 0 | 77777 | E | 9 | 1.9 | E | 8 | 0.114 | F | 8 | 0.14 | F | 8 | -9900 | -9900 | ? | 0
2001-08-15 | 21:00 | 0 | 0 | 0 | 2 | 0 | 0 | 2 | 0 | 0 | 2 | 0 | 0 | 2 | 0 | 0 | 2 | 0 | 0 | 2 | 0 | 0 | 2 | 0 | 0 | E | 9 | 0 | E | 9 | 20.9 | E | 9 | 14.4 | E | 9 | 66 | A | 7 | 1004 | E | 9 | 180 | E | 9 | 3.6 | E | 9 | -9900 | ? | 0 | 77777 | E | 9 | 1.8 | E | 8 | 0.114 | F | 8 | 0.14 | F | 8 | -9900 | -9900 | ? | 0
2001-08-15 | 22:00 | 0 | 0 | 0 | 2 | 0 | 0 | 2 | 0 | 0 | 2 | 0 | 0 | 2 | 0 | 0 | 2 | 0 | 0 | 2 | 0 | 0 | 2 | 0 | 0 | E | 9 | 0 | E | 9 | 20.9 | E | 9 | 14.3 | E | 9 | 66 | A | 7 | 1004 | E | 9 | 160 | E | 9 | 4 | E | 9 | -9900 | ? | 0 | 77777 | E | 9 | 1.8 | E | 8 | 0.114 | F | 8 | 0.14 | F | 8 | -9900 | -9900 | ? | 0
2001-08-15 | 23:00 | 0 | 0 | 0 | 2 | 0 | 0 | 2 | 0 | 0 | 2 | 0 | 0 | 2 | 0 | 0 | 2 | 0 | 0 | 2 | 0 | 0 | 2 | 0 | 0 | E | 9 | 0 | E | 9 | 20.4 | E | 9 | 14.3 | E | 9 | 68 | A | 7 | 1004 | E | 9 | 150 | E | 9 | 2.3 | E | 9 | -9900 | ? | 0 | 77777 | E | 9 | 1.8 | E | 8 | 0.114 | F | 8 | 0.14 | F | 8 | -9900 | -9900 | ? | 0
2001-08-15 | 24:00 | 0 | 0 | 0 | 2 | 0 | 0 | 2 | 0 | 0 | 2 | 0 | 0 | 2 | 0 | 0 | 2 | 0 | 0 | 2 | 0 | 0 | 2 | 0 | 0 | E | 9 | 0 | E | 9 | 19.3 | E | 9 | 13.7 | E | 9 | 70 | A | 7 | 1004 | E | 9 | 150 | E | 9 | 1.7 | E | 9 | -9900 | ? | 0 | 77777 | E | 9 | 1.8 | E | 8 | 0.114 | F | 8 | 0.14 | F | 8 | -9900 | -9900 | ? | 0
2001-08-16 | 1:00 | 0 | 0 | 0 | 2 | 0 | 0 | 2 | 0 | 0 | 2 | 0 | 0 | 2 | 0 | 0 | 2 | 0 | 0 | 2 | 0 | 0 | 2 | 0 | 0 | E | 9 | 0 | E | 9 | 19.4 | E | 9 | 13.6 | E | 9 | 69 | A | 7 | 1004 | E | 9 | 0 | E | 9 | 0 | E | 9 | -9900 | ? | 0 | 77777 | E | 9 | 1.9 | E | 8 | 0.114 | F | 8 | 0.14 | F | 8 | -9900 | -9900 | ? | 0
2001-08-16 | 2:00 | 0 | 0 | 0 | 2 | 0 | 0 | 2 | 0 | 0 | 2 | 0 | 0 | 2 | 0 | 0 | 2 | 0 | 0 | 2 | 0 | 0 | 2 | 0 | 0 | E | 9 | 0 | E | 9 | 15 | E | 9 | 12.4 | E | 9 | 84 | A | 7 | 1004 | E | 9 | 110 | E | 9 | 0.6 | E | 9 | -9900 | ? | 0 | 77777 | E | 9 | 1.9 | E | 8 | 0.114 | F | 8 | 0.14 | F | 8 | -9900 | -9900 | ? | 0
2001-08-16 | 3:00 | 0 | 0 | 0 | 2 | 0 | 0 | 2 | 0 | 0 | 2 | 0 | 0 | 2 | 0 | 0 | 2 | 0 | 0 | 2 | 0 | 0 | 2 | 0 | 0 | E | 9 | 0 | E | 9 | 16.2 | E | 9 | 13.5 | E | 9 | 84 | A | 7 | 1004 | E | 9 | 330 | E | 9 | 0.5 | E | 9 | -9900 | ? | 0 | 77777 | E | 9 | 1.9 | E | 8 | 0.114 | F | 8 | 0.14 | F | 8 | -9900 | -9900 | ? | 0
2001-08-16 | 4:00 | 0 | 0 | 0 | 2 | 0 | 0 | 2 | 0 | 0 | 2 | 0 | 0 | 2 | 0 | 0 | 2 | 0 | 0 | 2 | 0 | 0 | 2 | 0 | 0 | E | 9 | 0 | E | 9 | 17.3 | E | 9 | 13.9 | E | 9 | 80 | A | 7 | 1004 | E | 9 | 320 | E | 9 | 0.4 | E | 9 | -9900 | ? | 0 | 77777 | E | 9 | 1.9 | E | 8 | 0.114 | F | 8 | 0.14 | F | 8 | -9900 | -9900 | ? | 0
2001-08-16 | 5:00 | 0 | 0 | 0 | 2 | 0 | 0 | 2 | 0 | 0 | 2 | 0 | 0 | 2 | 0 | 0 | 2 | 0 | 0 | 2 | 0 | 0 | 2 | 0 | 0 | E | 9 | 0 | E | 9 | 17.4 | E | 9 | 13.8 | E | 9 | 79 | A | 7 | 1004 | E | 9 | 0 | E | 9 | 0 | E | 9 | -9900 | ? | 0 | 77777 | E | 9 | 2 | E | 8 | 0.114 | F | 8 | 0.14 | F | 8 | -9900 | -9900 | ? | 0
2001-08-16 | 6:00 | 51 | 899 | 3 | 2 | 8 | 0 | 2 | 15 | 3 | 2 | 8 | 400 | 2 | 8 | 0 | 2 | 15 | 400 | 2 | 8 | 120 | 2 | 19 | 0 | E | 9 | 0 | E | 9 | 17.4 | E | 9 | 14.3 | E | 9 | 82 | A | 7 | 1004 | E | 9 | 0 | E | 9 | 0 | E | 9 | -9900 | ? | 0 | 77777 | E | 9 | 2 | E | 8 | 0.114 | F | 8 | 0.14 | F | 8 | -9900 | -9900 | ? | 0
2001-08-16 | 7:00 | 272 | 1332 | 52 | 2 | 8 | 0 | 2 | 15 | 52 | 2 | 8 | 6000 | 2 | 8 | 0 | 2 | 15 | 6000 | 2 | 8 | 1950 | 2 | 19 | 5 | E | 9 | 5 | E | 9 | 19.2 | E | 9 | 15.4 | E | 9 | 79 | A | 7 | 1004 | E | 9 | 0 | E | 9 | 0 | E | 9 | -9900 | ? | 0 | 77777 | E | 9 | 2 | E | 8 | 0.114 | F | 8 | 0.14 | F | 8 | -9900 | -9900 | ? | 0
2001-08-16 | 8:00 | 507 | 1332 | 110 | 2 | 8 | 0 | 2 | 15 | 110 | 2 | 8 | 12700 | 2 | 8 | 0 | 2 | 15 | 12700 | 2 | 8 | 4470 | 2 | 19 | 9 | E | 9 | 9 | E | 9 | 20.8 | E | 9 | 14.7 | E | 9 | 68 | A | 7 | 1004 | E | 9 | 0 | E | 9 | 0 | E | 9 | -9900 | ? | 0 | 180 | E | 9 | 2 | E | 8 | 0.114 | F | 8 | 0.14 | F | 8 | -9900 | -9900 | ? | 0
2001-08-16 | 9:00 | 724 | 1332 | 123 | 2 | 8 | 0 | 2 | 15 | 123 | 2 | 8 | 14700 | 2 | 8 | 0 | 2 | 15 | 14700 | 2 | 8 | 5710 | 2 | 19 | 3 | E | 9 | 3 | E | 9 | 22.6 | E | 9 | 15.2 | E | 9 | 63 | A | 7 | 1004 | E | 9 | 0 | E | 9 | 0 | E | 9 | -9900 | ? | 0 | 77777 | E | 9 | 2.1 | E | 8 | 0.114 | F | 8 | 0.14 | F | 8 | -9900 | -9900 | ? | 0
2001-08-16 | 10:00 | 906 | 1332 | 163 | 2 | 8 | 0 | 2 | 15 | 163 | 2 | 8 | 19600 | 2 | 8 | 0 | 2 | 15 | 19600 | 2 | 8 | 7920 | 2 | 19 | 0 | E | 9 | 0 | E | 9 | 21.5 | E | 9 | 16.2 | E | 9 | 72 | A | 7 | 1004 | E | 9 | 0 | E | 9 | 0 | E | 9 | -9900 | ? | 0 | 77777 | E | 9 | 2.1 | E | 8 | 0.114 | F | 8 | 0.14 | F | 8 | -9900 | -9900 | ? | 0
2001-08-16 | 11:00 | 1041 | 1332 | 313 | 2 | 8 | 18 | 2 | 15 | 299 | 2 | 8 | 36700 | 2 | 8 | 1600 | 2 | 15 | 35500 | 2 | 8 | 13490 | 2 | 19 | 0 | E | 9 | 0 | E | 9 | 22.7 | E | 9 | 15.7 | E | 9 | 65 | A | 7 | 1004 | E | 9 | 0 | E | 9 | 0 | E | 9 | -9900 | ? | 0 | 77777 | E | 9 | 2.1 | E | 8 | 0.114 | F | 8 | 0.14 | F | 8 | -9900 | -9900 | ? | 0
2001-08-16 | 12:00 | 1120 | 1332 | 336 | 2 | 8 | 36 | 2 | 15 | 306 | 2 | 8 | 37200 | 2 | 8 | 3700 | 2 | 15 | 34100 | 2 | 8 | 13460 | 2 | 19 | 0 | E | 9 | 0 | E | 9 | 23.2 | E | 9 | 13.9 | E | 9 | 56 | A | 7 | 1004 | E | 9 | 0 | E | 9 | 0 | E | 9 | -9900 | ? | 0 | 77777 | E | 9 | 2.1 | E | 8 | 0.114 | F | 8 | 0.14 | F | 8 | -9900 | -9900 | ? | 0
2001-08-16 | 13:00 | 1138 | 1332 | 829 | 2 | 8 | 656 | 2 | 15 | 267 | 2 | 8 | 86800 | 2 | 8 | 66200 | 2 | 15 | 30200 | 2 | 8 | 11330 | 2 | 19 | 0 | E | 9 | 0 | E | 9 | 23.9 | E | 9 | 14.3 | E | 9 | 55 | A | 7 | 1004 | E | 9 | 20 | E | 9 | 1.8 | E | 9 | -9900 | ? | 0 | 77777 | E | 9 | 2.2 | E | 8 | 0.114 | F | 8 | 0.14 | F | 8 | -9900 | -9900 | ? | 0
2001-08-16 | 14:00 | 1094 | 1332 | 802 | 2 | 8 | 781 | 2 | 15 | 159 | 2 | 8 | 84100 | 2 | 8 | 78600 | 2 | 15 | 19500 | 2 | 8 | 5620 | 2 | 19 | 0 | E | 9 | 0 | E | 9 | 23.3 | E | 9 | 14.8 | E | 9 | 59 | A | 7 | 1004 | E | 9 | 310 | E | 9 | 2.8 | E | 9 | -9900 | ? | 0 | 77777 | E | 9 | 2.2 | E | 8 | 0.114 | F | 8 | 0.14 | F | 8 | -9900 | -9900 | ? | 0
2001-08-16 | 15:00 | 989 | 1332 | 738 | 2 | 8 | 818 | 2 | 15 | 129 | 2 | 8 | 78100 | 2 | 8 | 82500 | 2 | 15 | 16700 | 2 | 8 | 3780 | 2 | 19 | 0 | E | 9 | 0 | E | 9 | 24 | E | 9 | 13.7 | E | 9 | 53 | A | 7 | 1004 | E | 9 | 300 | E | 9 | 4.7 | E | 9 | -9900 | ? | 0 | 77777 | E | 9 | 2.2 | E | 8 | 0.114 | F | 8 | 0.14 | F | 8 | -9900 | -9900 | ? | 0
2001-08-16 | 16:00 | 832 | 1332 | 581 | 2 | 8 | 694 | 2 | 15 | 146 | 2 | 8 | 61300 | 2 | 8 | 70000 | 2 | 15 | 17400 | 2 | 8 | 3600 | 2 | 19 | 0 | E | 9 | 0 | E | 9 | 24 | A | 7 | 13 | A | 7 | 50 | A | 7 | 1004 | E | 9 | 320 | A | 7 | 4.1 | A | 7 | 16100 | A | 7 | 77777 | A | 7 | 2.2 | E | 8 | 0.114 | F | 8 | 0.14 | F | 8 | -9900 | -9900 | ? | 0
2001-08-16 | 17:00 | 634 | 1332 | 442 | 2 | 8 | 685 | 2 | 15 | 116 | 2 | 8 | 46200 | 2 | 8 | 66900 | 2 | 15 | 14300 | 2 | 8 | 2400 | 2 | 19 | 0 | E | 9 | 0 | E | 9 | 22.8 | E | 9 | 11.9 | E | 9 | 50 | A | 7 | 1004 | E | 9 | 320 | E | 9 | 4.5 | E | 9 | -9900 | ? | 0 | 77777 | E | 9 | 2.2 | E | 8 | 0.114 | F | 8 | 0.14 | F | 8 | -9900 | -9900 | ? | 0
2001-08-16 | 18:00 | 407 | 1332 | 270 | 2 | 8 | 487 | 2 | 15 | 121 | 2 | 8 | 27700 | 2 | 8 | 43100 | 2 | 15 | 14500 | 2 | 8 | 2320 | 2 | 19 | 0 | E | 9 | 0 | E | 9 | 21.7 | E | 9 | 12.4 | E | 9 | 55 | A | 7 | 1004 | E | 9 | 320 | E | 9 | 4.5 | E | 9 | -9900 | ? | 0 | 77777 | E | 9 | 2.3 | E | 8 | 0.114 | F | 8 | 0.14 | F | 8 | -9900 | -9900 | ? | 0
2001-08-16 | 19:00 | 169 | 1332 | 0 | 2 | 8 | 0 | 2 | 15 | 0 | 2 | 8 | 0 | 2 | 8 | 0 | 2 | 15 | 0 | 2 | 8 | 0 | 2 | 19 | 0 | E | 9 | 0 | E | 9 | 20.5 | E | 9 | 11.8 | E | 9 | 57 | A | 7 | 1004 | E | 9 | 320 | E | 9 | 4.9 | E | 9 | -9900 | ? | 0 | 77777 | E | 9 | 2.3 | E | 8 | 0.114 | F | 8 | 0.14 | F | 8 | -9900 | -9900 | ? | 0
2001-08-16 | 20:00 | 6 | 322 | 0 | 2 | 8 | 0 | 2 | 15 | 0 | 2 | 8 | 0 | 2 | 8 | 0 | 2 | 15 | 0 | 2 | 8 | 0 | 2 | 19 | 1 | E | 9 | 1 | E | 9 | 19.3 | E | 9 | 12.4 | E | 9 | 64 | A | 7 | 1004 | E | 9 | 320 | E | 9 | 3.8 | E | 9 | -9900 | ? | 0 | 77777 | E | 9 | 2.3 | E | 8 | 0.114 | F | 8 | 0.14 | F | 8 | -9900 | -9900 | ? | 0
2001-08-16 | 21:00 | 0 | 0 | 0 | 2 | 0 | 0 | 2 | 0 | 0 | 2 | 0 | 0 | 2 | 0 | 0 | 2 | 0 | 0 | 2 | 0 | 0 | 2 | 0 | 1 | E | 9 | 1 | E | 9 | 18.6 | E | 9 | 12.3 | E | 9 | 67 | A | 7 | 1004 | E | 9 | 320 | E | 9 | 4.2 | E | 9 | -9900 | ? | 0 | 77777 | E | 9 | 2.3 | E | 8 | 0.114 | F | 8 | 0.14 | F | 8 | -9900 | -9900 | ? | 0
2001-08-16 | 22:00 | 0 | 0 | 0 | 2 | 0 | 0 | 2 | 0 | 0 | 2 | 0 | 0 | 2 | 0 | 0 | 2 | 0 | 0 | 2 | 0 | 0 | 2 | 0 | 1 | E | 9 | 1 | E | 9 | 16.4 | E | 9 | 11.7 | E | 9 | 74 | A | 7 | 1004 | E | 9 | 310 | E | 9 | 3.2 | E | 9 | -9900 | ? | 0 | 77777 | E | 9 | 2.4 | E | 8 | 0.114 | F | 8 | 0.14 | F | 8 | -9900 | -9900 | ? | 0
2001-08-16 | 23:00 | 0 | 0 | 0 | 2 | 0 | 0 | 2 | 0 | 0 | 2 | 0 | 0 | 2 | 0 | 0 | 2 | 0 | 0 | 2 | 0 | 0 | 2 | 0 | 1 | E | 9 | 1 | E | 9 | 16.3 | E | 9 | 12.3 | E | 9 | 77 | A | 7 | 1004 | E | 9 | 310 | E | 9 | 2.6 | E | 9 | -9900 | ? | 0 | 77777 | E | 9 | 2.3 | E | 8 | 0.114 | F | 8 | 0.14 | F | 8 | -9900 | -9900 | ? | 0
2001-08-16 | 24:00 | 0 | 0 | 0 | 2 | 0 | 0 | 2 | 0 | 0 | 2 | 0 | 0 | 2 | 0 | 0 | 2 | 0 | 0 | 2 | 0 | 0 | 2 | 0 | 3 | E | 9 | 3 | E | 9 | 15.6 | E | 9 | 12.2 | E | 9 | 80 | A | 7 | 1004 | E | 9 | 320 | E | 9 | 3.5 | E | 9 | -9900 | ? | 0 | 77777 | E | 9 | 2.2 | E | 8 | 0.114 | F | 8 | 0.14 | F | 8 | -9900 | -9900 | ? | 0
2001-08-17 | 1:00 | 0 | 0 | 0 | 2 | 0 | 0 | 2 | 0 | 0 | 2 | 0 | 0 | 2 | 0 | 0 | 2 | 0 | 0 | 2 | 0 | 0 | 2 | 0 | 2 | E | 9 | 2 | E | 9 | 15.5 | E | 9 | 12.2 | E | 9 | 81 | A | 7 | 1004 | E | 9 | 310 | E | 9 | 3 | E | 9 | -9900 | ? | 0 | 77777 | E | 9 | 2.1 | E | 8 | 0.113 | F | 8 | 0.14 | F | 8 | -9900 | -9900 | ? | 0
2001-08-17 | 2:00 | 0 | 0 | 0 | 2 | 0 | 0 | 2 | 0 | 0 | 2 | 0 | 0 | 2 | 0 | 0 | 2 | 0 | 0 | 2 | 0 | 0 | 2 | 0 | 2 | E | 9 | 2 | E | 9 | 15.5 | E | 9 | 11.5 | E | 9 | 77 | A | 7 | 1004 | E | 9 | 310 | E | 9 | 2.4 | E | 9 | -9900 | ? | 0 | 77777 | E | 9 | 2.1 | E | 8 | 0.113 | F | 8 | 0.14 | F | 8 | -9900 | -9900 | ? | 0
2001-08-17 | 3:00 | 0 | 0 | 0 | 2 | 0 | 0 | 2 | 0 | 0 | 2 | 0 | 0 | 2 | 0 | 0 | 2 | 0 | 0 | 2 | 0 | 0 | 2 | 0 | 1 | E | 9 | 1 | E | 9 | 15.4 | E | 9 | 11.5 | E | 9 | 78 | A | 7 | 1004 | E | 9 | 320 | E | 9 | 1.2 | E | 9 | -9900 | ? | 0 | 77777 | E | 9 | 2 | E | 8 | 0.113 | F | 8 | 0.14 | F | 8 | -9900 | -9900 | ? | 0
2001-08-17 | 4:00 | 0 | 0 | 0 | 2 | 0 | 0 | 2 | 0 | 0 | 2 | 0 | 0 | 2 | 0 | 0 | 2 | 0 | 0 | 2 | 0 | 0 | 2 | 0 | 2 | E | 9 | 2 | E | 9 | 14.2 | E | 9 | 12.1 | E | 9 | 87 | A | 7 | 1004 | E | 9 | 0 | E | 9 | 0 | E | 9 | -9900 | ? | 0 | 77777 | E | 9 | 1.9 | E | 8 | 0.113 | F | 8 | 0.14 | F | 8 | -9900 | -9900 | ? | 0
2001-08-17 | 5:00 | 0 | 0 | 0 | 2 | 0 | 0 | 2 | 0 | 0 | 2 | 0 | 0 | 2 | 0 | 0 | 2 | 0 | 0 | 2 | 0 | 0 | 2 | 0 | 2 | E | 9 | 2 | E | 9 | 14.1 | E | 9 | 11.4 | E | 9 | 84 | A | 7 | 1004 | E | 9 | 0 | E | 9 | 0 | E | 9 | -9900 | ? | 0 | 77777 | E | 9 | 1.8 | E | 8 | 0.113 | F | 8 | 0.14 | F | 8 | -9900 | -9900 | ? | 0
2001-08-17 | 6:00 | 48 | 877 | 2 | 2 | 8 | 0 | 2 | 15 | 2 | 2 | 8 | 300 | 2 | 8 | 0 | 2 | 15 | 300 | 2 | 8 | 80 | 2 | 19 | 2 | E | 9 | 2 | E | 9 | 15.2 | E | 9 | 12.5 | E | 9 | 84 | A | 7 | 1004 | E | 9 | 310 | E | 9 | 0.5 | E | 9 | -9900 | ? | 0 | 77777 | E | 9 | 1.7 | E | 8 | 0.113 | F | 8 | 0.14 | F | 8 | -9900 | -9900 | ? | 0
2001-08-17 | 7:00 | 268 | 1333 | 59 | 2 | 8 | 0 | 2 | 15 | 59 | 2 | 8 | 6700 | 2 | 8 | 0 | 2 | 15 | 6700 | 2 | 8 | 2130 | 2 | 19 | 0 | E | 9 | 0 | E | 9 | 15.7 | E | 9 | 13.1 | E | 9 | 85 | A | 7 | 1004 | E | 9 | 300 | E | 9 | 2 | E | 9 | -9900 | ? | 0 | 77777 | E | 9 | 1.7 | E | 8 | 0.113 | F | 8 | 0.14 | F | 8 | -9900 | -9900 | ? | 0
2001-08-17 | 8:00 | 504 | 1333 | 115 | 2 | 8 | 0 | 2 | 15 | 115 | 2 | 8 | 13200 | 2 | 8 | 0 | 2 | 15 | 13200 | 2 | 8 | 4600 | 2 | 19 | 0 | E | 9 | 0 | E | 9 | 18.9 | E | 9 | 15.2 | E | 9 | 79 | A | 7 | 1004 | E | 9 | 0 | E | 9 | 0 | E | 9 | -9900 | ? | 0 | 77777 | E | 9 | 1.6 | E | 8 | 0.113 | F | 8 | 0.14 | F | 8 | -9900 | -9900 | ? | 0
2001-08-17 | 9:00 | 720 | 1333 | 251 | 2 | 8 | 70 | 2 | 15 | 213 | 2 | 8 | 27600 | 2 | 8 | 7000 | 2 | 15 | 23800 | 2 | 8 | 6680 | 2 | 19 | 0 | E | 9 | 0 | E | 9 | 18.3 | E | 9 | 15.2 | E | 9 | 82 | A | 7 | 1004 | E | 9 | 0 | E | 9 | 0 | E | 9 | -9900 | ? | 0 | 77777 | E | 9 | 1.5 | E | 8 | 0.113 | F | 8 | 0.14 | F | 8 | -9900 | -9900 | ? | 0
2001-08-17 | 10:00 | 902 | 1333 | 604 | 2 | 8 | 589 | 2 | 15 | 204 | 2 | 8 | 62800 | 2 | 8 | 59000 | 2 | 15 | 22700 | 2 | 8 | 5290 | 2 | 19 | 0 | E | 9 | 0 | E | 9 | 20.5 | E | 9 | 15.2 | E | 9 | 72 | A | 7 | 1004 | E | 9 | 0 | E | 9 | 0 | E | 9 | -9900 | ? | 0 | 77777 | E | 9 | 1.4 | E | 8 | 0.113 | F | 8 | 0.14 | F | 8 | -9900 | -9900 | ? | 0
2001-08-17 | 11:00 | 1038 | 1333 | 694 | 2 | 8 | 624 | 2 | 15 | 207 | 2 | 8 | 73300 | 2 | 8 | 63300 | 2 | 15 | 23800 | 2 | 8 | 6910 | 2 | 19 | 0 | E | 9 | 0 | E | 9 | 20.9 | E | 9 | 14.6 | E | 9 | 67 | A | 7 | 1004 | E | 9 | 0 | E | 9 | 0 | E | 9 | -9900 | ? | 0 | 77777 | E | 9 | 1.4 | E | 8 | 0.113 | F | 8 | 0.14 | F | 8 | -9900 | -9900 | ? | 0
2001-08-17 | 12:00 | 1117 | 1333 | 754 | 2 | 8 | 586 | 2 | 15 | 262 | 2 | 8 | 79000 | 2 | 8 | 59100 | 2 | 15 | 29300 | 2 | 8 | 10430 | 2 | 19 | 0 | E | 9 | 0 | E | 9 | 19.2 | E | 9 | 12.9 | E | 9 | 67 | A | 7 | 1004 | E | 9 | 300 | E | 9 | 0.6 | E | 9 | -9900 | ? | 0 | 77777 | E | 9 | 1.4 | E | 8 | 0.113 | F | 8 | 0.14 | F | 8 | -9900 | -9900 | ? | 0
2001-08-17 | 13:00 | 1135 | 1333 | 817 | 2 | 8 | 728 | 2 | 15 | 195 | 2 | 8 | 87500 | 2 | 8 | 74600 | 2 | 15 | 23800 | 2 | 8 | 8410 | 2 | 19 | 0 | E | 9 | 0 | E | 9 | 21.3 | E | 9 | 13.1 | E | 9 | 59 | A | 7 | 1004 | E | 9 | 330 | E | 9 | 2.1 | E | 9 | -9900 | ? | 0 | 77777 | E | 9 | 1.5 | E | 8 | 0.113 | F | 8 | 0.14 | F | 8 | -9900 | -9900 | ? | 0
2001-08-17 | 14:00 | 1090 | 1333 | 789 | 2 | 8 | 702 | 2 | 15 | 214 | 2 | 8 | 83600 | 2 | 8 | 71400 | 2 | 15 | 25100 | 2 | 8 | 8070 | 2 | 19 | 0 | E | 9 | 0 | E | 9 | 23.5 | E | 9 | 13.3 | E | 9 | 53 | A | 7 | 1004 | E | 9 | 320 | E | 9 | 4.6 | E | 9 | -9900 | ? | 0 | 77777 | E | 9 | 1.5 | E | 8 | 0.113 | F | 8 | 0.14 | F | 8 | -9900 | -9900 | ? | 0
2001-08-17 | 15:00 | 985 | 1333 | 620 | 2 | 8 | 403 | 2 | 15 | 321 | 2 | 8 | 67200 | 2 | 8 | 43500 | 2 | 15 | 35000 | 2 | 8 | 9910 | 2 | 19 | 0 | E | 9 | 0 | E | 9 | 24 | E | 9 | 12.8 | E | 9 | 50 | A | 7 | 1004 | E | 9 | 310 | E | 9 | 5.6 | E | 9 | -9900 | ? | 0 | 77777 | E | 9 | 1.5 | E | 8 | 0.113 | F | 8 | 0.14 | F | 8 | -9900 | -9900 | ? | 0
2001-08-17 | 16:00 | 828 | 1333 | 294 | 2 | 8 | 43 | 2 | 15 | 267 | 2 | 8 | 32300 | 2 | 8 | 4400 | 2 | 15 | 29600 | 2 | 8 | 8820 | 2 | 19 | 0 | E | 9 | 0 | E | 9 | 23.9 | E | 9 | 12.1 | E | 9 | 48 | A | 7 | 1004 | E | 9 | 310 | E | 9 | 6 | E | 9 | -9900 | ? | 0 | 77777 | E | 9 | 1.5 | E | 8 | 0.113 | F | 8 | 0.14 | F | 8 | -9900 | -9900 | ? | 0
2001-08-17 | 17:00 | 629 | 1333 | 397 | 2 | 8 | 468 | 2 | 15 | 176 | 2 | 8 | 41400 | 2 | 8 | 46300 | 2 | 15 | 19500 | 2 | 8 | 3670 | 2 | 19 | 0 | E | 9 | 0 | E | 9 | 23.8 | E | 9 | 11.6 | E | 9 | 46 | A | 7 | 1004 | E | 9 | 310 | E | 9 | 4.9 | E | 9 | -9900 | ? | 0 | 77777 | E | 9 | 1.5 | E | 8 | 0.113 | F | 8 | 0.14 | F | 8 | -9900 | -9900 | ? | 0
2001-08-17 | 18:00 | 401 | 1333 | 242 | 2 | 8 | 355 | 2 | 15 | 135 | 2 | 8 | 25300 | 2 | 8 | 32000 | 2 | 15 | 15700 | 2 | 8 | 2790 | 2 | 19 | 0 | E | 9 | 0 | E | 9 | 22.7 | E | 9 | 11.6 | E | 9 | 49 | A | 7 | 1004 | E | 9 | 310 | E | 9 | 5.8 | E | 9 | -9900 | ? | 0 | 77777 | E | 9 | 1.5 | E | 8 | 0.113 | F | 8 | 0.14 | F | 8 | -9900 | -9900 | ? | 0
2001-08-17 | 19:00 | 163 | 1333 | 0 | 2 | 8 | 0 | 2 | 15 | 0 | 2 | 8 | 0 | 2 | 8 | 0 | 2 | 15 | 0 | 2 | 8 | 0 | 2 | 19 | 0 | E | 9 | 0 | E | 9 | 20.9 | E | 9 | 12 | E | 9 | 57 | A | 7 | 1004 | E | 9 | 310 | E | 9 | 6.8 | E | 9 | -9900 | ? | 0 | 77777 | E | 9 | 1.5 | E | 8 | 0.113 | F | 8 | 0.14 | F | 8 | -9900 | -9900 | ? | 0
2001-08-17 | 20:00 | 5 | 300 | 0 | 2 | 8 | 0 | 2 | 15 | 0 | 2 | 8 | 0 | 2 | 8 | 0 | 2 | 15 | 0 | 2 | 8 | 0 | 2 | 19 | 0 | E | 9 | 0 | E | 9 | 18 | A | 7 | 12 | A | 7 | 68 | A | 7 | 1004 | E | 9 | 310 | A | 7 | 6.7 | A | 7 | 16100 | A | 7 | 77777 | A | 7 | 1.5 | E | 8 | 0.113 | F | 8 | 0.14 | F | 8 | -9900 | -9900 | ? | 0
2001-08-17 | 21:00 | 0 | 0 | 0 | 2 | 0 | 0 | 2 | 0 | 0 | 2 | 0 | 0 | 2 | 0 | 0 | 2 | 0 | 0 | 2 | 0 | 0 | 2 | 0 | 0 | E | 9 | 0 | E | 9 | 16.9 | E | 9 | 11.7 | E | 9 | 71 | A | 7 | 1004 | E | 9 | 300 | E | 9 | 4.8 | E | 9 | -9900 | ? | 0 | 77777 | E | 9 | 1.5 | E | 8 | 0.113 | F | 8 | 0.14 | F | 8 | -9900 | -9900 | ? | 0
2001-08-17 | 22:00 | 0 | 0 | 0 | 2 | 0 | 0 | 2 | 0 | 0 | 2 | 0 | 0 | 2 | 0 | 0 | 2 | 0 | 0 | 2 | 0 | 0 | 2 | 0 | 0 | E | 9 | 0 | E | 9 | 13.6 | E | 9 | 10.4 | E | 9 | 81 | A | 7 | 1004 | E | 9 | 310 | E | 9 | 4.5 | E | 9 | -9900 | ? | 0 | 77777 | E | 9 | 1.5 | E | 8 | 0.113 | F | 8 | 0.14 | F | 8 | -9900 | -9900 | ? | 0
2001-08-17 | 23:00 | 0 | 0 | 0 | 2 | 0 | 0 | 2 | 0 | 0 | 2 | 0 | 0 | 2 | 0 | 0 | 2 | 0 | 0 | 2 | 0 | 0 | 2 | 0 | 0 | E | 9 | 0 | E | 9 | 13.5 | E | 9 | 10.7 | E | 9 | 83 | A | 7 | 1004 | E | 9 | 300 | E | 9 | 4 | E | 9 | -9900 | ? | 0 | 77777 | E | 9 | 1.4 | E | 8 | 0.113 | F | 8 | 0.14 | F | 8 | -9900 | -9900 | ? | 0
2001-08-17 | 24:00 | 0 | 0 | 0 | 2 | 0 | 0 | 2 | 0 | 0 | 2 | 0 | 0 | 2 | 0 | 0 | 2 | 0 | 0 | 2 | 0 | 0 | 2 | 0 | 0 | E | 9 | 0 | E | 9 | 13.5 | E | 9 | 10.4 | E | 9 | 82 | A | 7 | 1004 | E | 9 | 300 | E | 9 | 4.7 | E | 9 | -9900 | ? | 0 | 77777 | E | 9 | 1.4 | E | 8 | 0.113 | F | 8 | 0.14 | F | 8 | -9900 | -9900 | ? | 0
2001-08-18 | 1:00 | 0 | 0 | 0 | 2 | 0 | 0 | 2 | 0 | 0 | 2 | 0 | 0 | 2 | 0 | 0 | 2 | 0 | 0 | 2 | 0 | 0 | 2 | 0 | 0 | E | 9 | 0 | E | 9 | 12 | E | 9 | 9.5 | E | 9 | 85 | A | 7 | 1004 | E | 9 | 300 | E | 9 | 4.3 | E | 9 | -9900 | ? | 0 | 77777 | E | 9 | 1.3 | E | 8 | 0.113 | F | 8 | 0.14 | F | 8 | -9900 | -9900 | ? | 0
2001-08-18 | 2:00 | 0 | 0 | 0 | 2 | 0 | 0 | 2 | 0 | 0 | 2 | 0 | 0 | 2 | 0 | 0 | 2 | 0 | 0 | 2 | 0 | 0 | 2 | 0 | 0 | E | 9 | 0 | E | 9 | 8.8 | E | 9 | 8.2 | E | 9 | 96 | A | 7 | 1004 | E | 9 | 300 | E | 9 | 1.9 | E | 9 | -9900 | ? | 0 | 77777 | E | 9 | 1.3 | E | 8 | 0.113 | F | 8 | 0.14 | F | 8 | -9900 | -9900 | ? | 0
2001-08-18 | 3:00 | 0 | 0 | 0 | 2 | 0 | 0 | 2 | 0 | 0 | 2 | 0 | 0 | 2 | 0 | 0 | 2 | 0 | 0 | 2 | 0 | 0 | 2 | 0 | 0 | E | 9 | 0 | E | 9 | 7.7 | E | 9 | 7.7 | E | 9 | 100 | A | 7 | 1004 | E | 9 | 300 | E | 9 | 3.5 | E | 9 | -9900 | ? | 0 | 77777 | E | 9 | 1.2 | E | 8 | 0.113 | F | 8 | 0.14 | F | 8 | -9900 | -9900 | ? | 0
2001-08-18 | 4:00 | 0 | 0 | 0 | 2 | 0 | 0 | 2 | 0 | 0 | 2 | 0 | 0 | 2 | 0 | 0 | 2 | 0 | 0 | 2 | 0 | 0 | 2 | 0 | 0 | E | 9 | 0 | E | 9 | 7.9 | E | 9 | 7.7 | E | 9 | 99 | A | 7 | 1004 | E | 9 | 300 | E | 9 | 2.2 | E | 9 | -9900 | ? | 0 | 77777 | E | 9 | 1.1 | E | 8 | 0.113 | F | 8 | 0.14 | F | 8 | -9900 | -9900 | ? | 0
2001-08-18 | 5:00 | 0 | 0 | 0 | 2 | 0 | 0 | 2 | 0 | 0 | 2 | 0 | 0 | 2 | 0 | 0 | 2 | 0 | 0 | 2 | 0 | 0 | 2 | 0 | 0 | E | 9 | 0 | E | 9 | 6.9 | E | 9 | 6.4 | E | 9 | 97 | A | 7 | 1004 | E | 9 | 280 | E | 9 | 0.7 | E | 9 | -9900 | ? | 0 | 77777 | E | 9 | 1.1 | E | 8 | 0.113 | F | 8 | 0.14 | F | 8 | -9900 | -9900 | ? | 0
2001-08-18 | 6:00 | 45 | 856 | 5 | 2 | 8 | 95 | 2 | 15 | 3 | 2 | 8 | 900 | 2 | 8 | 5500 | 2 | 15 | 600 | 2 | 8 | 110 | 2 | 19 | 0 | E | 9 | 0 | E | 9 | 7.6 | E | 9 | 6.9 | E | 9 | 95 | A | 7 | 1004 | E | 9 | 290 | E | 9 | 0.3 | E | 9 | -9900 | ? | 0 | 77777 | E | 9 | 1 | E | 8 | 0.113 | F | 8 | 0.14 | F | 8 | -9900 | -9900 | ? | 0
2001-08-18 | 7:00 | 264 | 1333 | 138 | 2 | 8 | 500 | 2 | 15 | 39 | 2 | 8 | 14400 | 2 | 8 | 38600 | 2 | 15 | 6800 | 2 | 8 | 730 | 2 | 19 | 0 | E | 9 | 0 | E | 9 | 8.8 | E | 9 | 7.8 | E | 9 | 93 | A | 7 | 1004 | E | 9 | 300 | E | 9 | 1.5 | E | 9 | -9900 | ? | 0 | 77777 | E | 9 | 1 | E | 8 | 0.113 | F | 8 | 0.14 | F | 8 | -9900 | -9900 | ? | 0
2001-08-18 | 8:00 | 500 | 1333 | 311 | 2 | 8 | 655 | 2 | 15 | 65 | 2 | 8 | 32400 | 2 | 8 | 61500 | 2 | 15 | 9300 | 2 | 8 | 1320 | 2 | 19 | 0 | E | 9 | 0 | E | 9 | 11.1 | E | 9 | 9.9 | E | 9 | 92 | A | 7 | 1004 | E | 9 | 290 | E | 9 | 1.1 | E | 9 | -9900 | ? | 0 | 77777 | E | 9 | 0.9 | E | 8 | 0.113 | F | 8 | 0.14 | F | 8 | -9900 | -9900 | ? | 0
2001-08-18 | 9:00 | 717 | 1333 | 480 | 2 | 8 | 702 | 2 | 15 | 103 | 2 | 8 | 51300 | 2 | 8 | 70400 | 2 | 15 | 13400 | 2 | 8 | 2330 | 2 | 19 | 0 | E | 9 | 0 | E | 9 | 11.2 | E | 9 | 9.7 | E | 9 | 90 | A | 7 | 1004 | E | 9 | 330 | E | 9 | 0.8 | E | 9 | -9900 | ? | 0 | 77777 | E | 9 | 0.9 | E | 8 | 0.113 | F | 8 | 0.14 | F | 8 | -9900 | -9900 | ? | 0
2001-08-18 | 10:00 | 899 | 1333 | 620 | 2 | 8 | 742 | 2 | 15 | 119 | 2 | 8 | 65300 | 2 | 8 | 74500 | 2 | 15 | 15000 | 2 | 8 | 3040 | 2 | 19 | 2 | E | 9 | 2 | E | 9 | 13.6 | E | 9 | 11.9 | E | 9 | 89 | A | 7 | 1004 | E | 9 | 310 | E | 9 | 0.9 | E | 9 | -9900 | ? | 0 | 77777 | E | 9 | 0.8 | E | 8 | 0.113 | F | 8 | 0.14 | F | 8 | -9900 | -9900 | ? | 0
2001-08-18 | 11:00 | 1035 | 1333 | 733 | 2 | 8 | 719 | 2 | 15 | 174 | 2 | 8 | 78300 | 2 | 8 | 73600 | 2 | 15 | 21100 | 2 | 8 | 5870 | 2 | 19 | 3 | E | 9 | 3 | E | 9 | 16 | E | 9 | 14 | E | 9 | 88 | A | 7 | 1004 | E | 9 | 20 | E | 9 | 0.5 | E | 9 | -9900 | ? | 0 | 77777 | E | 9 | 0.9 | E | 8 | 0.113 | F | 8 | 0.14 | F | 8 | -9900 | -9900 | ? | 0
2001-08-18 | 12:00 | 1114 | 1333 | 790 | 2 | 8 | 694 | 2 | 15 | 209 | 2 | 8 | 84000 | 2 | 8 | 70800 | 2 | 15 | 24700 | 2 | 8 | 8420 | 2 | 19 | 0 | E | 9 | 0 | E | 9 | 18.4 | E | 9 | 14 | E | 9 | 76 | A | 7 | 1004 | E | 9 | 30 | E | 9 | 1.2 | E | 9 | -9900 | ? | 0 | 77777 | E | 9 | 0.9 | E | 8 | 0.113 | F | 8 | 0.14 | F | 8 | -9900 | -9900 | ? | 0
2001-08-18 | 13:00 | 1131 | 1333 | 799 | 2 | 8 | 698 | 2 | 15 | 205 | 2 | 8 | 85200 | 2 | 8 | 71400 | 2 | 15 | 24500 | 2 | 8 | 8700 | 2 | 19 | 0 | E | 9 | 0 | E | 9 | 20.1 | E | 9 | 12.6 | E | 9 | 62 | A | 7 | 1004 | E | 9 | 340 | E | 9 | 1.8 | E | 9 | -9900 | ? | 0 | 77777 | E | 9 | 1 | E | 8 | 0.113 | F | 8 | 0.14 | F | 8 | -9900 | -9900 | ? | 0
2001-08-18 | 14:00 | 1086 | 1333 | 771 | 2 | 8 | 696 | 2 | 15 | 202 | 2 | 8 | 81900 | 2 | 8 | 71000 | 2 | 15 | 23900 | 2 | 8 | 7580 | 2 | 19 | 0 | E | 9 | 0 | E | 9 | 22.1 | E | 9 | 12.4 | E | 9 | 54 | A | 7 | 1004 | E | 9 | 0 | E | 9 | 0 | E | 9 | -9900 | ? | 0 | 77777 | E | 9 | 1.1 | E | 8 | 0.113 | F | 8 | 0.14 | F | 8 | -9900 | -9900 | ? | 0
2001-08-18 | 15:00 | 981 | 1333 | 693 | 2 | 8 | 721 | 2 | 15 | 161 | 2 | 8 | 74000 | 2 | 8 | 73700 | 2 | 15 | 19600 | 2 | 8 | 4920 | 2 | 19 | 1 | E | 9 | 1 | E | 9 | 23.1 | E | 9 | 11.1 | E | 9 | 47 | A | 7 | 1004 | E | 9 | 0 | E | 9 | 0 | E | 9 | -9900 | ? | 0 | 77777 | E | 9 | 1.1 | E | 8 | 0.113 | F | 8 | 0.14 | F | 8 | -9900 | -9900 | ? | 0
2001-08-18 | 16:00 | 823 | 1333 | 582 | 2 | 8 | 744 | 2 | 15 | 122 | 2 | 8 | 62200 | 2 | 8 | 75500 | 2 | 15 | 15500 | 2 | 8 | 3030 | 2 | 19 | 0 | E | 9 | 0 | E | 9 | 23.1 | E | 9 | 10.8 | E | 9 | 46 | A | 7 | 1004 | E | 9 | 280 | E | 9 | 2.2 | E | 9 | -9900 | ? | 0 | 77777 | E | 9 | 1.2 | E | 8 | 0.113 | F | 8 | 0.14 | F | 8 | -9900 | -9900 | ? | 0
2001-08-18 | 17:00 | 624 | 1333 | 437 | 2 | 8 | 693 | 2 | 15 | 113 | 2 | 8 | 45700 | 2 | 8 | 67500 | 2 | 15 | 14100 | 2 | 8 | 2320 | 2 | 19 | 1 | E | 9 | 1 | E | 9 | 22 | E | 9 | 10.5 | E | 9 | 48 | A | 7 | 1004 | E | 9 | 300 | E | 9 | 4.4 | E | 9 | -9900 | ? | 0 | 77777 | E | 9 | 1.3 | E | 8 | 0.113 | F | 8 | 0.14 | F | 8 | -9900 | -9900 | ? | 0
2001-08-18 | 18:00 | 396 | 1333 | 266 | 2 | 8 | 542 | 2 | 15 | 105 | 2 | 8 | 27600 | 2 | 8 | 47600 | 2 | 15 | 13400 | 2 | 8 | 1980 | 2 | 19 | 0 | E | 9 | 0 | E | 9 | 21 | E | 9 | 10.3 | E | 9 | 50 | A | 7 | 1004 | E | 9 | 300 | E | 9 | 6.6 | E | 9 | -9900 | ? | 0 | 77777 | E | 9 | 1.4 | E | 8 | 0.113 | F | 8 | 0.14 | F | 8 | -9900 | -9900 | ? | 0
2001-08-18 | 19:00 | 157 | 1333 | 0 | 2 | 8 | 0 | 2 | 15 | 0 | 2 | 8 | 0 | 2 | 8 | 0 | 2 | 15 | 0 | 2 | 8 | 0 | 2 | 19 | 0 | E | 9 | 0 | A | 7 | 21 | A | 7 | 11 | A | 7 | 53 | A | 7 | 1004 | E | 9 | 300 | A | 7 | 6.2 | A | 7 | 16100 | A | 7 | 77777 | A | 7 | 1.4 | E | 8 | 0.113 | F | 8 | 0.14 | F | 8 | -9900 | -9900 | ? | 0
2001-08-18 | 20:00 | 4 | 256 | 0 | 2 | 8 | 0 | 2 | 15 | 0 | 2 | 8 | 0 | 2 | 8 | 0 | 2 | 15 | 0 | 2 | 8 | 0 | 2 | 19 | 0 | E | 9 | 0 | E | 9 | 18.4 | E | 9 | 10.8 | E | 9 | 61 | A | 7 | 1004 | E | 9 | 300 | E | 9 | 8.7 | E | 9 | -9900 | ? | 0 | 77777 | E | 9 | 1.5 | E | 8 | 0.113 | F | 8 | 0.14 | F | 8 | -9900 | -9900 | ? | 0
2001-08-18 | 21:00 | 0 | 0 | 0 | 2 | 0 | 0 | 2 | 0 | 0 | 2 | 0 | 0 | 2 | 0 | 0 | 2 | 0 | 0 | 2 | 0 | 0 | 2 | 0 | 0 | E | 9 | 0 | E | 9 | 16.8 | E | 9 | 10.6 | E | 9 | 67 | A | 7 | 1004 | E | 9 | 300 | E | 9 | 8.2 | E | 9 | -9900 | ? | 0 | 77777 | E | 9 | 1.6 | E | 8 | 0.113 | F | 8 | 0.14 | F | 8 | -9900 | -9900 | ? | 0
2001-08-18 | 22:00 | 0 | 0 | 0 | 2 | 0 | 0 | 2 | 0 | 0 | 2 | 0 | 0 | 2 | 0 | 0 | 2 | 0 | 0 | 2 | 0 | 0 | 2 | 0 | 0 | E | 9 | 0 | E | 9 | 15.2 | E | 9 | 10.2 | E | 9 | 72 | A | 7 | 1004 | E | 9 | 300 | E | 9 | 7.8 | E | 9 | -9900 | ? | 0 | 77777 | E | 9 | 1.6 | E | 8 | 0.113 | F | 8 | 0.14 | F | 8 | -9900 | -9900 | ? | 0
2001-08-18 | 23:00 | 0 | 0 | 0 | 2 | 0 | 0 | 2 | 0 | 0 | 2 | 0 | 0 | 2 | 0 | 0 | 2 | 0 | 0 | 2 | 0 | 0 | 2 | 0 | 0 | E | 9 | 0 | E | 9 | 14.6 | E | 9 | 10 | E | 9 | 74 | A | 7 | 1004 | E | 9 | 300 | E | 9 | 6.8 | E | 9 | -9900 | ? | 0 | 77777 | E | 9 | 1.7 | E | 8 | 0.113 | F | 8 | 0.14 | F | 8 | -9900 | -9900 | ? | 0
2001-08-18 | 24:00 | 0 | 0 | 0 | 2 | 0 | 0 | 2 | 0 | 0 | 2 | 0 | 0 | 2 | 0 | 0 | 2 | 0 | 0 | 2 | 0 | 0 | 2 | 0 | 0 | E | 9 | 0 | E | 9 | 14 | E | 9 | 9.8 | E | 9 | 76 | A | 7 | 1004 | E | 9 | 300 | E | 9 | 5.8 | E | 9 | -9900 | ? | 0 | 77777 | E | 9 | 1.7 | E | 8 | 0.113 | F | 8 | 0.14 | F | 8 | -9900 | -9900 | ? | 0
2001-08-19 | 1:00 | 0 | 0 | 0 | 2 | 0 | 0 | 2 | 0 | 0 | 2 | 0 | 0 | 2 | 0 | 0 | 2 | 0 | 0 | 2 | 0 | 0 | 2 | 0 | 0 | E | 9 | 0 | E | 9 | 13.5 | E | 9 | 9.5 | E | 9 | 77 | A | 7 | 1004 | E | 9 | 300 | E | 9 | 5.2 | E | 9 | -9900 | ? | 0 | 77777 | E | 9 | 1.7 | E | 8 | 0.113 | F | 8 | 0.14 | F | 8 | -9900 | -9900 | ? | 0
2001-08-19 | 2:00 | 0 | 0 | 0 | 2 | 0 | 0 | 2 | 0 | 0 | 2 | 0 | 0 | 2 | 0 | 0 | 2 | 0 | 0 | 2 | 0 | 0 | 2 | 0 | 0 | E | 9 | 0 | E | 9 | 9.6 | E | 9 | 6.6 | E | 9 | 82 | A | 7 | 1004 | E | 9 | 300 | E | 9 | 6.3 | E | 9 | -9900 | ? | 0 | 77777 | E | 9 | 1.7 | E | 8 | 0.113 | F | 8 | 0.14 | F | 8 | -9900 | -9900 | ? | 0
2001-08-19 | 3:00 | 0 | 0 | 0 | 2 | 0 | 0 | 2 | 0 | 0 | 2 | 0 | 0 | 2 | 0 | 0 | 2 | 0 | 0 | 2 | 0 | 0 | 2 | 0 | 0 | E | 9 | 0 | E | 9 | 8.9 | E | 9 | 6.3 | E | 9 | 84 | A | 7 | 1004 | E | 9 | 300 | E | 9 | 6.4 | E | 9 | -9900 | ? | 0 | 77777 | E | 9 | 1.7 | E | 8 | 0.113 | F | 8 | 0.14 | F | 8 | -9900 | -9900 | ? | 0
2001-08-19 | 4:00 | 0 | 0 | 0 | 2 | 0 | 0 | 2 | 0 | 0 | 2 | 0 | 0 | 2 | 0 | 0 | 2 | 0 | 0 | 2 | 0 | 0 | 2 | 0 | 0 | E | 9 | 0 | E | 9 | 8.4 | E | 9 | 6.1 | E | 9 | 85 | A | 7 | 1004 | E | 9 | 300 | E | 9 | 6.9 | E | 9 | -9900 | ? | 0 | 77777 | E | 9 | 1.8 | E | 8 | 0.113 | F | 8 | 0.14 | F | 8 | -9900 | -9900 | ? | 0
2001-08-19 | 5:00 | 0 | 0 | 0 | 2 | 0 | 0 | 2 | 0 | 0 | 2 | 0 | 0 | 2 | 0 | 0 | 2 | 0 | 0 | 2 | 0 | 0 | 2 | 0 | 0 | E | 9 | 0 | E | 9 | 7.8 | E | 9 | 5.8 | E | 9 | 87 | A | 7 | 1004 | E | 9 | 300 | E | 9 | 5.9 | E | 9 | -9900 | ? | 0 | 77777 | E | 9 | 1.8 | E | 8 | 0.113 | F | 8 | 0.14 | F | 8 | -9900 | -9900 | ? | 0
2001-08-19 | 6:00 | 42 | 834 | 4 | 2 | 8 | 73 | 2 | 15 | 3 | 2 | 8 | 800 | 2 | 8 | 4200 | 2 | 15 | 500 | 2 | 8 | 110 | 2 | 19 | 0 | E | 9 | 0 | E | 9 | 7.9 | E | 9 | 5.9 | E | 9 | 87 | A | 7 | 1004 | E | 9 | 310 | E | 9 | 4.3 | E | 9 | -9900 | ? | 0 | 77777 | E | 9 | 1.8 | E | 8 | 0.113 | F | 8 | 0.14 | F | 8 | -9900 | -9900 | ? | 0
2001-08-19 | 7:00 | 260 | 1334 | 126 | 2 | 8 | 413 | 2 | 15 | 46 | 2 | 8 | 13000 | 2 | 8 | 31400 | 2 | 15 | 6900 | 2 | 8 | 840 | 2 | 19 | 0 | E | 9 | 0 | E | 9 | 13 | E | 9 | 10 | E | 9 | 82 | A | 7 | 1004 | E | 9 | 300 | E | 9 | 5.9 | E | 9 | -9900 | ? | 0 | 77777 | E | 9 | 1.8 | E | 8 | 0.113 | F | 8 | 0.14 | F | 8 | -9900 | -9900 | ? | 0
2001-08-19 | 8:00 | 496 | 1334 | 292 | 2 | 8 | 520 | 2 | 15 | 98 | 2 | 8 | 30100 | 2 | 8 | 48300 | 2 | 15 | 12100 | 2 | 8 | 1860 | 2 | 19 | 0 | E | 9 | 0 | E | 9 | 15 | E | 9 | 11 | E | 9 | 77 | A | 7 | 1004 | E | 9 | 300 | E | 9 | 6.5 | E | 9 | -9900 | ? | 0 | 77777 | E | 9 | 1.9 | E | 8 | 0.113 | F | 8 | 0.14 | F | 8 | -9900 | -9900 | ? | 0
2001-08-19 | 9:00 | 713 | 1334 | 500 | 2 | 8 | 753 | 2 | 15 | 97 | 2 | 8 | 52200 | 2 | 8 | 74200 | 2 | 15 | 12400 | 2 | 8 | 2080 | 2 | 19 | 0 | E | 9 | 0 | E | 9 | 19.1 | E | 9 | 11.1 | E | 9 | 60 | A | 7 | 1004 | E | 9 | 310 | E | 9 | 5.4 | E | 9 | -9900 | ? | 0 | 77777 | E | 9 | 1.9 | E | 8 | 0.113 | F | 8 | 0.14 | F | 8 | -9900 | -9900 | ? | 0
2001-08-19 | 10:00 | 896 | 1334 | 647 | 2 | 8 | 848 | 2 | 15 | 76 | 2 | 8 | 67600 | 2 | 8 | 84500 | 2 | 15 | 10700 | 2 | 8 | 2050 | 2 | 19 | 0 | E | 9 | 0 | E | 9 | 23.2 | E | 9 | 11.2 | E | 9 | 47 | A | 7 | 1004 | E | 9 | 300 | E | 9 | 4.4 | E | 9 | -9900 | ? | 0 | 77777 | E | 9 | 1.9 | E | 8 | 0.113 | F | 8 | 0.14 | F | 8 | -9900 | -9900 | ? | 0
2001-08-19 | 11:00 | 1031 | 1334 | 756 | 2 | 8 | 814 | 2 | 15 | 125 | 2 | 8 | 80700 | 2 | 8 | 82400 | 2 | 15 | 16800 | 2 | 8 | 4020 | 2 | 19 | 0 | E | 9 | 0 | E | 9 | 24.3 | E | 9 | 11.3 | E | 9 | 44 | A | 7 | 1004 | E | 9 | 350 | E | 9 | 2.4 | E | 9 | -9900 | ? | 0 | 77777 | E | 9 | 1.9 | E | 8 | 0.113 | F | 8 | 0.14 | F | 8 | -9900 | -9900 | ? | 0
2001-08-19 | 12:00 | 1110 | 1334 | 819 | 2 | 8 | 814 | 2 | 15 | 140 | 2 | 8 | 87300 | 2 | 8 | 82500 | 2 | 15 | 18500 | 2 | 8 | 5340 | 2 | 19 | 0 | E | 9 | 0 | E | 9 | 27.4 | E | 9 | 10.4 | E | 9 | 35 | A | 7 | 1004 | E | 9 | 350 | E | 9 | 0.3 | E | 9 | -9900 | ? | 0 | 77777 | E | 9 | 1.8 | E | 8 | 0.113 | F | 8 | 0.14 | F | 8 | -9900 | -9900 | ? | 0
2001-08-19 | 13:00 | 1128 | 1334 | 854 | 2 | 8 | 848 | 2 | 15 | 135 | 2 | 8 | 87600 | 2 | 8 | 84800 | 2 | 15 | 15700 | 2 | 8 | 4270 | 2 | 19 | 0 | E | 9 | 0 | E | 9 | 27.4 | E | 9 | 10.4 | E | 9 | 35 | A | 7 | 1004 | E | 9 | 20 | E | 9 | 4 | E | 9 | -9900 | ? | 0 | 77777 | E | 9 | 1.8 | E | 8 | 0.113 | F | 8 | 0.14 | F | 8 | -9900 | -9900 | ? | 0
2001-08-19 | 14:00 | 1082 | 1334 | 714 | 2 | 8 | 569 | 2 | 15 | 251 | 2 | 8 | 74700 | 2 | 8 | 57400 | 2 | 15 | 28000 | 2 | 8 | 9100 | 2 | 19 | 0 | E | 9 | 0 | E | 9 | 29.5 | E | 9 | 11.5 | E | 9 | 33 | A | 7 | 1004 | E | 9 | 300 | E | 9 | 5 | E | 9 | -9900 | ? | 0 | 77777 | E | 9 | 1.8 | E | 8 | 0.113 | F | 8 | 0.14 | F | 8 | -9900 | -9900 | ? | 0
2001-08-19 | 15:00 | 977 | 1334 | 667 | 2 | 8 | 660 | 2 | 15 | 183 | 2 | 8 | 70600 | 2 | 8 | 67000 | 2 | 15 | 21400 | 2 | 8 | 5470 | 2 | 19 | 0 | E | 9 | 0 | E | 9 | 30.6 | E | 9 | 11.6 | E | 9 | 31 | A | 7 | 1004 | E | 9 | 320 | E | 9 | 6.1 | E | 9 | -9900 | ? | 0 | 77777 | E | 9 | 1.8 | E | 8 | 0.113 | F | 8 | 0.14 | F | 8 | -9900 | -9900 | ? | 0
2001-08-19 | 16:00 | 818 | 1334 | 555 | 2 | 8 | 652 | 2 | 15 | 155 | 2 | 8 | 58300 | 2 | 8 | 65500 | 2 | 15 | 18100 | 2 | 8 | 3720 | 2 | 19 | 0 | E | 9 | 0 | E | 9 | 29.7 | E | 9 | 10.7 | E | 9 | 31 | A | 7 | 1004 | E | 9 | 300 | E | 9 | 7.1 | E | 9 | -9900 | ? | 0 | 77777 | E | 9 | 1.7 | E | 8 | 0.113 | F | 8 | 0.14 | F | 8 | -9900 | -9900 | ? | 0
2001-08-19 | 17:00 | 618 | 1334 | 392 | 2 | 8 | 540 | 2 | 15 | 141 | 2 | 8 | 41700 | 2 | 8 | 53500 | 2 | 15 | 16900 | 2 | 8 | 2860 | 2 | 19 | 0 | E | 9 | 0 | E | 9 | 27.8 | E | 9 | 9.8 | E | 9 | 32 | A | 7 | 1004 | E | 9 | 310 | E | 9 | 6.6 | E | 9 | -9900 | ? | 0 | 77777 | E | 9 | 1.7 | E | 8 | 0.113 | F | 8 | 0.14 | F | 8 | -9900 | -9900 | ? | 0
2001-08-19 | 18:00 | 390 | 1334 | 248 | 2 | 8 | 451 | 2 | 15 | 116 | 2 | 8 | 25400 | 2 | 8 | 39400 | 2 | 15 | 13900 | 2 | 8 | 2220 | 2 | 19 | 0 | E | 9 | 0 | E | 9 | 25.8 | E | 9 | 7.8 | E | 9 | 32 | A | 7 | 1004 | E | 9 | 290 | E | 9 | 7.2 | E | 9 | -9900 | ? | 0 | 77777 | E | 9 | 1.7 | E | 8 | 0.113 | F | 8 | 0.14 | F | 8 | -9900 | -9900 | ? | 0
2001-08-19 | 19:00 | 151 | 1334 | 0 | 2 | 8 | 0 | 2 | 15 | 0 | 2 | 8 | 0 | 2 | 8 | 0 | 2 | 15 | 0 | 2 | 8 | 0 | 2 | 19 | 0 | E | 9 | 0 | E | 9 | 21.9 | E | 9 | 7.9 | E | 9 | 41 | A | 7 | 1004 | E | 9 | 310 | E | 9 | 8.7 | E | 9 | -9900 | ? | 0 | 77777 | E | 9 | 1.6 | E | 8 | 0.113 | F | 8 | 0.14 | F | 8 | -9900 | -9900 | ? | 0
2001-08-19 | 20:00 | 3 | 211 | 0 | 2 | 8 | 0 | 2 | 15 | 0 | 2 | 8 | 0 | 2 | 8 | 0 | 2 | 15 | 0 | 2 | 8 | 0 | 2 | 19 | 0 | E | 9 | 0 | E | 9 | 19 | A | 7 | 10 | A | 7 | 56 | A | 7 | 1004 | E | 9 | 310 | A | 7 | 6.2 | A | 7 | 16100 | A | 7 | 77777 | A | 7 | 1.6 | E | 8 | 0.113 | F | 8 | 0.14 | F | 8 | -9900 | -9900 | ? | 0
2001-08-19 | 21:00 | 0 | 0 | 0 | 2 | 0 | 0 | 2 | 0 | 0 | 2 | 0 | 0 | 2 | 0 | 0 | 2 | 0 | 0 | 2 | 0 | 0 | 2 | 0 | 0 | E | 9 | 0 | E | 9 | 18.8 | E | 9 | 10.8 | E | 9 | 60 | A | 7 | 1004 | E | 9 | 310 | E | 9 | 6.7 | E | 9 | -9900 | ? | 0 | 77777 | E | 9 | 1.6 | E | 8 | 0.113 | F | 8 | 0.14 | F | 8 | -9900 | -9900 | ? | 0
2001-08-19 | 22:00 | 0 | 0 | 0 | 2 | 0 | 0 | 2 | 0 | 0 | 2 | 0 | 0 | 2 | 0 | 0 | 2 | 0 | 0 | 2 | 0 | 0 | 2 | 0 | 0 | E | 9 | 0 | E | 9 | 16.5 | E | 9 | 10.7 | E | 9 | 69 | A | 7 | 1004 | E | 9 | 310 | E | 9 | 5.5 | E | 9 | -9900 | ? | 0 | 77777 | E | 9 | 1.5 | E | 8 | 0.113 | F | 8 | 0.14 | F | 8 | -9900 | -9900 | ? | 0
2001-08-19 | 23:00 | 0 | 0 | 0 | 2 | 0 | 0 | 2 | 0 | 0 | 2 | 0 | 0 | 2 | 0 | 0 | 2 | 0 | 0 | 2 | 0 | 0 | 2 | 0 | 0 | E | 9 | 0 | E | 9 | 15.3 | E | 9 | 9.5 | E | 9 | 68 | A | 7 | 1004 | E | 9 | 310 | E | 9 | 4 | E | 9 | -9900 | ? | 0 | 77777 | E | 9 | 1.6 | E | 8 | 0.113 | F | 8 | 0.14 | F | 8 | -9900 | -9900 | ? | 0
2001-08-19 | 24:00 | 0 | 0 | 0 | 2 | 0 | 0 | 2 | 0 | 0 | 2 | 0 | 0 | 2 | 0 | 0 | 2 | 0 | 0 | 2 | 0 | 0 | 2 | 0 | 0 | E | 9 | 0 | E | 9 | 15 | E | 9 | 10.3 | E | 9 | 73 | A | 7 | 1004 | E | 9 | 300 | E | 9 | 2.9 | E | 9 | -9900 | ? | 0 | 77777 | E | 9 | 1.6 | E | 8 | 0.113 | F | 8 | 0.14 | F | 8 | -9900 | -9900 | ? | 0
2001-08-20 | 1:00 | 0 | 0 | 0 | 2 | 0 | 0 | 2 | 0 | 0 | 2 | 0 | 0 | 2 | 0 | 0 | 2 | 0 | 0 | 2 | 0 | 0 | 2 | 0 | 0 | E | 9 | 0 | E | 9 | 12.8 | E | 9 | 9.2 | E | 9 | 79 | A | 7 | 1004 | E | 9 | 310 | E | 9 | 2.9 | E | 9 | -9900 | ? | 0 | 77777 | E | 9 | 1.7 | E | 8 | 0.112 | F | 8 | 0.14 | F | 8 | -9900 | -9900 | ? | 0
2001-08-20 | 2:00 | 0 | 0 | 0 | 2 | 0 | 0 | 2 | 0 | 0 | 2 | 0 | 0 | 2 | 0 | 0 | 2 | 0 | 0 | 2 | 0 | 0 | 2 | 0 | 0 | E | 9 | 0 | E | 9 | 9.5 | E | 9 | 6 | E | 9 | 79 | A | 7 | 1004 | E | 9 | 300 | E | 9 | 3.4 | E | 9 | -9900 | ? | 0 | 77777 | E | 9 | 1.7 | E | 8 | 0.112 | F | 8 | 0.14 | F | 8 | -9900 | -9900 | ? | 0
2001-08-20 | 3:00 | 0 | 0 | 0 | 2 | 0 | 0 | 2 | 0 | 0 | 2 | 0 | 0 | 2 | 0 | 0 | 2 | 0 | 0 | 2 | 0 | 0 | 2 | 0 | 0 | E | 9 | 0 | E | 9 | 9.3 | E | 9 | 6.8 | E | 9 | 84 | A | 7 | 1004 | E | 9 | 310 | E | 9 | 3.3 | E | 9 | -9900 | ? | 0 | 77777 | E | 9 | 1.7 | E | 8 | 0.112 | F | 8 | 0.14 | F | 8 | -9900 | -9900 | ? | 0
2001-08-20 | 4:00 | 0 | 0 | 0 | 2 | 0 | 0 | 2 | 0 | 0 | 2 | 0 | 0 | 2 | 0 | 0 | 2 | 0 | 0 | 2 | 0 | 0 | 2 | 0 | 0 | E | 9 | 0 | E | 9 | 9 | E | 9 | 6.7 | E | 9 | 85 | A | 7 | 1004 | E | 9 | 250 | E | 9 | 1.7 | E | 9 | -9900 | ? | 0 | 77777 | E | 9 | 1.8 | E | 8 | 0.112 | F | 8 | 0.14 | F | 8 | -9900 | -9900 | ? | 0
2001-08-20 | 5:00 | 0 | 0 | 0 | 2 | 0 | 0 | 2 | 0 | 0 | 2 | 0 | 0 | 2 | 0 | 0 | 2 | 0 | 0 | 2 | 0 | 0 | 2 | 0 | 0 | E | 9 | 0 | E | 9 | 7.8 | E | 9 | 4.5 | E | 9 | 80 | A | 7 | 1004 | E | 9 | 290 | E | 9 | 2.2 | E | 9 | -9900 | ? | 0 | 77777 | E | 9 | 1.8 | E | 8 | 0.112 | F | 8 | 0.14 | F | 8 | -9900 | -9900 | ? | 0
2001-08-20 | 6:00 | 40 | 812 | 4 | 2 | 8 | 97 | 2 | 15 | 2 | 2 | 8 | 800 | 2 | 8 | 5500 | 2 | 15 | 500 | 2 | 8 | 80 | 2 | 19 | 1 | E | 9 | 1 | E | 9 | 6.5 | E | 9 | 4.3 | E | 9 | 86 | A | 7 | 1004 | E | 9 | 300 | E | 9 | 2.7 | E | 9 | -9900 | ? | 0 | 77777 | E | 9 | 1.9 | E | 8 | 0.112 | F | 8 | 0.14 | F | 8 | -9900 | -9900 | ? | 0
2001-08-20 | 7:00 | 256 | 1334 | 128 | 2 | 8 | 466 | 2 | 15 | 39 | 2 | 8 | 13400 | 2 | 8 | 35500 | 2 | 15 | 6600 | 2 | 8 | 730 | 2 | 19 | 5 | E | 9 | 4 | E | 9 | 11.3 | E | 9 | 7.2 | E | 9 | 76 | A | 7 | 1004 | E | 9 | 310 | E | 9 | 2.1 | E | 9 | -9900 | ? | 0 | 77777 | E | 9 | 1.9 | E | 8 | 0.112 | F | 8 | 0.14 | F | 8 | -9900 | -9900 | ? | 0
2001-08-20 | 8:00 | 492 | 1334 | 309 | 2 | 8 | 670 | 2 | 15 | 62 | 2 | 8 | 32300 | 2 | 8 | 62800 | 2 | 15 | 9100 | 2 | 8 | 1280 | 2 | 19 | 6 | E | 9 | 3 | E | 9 | 14 | E | 9 | 9 | E | 9 | 72 | A | 7 | 1004 | E | 9 | 40 | E | 9 | 4.6 | E | 9 | -9900 | ? | 0 | 77777 | E | 9 | 1.9 | E | 8 | 0.112 | F | 8 | 0.14 | F | 8 | -9900 | -9900 | ? | 0
2001-08-20 | 9:00 | 710 | 1334 | 484 | 2 | 8 | 747 | 2 | 15 | 86 | 2 | 8 | 51100 | 2 | 8 | 73900 | 2 | 15 | 11700 | 2 | 8 | 1930 | 2 | 19 | 6 | E | 9 | 5 | E | 9 | 17 | E | 9 | 9 | E | 9 | 59 | A | 7 | 1004 | E | 9 | 60 | E | 9 | 5.1 | E | 9 | -9900 | ? | 0 | 77777 | E | 9 | 2 | E | 8 | 0.112 | F | 8 | 0.14 | F | 8 | -9900 | -9900 | ? | 0
2001-08-20 | 10:00 | 892 | 1334 | 631 | 2 | 8 | 813 | 2 | 15 | 86 | 2 | 8 | 65700 | 2 | 8 | 80900 | 2 | 15 | 11500 | 2 | 8 | 2150 | 2 | 19 | 1 | E | 9 | 0 | E | 9 | 20 | E | 9 | 9 | E | 9 | 49 | A | 7 | 1004 | E | 9 | 50 | E | 9 | 3.1 | E | 9 | -9900 | ? | 0 | 77777 | E | 9 | 2 | E | 8 | 0.112 | F | 8 | 0.14 | F | 8 | -9900 | -9900 | ? | 0
2001-08-20 | 11:00 | 1028 | 1334 | 750 | 2 | 8 | 802 | 2 | 15 | 131 | 2 | 8 | 79700 | 2 | 8 | 81000 | 2 | 15 | 17100 | 2 | 8 | 4130 | 2 | 19 | 1 | E | 9 | 0 | E | 9 | 22 | E | 9 | 9 | E | 9 | 43 | A | 7 | 1004 | E | 9 | 10 | E | 9 | 3.1 | E | 9 | -9900 | ? | 0 | 77777 | E | 9 | 2.1 | E | 8 | 0.112 | F | 8 | 0.14 | F | 8 | -9900 | -9900 | ? | 0
2001-08-20 | 12:00 | 1107 | 1334 | 813 | 2 | 8 | 784 | 2 | 15 | 162 | 2 | 8 | 85400 | 2 | 8 | 78900 | 2 | 15 | 19800 | 2 | 8 | 5890 | 2 | 19 | 1 | E | 9 | 1 | E | 9 | 23 | E | 9 | 8 | E | 9 | 38 | A | 7 | 1004 | E | 9 | 60 | E | 9 | 6.7 | E | 9 | -9900 | ? | 0 | 77777 | E | 9 | 2.2 | E | 8 | 0.112 | F | 8 | 0.14 | F | 8 | -9900 | -9900 | ? | 0
2001-08-20 | 13:00 | 1124 | 1334 | 762 | 2 | 8 | 614 | 2 | 15 | 244 | 2 | 8 | 80300 | 2 | 8 | 62200 | 2 | 15 | 27800 | 2 | 8 | 9950 | 2 | 19 | 2 | E | 9 | 1 | E | 9 | 25 | E | 9 | 7 | E | 9 | 32 | A | 7 | 1004 | E | 9 | 50 | E | 9 | 6.2 | E | 9 | -9900 | ? | 0 | 77777 | E | 9 | 2.3 | E | 8 | 0.112 | F | 8 | 0.14 | F | 8 | -9900 | -9900 | ? | 0
2001-08-20 | 14:00 | 1078 | 1334 | 734 | 2 | 8 | 648 | 2 | 15 | 209 | 2 | 8 | 77700 | 2 | 8 | 65900 | 2 | 15 | 24300 | 2 | 8 | 7650 | 2 | 19 | 1 | E | 9 | 1 | E | 9 | 26 | E | 9 | 7 | E | 9 | 30 | A | 7 | 1004 | E | 9 | 50 | E | 9 | 5.7 | E | 9 | -9900 | ? | 0 | 77777 | E | 9 | 2.4 | E | 8 | 0.112 | F | 8 | 0.14 | F | 8 | -9900 | -9900 | ? | 0
2001-08-20 | 15:00 | 972 | 1334 | 648 | 2 | 8 | 593 | 2 | 15 | 215 | 2 | 8 | 67700 | 2 | 8 | 59700 | 2 | 15 | 24100 | 2 | 8 | 6230 | 2 | 19 | 1 | E | 9 | 1 | E | 9 | 27 | E | 9 | 7 | E | 9 | 28 | A | 7 | 1004 | E | 9 | 50 | E | 9 | 4.6 | E | 9 | -9900 | ? | 0 | 77777 | E | 9 | 2.5 | E | 8 | 0.112 | F | 8 | 0.14 | F | 8 | -9900 | -9900 | ? | 0
2001-08-20 | 16:00 | 814 | 1334 | 528 | 2 | 8 | 540 | 2 | 15 | 198 | 2 | 8 | 56400 | 2 | 8 | 55500 | 2 | 15 | 22500 | 2 | 8 | 4720 | 2 | 19 | 2 | E | 9 | 1 | E | 9 | 26 | E | 9 | 7 | E | 9 | 30 | A | 7 | 1004 | E | 9 | 60 | E | 9 | 4.6 | E | 9 | -9900 | ? | 0 | 77777 | E | 9 | 2.6 | E | 8 | 0.112 | F | 8 | 0.14 | F | 8 | -9900 | -9900 | ? | 0
2001-08-20 | 17:00 | 613 | 1334 | 401 | 2 | 8 | 592 | 2 | 15 | 129 | 2 | 8 | 41400 | 2 | 8 | 57100 | 2 | 15 | 15200 | 2 | 8 | 2570 | 2 | 19 | 1 | E | 9 | 0 | E | 9 | 26 | E | 9 | 7 | E | 9 | 30 | A | 7 | 1004 | E | 9 | 60 | E | 9 | 4.6 | E | 9 | -9900 | ? | 0 | 77777 | E | 9 | 2.7 | E | 8 | 0.112 | F | 8 | 0.14 | F | 8 | -9900 | -9900 | ? | 0
2001-08-20 | 18:00 | 384 | 1334 | 230 | 2 | 8 | 418 | 2 | 15 | 110 | 2 | 8 | 23700 | 2 | 8 | 36300 | 2 | 15 | 13200 | 2 | 8 | 2090 | 2 | 19 | 0 | E | 9 | 0 | E | 9 | 25 | E | 9 | 7 | E | 9 | 32 | A | 7 | 1004 | E | 9 | 70 | E | 9 | 4.1 | E | 9 | -9900 | ? | 0 | 77777 | E | 9 | 2.8 | E | 8 | 0.112 | F | 8 | 0.14 | F | 8 | -9900 | -9900 | ? | 0
2001-08-20 | 19:00 | 145 | 1334 | 0 | 2 | 8 | 0 | 2 | 15 | 0 | 2 | 8 | 0 | 2 | 8 | 0 | 2 | 15 | 0 | 2 | 8 | 0 | 2 | 19 | 0 | E | 9 | 0 | E | 9 | 23 | E | 9 | 8 | E | 9 | 38 | A | 7 | 1004 | E | 9 | 90 | E | 9 | 2.6 | E | 9 | -9900 | ? | 0 | 77777 | E | 9 | 2.9 | E | 8 | 0.112 | F | 8 | 0.14 | F | 8 | -9900 | -9900 | ? | 0
2001-08-20 | 20:00 | 2 | 189 | 0 | 2 | 8 | 0 | 2 | 15 | 0 | 2 | 8 | 0 | 2 | 8 | 0 | 2 | 15 | 0 | 2 | 8 | 0 | 2 | 19 | 0 | E | 9 | 0 | E | 9 | 20 | E | 9 | 10 | E | 9 | 53 | A | 7 | 1004 | E | 9 | 310 | E | 9 | 3.1 | E | 9 | -9900 | ? | 0 | 77777 | E | 9 | 3 | E | 8 | 0.112 | F | 8 | 0.14 | F | 8 | -9900 | -9900 | ? | 0
2001-08-20 | 21:00 | 0 | 0 | 0 | 2 | 0 | 0 | 2 | 0 | 0 | 2 | 0 | 0 | 2 | 0 | 0 | 2 | 0 | 0 | 2 | 0 | 0 | 2 | 0 | 0 | E | 9 | 0 | E | 9 | 19 | E | 9 | 10 | E | 9 | 56 | A | 7 | 1004 | E | 9 | 300 | E | 9 | 4.1 | E | 9 | -9900 | ? | 0 | 77777 | E | 9 | 3.1 | E | 8 | 0.112 | F | 8 | 0.14 | F | 8 | -9900 | -9900 | ? | 0
2001-08-20 | 22:00 | 0 | 0 | 0 | 2 | 0 | 0 | 2 | 0 | 0 | 2 | 0 | 0 | 2 | 0 | 0 | 2 | 0 | 0 | 2 | 0 | 0 | 2 | 0 | 0 | E | 9 | 0 | E | 9 | 18 | E | 9 | 10 | E | 9 | 59 | A | 7 | 1004 | E | 9 | 300 | E | 9 | 4.6 | E | 9 | -9900 | ? | 0 | 77777 | E | 9 | 3.2 | E | 8 | 0.112 | F | 8 | 0.14 | F | 8 | -9900 | -9900 | ? | 0
2001-08-20 | 23:00 | 0 | 0 | 0 | 2 | 0 | 0 | 2 | 0 | 0 | 2 | 0 | 0 | 2 | 0 | 0 | 2 | 0 | 0 | 2 | 0 | 0 | 2 | 0 | 0 | E | 9 | 0 | E | 9 | 17 | E | 9 | 10 | E | 9 | 63 | A | 7 | 1004 | E | 9 | 320 | E | 9 | 2.1 | E | 9 | -9900 | ? | 0 | 77777 | E | 9 | 3.2 | E | 8 | 0.112 | F | 8 | 0.14 | F | 8 | -9900 | -9900 | ? | 0
2001-08-20 | 24:00 | 0 | 0 | 0 | 2 | 0 | 0 | 2 | 0 | 0 | 2 | 0 | 0 | 2 | 0 | 0 | 2 | 0 | 0 | 2 | 0 | 0 | 2 | 0 | 0 | E | 9 | 0 | E | 9 | 14 | E | 9 | 9 | E | 9 | 72 | A | 7 | 1004 | E | 9 | 300 | E | 9 | 2.1 | E | 9 | -9900 | ? | 0 | 77777 | E | 9 | 3.1 | E | 8 | 0.112 | F | 8 | 0.14 | F | 8 | -9900 | -9900 | ? | 0
2001-08-21 | 1:00 | 0 | 0 | 0 | 2 | 0 | 0 | 2 | 0 | 0 | 2 | 0 | 0 | 2 | 0 | 0 | 2 | 0 | 0 | 2 | 0 | 0 | 2 | 0 | 3 | E | 9 | 3 | E | 9 | 13 | E | 9 | 8 | E | 9 | 72 | A | 7 | 1004 | E | 9 | 0 | E | 9 | 0 | E | 9 | -9900 | ? | 0 | 77777 | E | 9 | 3.1 | E | 8 | 0.112 | F | 8 | 0.14 | F | 8 | -9900 | -9900 | ? | 0
2001-08-21 | 2:00 | 0 | 0 | 0 | 2 | 0 | 0 | 2 | 0 | 0 | 2 | 0 | 0 | 2 | 0 | 0 | 2 | 0 | 0 | 2 | 0 | 0 | 2 | 0 | 0 | E | 9 | 0 | E | 9 | 13 | E | 9 | 9 | E | 9 | 77 | A | 7 | 1004 | E | 9 | 0 | E | 9 | 0 | E | 9 | -9900 | ? | 0 | 77777 | E | 9 | 3 | E | 8 | 0.112 | F | 8 | 0.14 | F | 8 | -9900 | -9900 | ? | 0
2001-08-21 | 3:00 | 0 | 0 | 0 | 2 | 0 | 0 | 2 | 0 | 0 | 2 | 0 | 0 | 2 | 0 | 0 | 2 | 0 | 0 | 2 | 0 | 0 | 2 | 0 | 4 | E | 9 | 4 | E | 9 | 12 | E | 9 | 8 | E | 9 | 76 | A | 7 | 1004 | E | 9 | 0 | E | 9 | 0 | E | 9 | -9900 | ? | 0 | 77777 | E | 9 | 3 | E | 8 | 0.112 | F | 8 | 0.14 | F | 8 | -9900 | -9900 | ? | 0
2001-08-21 | 4:00 | 0 | 0 | 0 | 2 | 0 | 0 | 2 | 0 | 0 | 2 | 0 | 0 | 2 | 0 | 0 | 2 | 0 | 0 | 2 | 0 | 0 | 2 | 0 | 6 | E | 9 | 6 | E | 9 | 12 | E | 9 | 8 | E | 9 | 76 | A | 7 | 1004 | E | 9 | 0 | E | 9 | 0 | E | 9 | -9900 | ? | 0 | 11690 | E | 9 | 2.9 | E | 8 | 0.112 | F | 8 | 0.14 | F | 8 | -9900 | -9900 | ? | 0
2001-08-21 | 5:00 | 0 | 0 | 0 | 2 | 0 | 0 | 2 | 0 | 0 | 2 | 0 | 0 | 2 | 0 | 0 | 2 | 0 | 0 | 2 | 0 | 0 | 2 | 0 | 8 | E | 9 | 8 | E | 9 | 11 | E | 9 | 8 | E | 9 | 82 | A | 7 | 1004 | E | 9 | 0 | E | 9 | 0 | E | 9 | -9900 | ? | 0 | 1380 | E | 9 | 2.9 | E | 8 | 0.112 | F | 8 | 0.14 | F | 8 | -9900 | -9900 | ? | 0
2001-08-21 | 6:00 | 37 | 790 | 1 | 2 | 8 | 0 | 2 | 15 | 1 | 2 | 8 | 100 | 2 | 8 | 0 | 2 | 15 | 100 | 2 | 8 | 40 | 2 | 19 | 10 | E | 9 | 10 | E | 9 | 12 | E | 9 | 8 | E | 9 | 76 | A | 7 | 1004 | E | 9 | 0 | E | 9 | 0 | E | 9 | -9900 | ? | 0 | 1320 | E | 9 | 2.8 | E | 8 | 0.112 | F | 8 | 0.14 | F | 8 | -9900 | -9900 | ? | 0
2001-08-21 | 7:00 | 252 | 1335 | 57 | 2 | 8 | 0 | 2 | 15 | 57 | 2 | 8 | 6400 | 2 | 8 | 0 | 2 | 15 | 6400 | 2 | 8 | 2030 | 2 | 19 | 10 | E | 9 | 10 | E | 9 | 14 | E | 9 | 9 | E | 9 | 72 | A | 7 | 1004 | E | 9 | 0 | E | 9 | 0 | E | 9 | -9900 | ? | 0 | 1260 | E | 9 | 2.8 | E | 8 | 0.112 | F | 8 | 0.14 | F | 8 | -9900 | -9900 | ? | 0
2001-08-21 | 8:00 | 489 | 1335 | 132 | 2 | 8 | 6 | 2 | 15 | 130 | 2 | 8 | 15000 | 2 | 8 | 400 | 2 | 15 | 14800 | 2 | 8 | 4950 | 2 | 19 | 10 | E | 9 | 10 | E | 9 | 18 | E | 9 | 11 | E | 9 | 64 | A | 7 | 1004 | E | 9 | 0 | E | 9 | 0 | E | 9 | -9900 | ? | 0 | 1320 | E | 9 | 2.7 | E | 8 | 0.112 | F | 8 | 0.14 | F | 8 | -9900 | -9900 | ? | 0
2001-08-21 | 9:00 | 706 | 1335 | 122 | 2 | 8 | 0 | 2 | 15 | 122 | 2 | 8 | 14500 | 2 | 8 | 0 | 2 | 15 | 14500 | 2 | 8 | 5610 | 2 | 19 | 8 | E | 9 | 8 | E | 9 | 20 | E | 9 | 10 | E | 9 | 53 | A | 7 | 1004 | E | 9 | 0 | E | 9 | 0 | E | 9 | -9900 | ? | 0 | 1320 | E | 9 | 2.7 | E | 8 | 0.112 | F | 8 | 0.14 | F | 8 | -9900 | -9900 | ? | 0
2001-08-21 | 10:00 | 889 | 1335 | 255 | 2 | 8 | 18 | 2 | 15 | 244 | 2 | 8 | 29800 | 2 | 8 | 1500 | 2 | 15 | 28800 | 2 | 8 | 10770 | 2 | 19 | 0 | E | 9 | 0 | E | 9 | 22 | E | 9 | 9 | E | 9 | 43 | A | 7 | 1004 | E | 9 | 130 | E | 9 | 1.5 | E | 9 | -9900 | ? | 0 | 77777 | E | 9 | 2.6 | E | 8 | 0.112 | F | 8 | 0.14 | F | 8 | -9900 | -9900 | ? | 0
2001-08-21 | 11:00 | 1025 | 1335 | 188 | 2 | 8 | 0 | 2 | 15 | 188 | 2 | 8 | 22800 | 2 | 8 | 0 | 2 | 15 | 22800 | 2 | 8 | 9320 | 2 | 19 | 0 | E | 9 | 0 | E | 9 | 24 | E | 9 | 9 | E | 9 | 38 | A | 7 | 1004 | E | 9 | 0 | E | 9 | 0 | E | 9 | -9900 | ? | 0 | 77777 | E | 9 | 2.5 | E | 8 | 0.112 | F | 8 | 0.14 | F | 8 | -9900 | -9900 | ? | 0
2001-08-21 | 12:00 | 1103 | 1335 | 195 | 2 | 8 | 0 | 2 | 15 | 195 | 2 | 8 | 23800 | 2 | 8 | 0 | 2 | 15 | 23800 | 2 | 8 | 9790 | 2 | 19 | 8 | E | 9 | 8 | E | 9 | 26 | E | 9 | 8 | E | 9 | 32 | A | 7 | 1004 | E | 9 | 0 | E | 9 | 0 | E | 9 | -9900 | ? | 0 | 1260 | E | 9 | 2.4 | E | 8 | 0.112 | F | 8 | 0.14 | F | 8 | -9900 | -9900 | ? | 0
2001-08-21 | 13:00 | 1120 | 1335 | 183 | 2 | 8 | 0 | 2 | 15 | 183 | 2 | 8 | 22500 | 2 | 8 | 0 | 2 | 15 | 22500 | 2 | 8 | 9300 | 2 | 19 | 5 | E | 9 | 5 | E | 9 | 28 | E | 9 | 8 | E | 9 | 28 | A | 7 | 1004 | E | 9 | 110 | E | 9 | 2.1 | E | 9 | -9900 | ? | 0 | 77777 | E | 9 | 2.4 | E | 8 | 0.112 | F | 8 | 0.14 | F | 8 | -9900 | -9900 | ? | 0
2001-08-21 | 14:00 | 1074 | 1335 | 146 | 2 | 8 | 0 | 2 | 15 | 146 | 2 | 8 | 18200 | 2 | 8 | 0 | 2 | 15 | 18200 | 2 | 8 | 7590 | 2 | 19 | 5 | E | 9 | 5 | E | 9 | 28 | E | 9 | 7 | E | 9 | 26 | A | 7 | 1004 | E | 9 | 0 | E | 9 | 0 | E | 9 | -9900 | ? | 0 | 77777 | E | 9 | 2.3 | E | 8 | 0.112 | F | 8 | 0.14 | F | 8 | -9900 | -9900 | ? | 0
2001-08-21 | 15:00 | 968 | 1335 | 397 | 2 | 8 | 92 | 2 | 15 | 330 | 2 | 8 | 43700 | 2 | 8 | 9400 | 2 | 15 | 36900 | 2 | 8 | 11970 | 2 | 19 | 4 | E | 9 | 4 | E | 9 | 29 | E | 9 | 7 | E | 9 | 25 | A | 7 | 1004 | E | 9 | 320 | E | 9 | 5.7 | E | 9 | -9900 | ? | 0 | 77777 | E | 9 | 2.2 | E | 8 | 0.112 | F | 8 | 0.14 | F | 8 | -9900 | -9900 | ? | 0
2001-08-21 | 16:00 | 809 | 1335 | 289 | 2 | 8 | 31 | 2 | 15 | 270 | 2 | 8 | 32900 | 2 | 8 | 2800 | 2 | 15 | 31200 | 2 | 8 | 10900 | 2 | 19 | 4 | E | 9 | 4 | E | 9 | 29 | E | 9 | 7 | E | 9 | 25 | A | 7 | 1004 | E | 9 | 330 | E | 9 | 6.2 | E | 9 | -9900 | ? | 0 | 77777 | E | 9 | 2.1 | E | 8 | 0.112 | F | 8 | 0.14 | F | 8 | -9900 | -9900 | ? | 0
2001-08-21 | 17:00 | 607 | 1335 | 119 | 2 | 8 | 0 | 2 | 15 | 119 | 2 | 8 | 13900 | 2 | 8 | 0 | 2 | 15 | 13900 | 2 | 8 | 5150 | 2 | 19 | 3 | E | 9 | 3 | E | 9 | 29 | E | 9 | 7 | E | 9 | 25 | A | 7 | 1004 | E | 9 | 320 | E | 9 | 7.7 | E | 9 | -9900 | ? | 0 | 77777 | E | 9 | 2 | E | 8 | 0.112 | F | 8 | 0.14 | F | 8 | -9900 | -9900 | ? | 0
2001-08-21 | 18:00 | 378 | 1335 | 96 | 2 | 8 | 0 | 2 | 15 | 96 | 2 | 8 | 10800 | 2 | 8 | 0 | 2 | 15 | 10800 | 2 | 8 | 3520 | 2 | 19 | 0 | E | 9 | 0 | E | 9 | 29 | E | 9 | 7 | E | 9 | 25 | A | 7 | 1004 | E | 9 | 300 | E | 9 | 8.7 | E | 9 | -9900 | ? | 0 | 77777 | E | 9 | 2 | E | 8 | 0.112 | F | 8 | 0.14 | F | 8 | -9900 | -9900 | ? | 0
2001-08-21 | 19:00 | 139 | 1335 | 0 | 2 | 8 | 0 | 2 | 15 | 0 | 2 | 8 | 0 | 2 | 8 | 0 | 2 | 15 | 0 | 2 | 8 | 0 | 2 | 19 | 0 | E | 9 | 0 | E | 9 | 25 | E | 9 | 11 | E | 9 | 41 | A | 7 | 1004 | E | 9 | 290 | E | 9 | 8.2 | E | 9 | -9900 | ? | 0 | 77777 | E | 9 | 1.9 | E | 8 | 0.112 | F | 8 | 0.14 | F | 8 | -9900 | -9900 | ? | 0
2001-08-21 | 20:00 | 1 | 145 | 0 | 2 | 8 | 0 | 2 | 15 | 0 | 2 | 8 | 0 | 2 | 8 | 0 | 2 | 15 | 0 | 2 | 8 | 0 | 2 | 19 | 0 | E | 9 | 0 | E | 9 | 22 | E | 9 | 12 | E | 9 | 53 | A | 7 | 1004 | E | 9 | 310 | E | 9 | 7.7 | E | 9 | -9900 | ? | 0 | 77777 | E | 9 | 1.8 | E | 8 | 0.112 | F | 8 | 0.14 | F | 8 | -9900 | -9900 | ? | 0
2001-08-21 | 21:00 | 0 | 0 | 0 | 2 | 0 | 0 | 2 | 0 | 0 | 2 | 0 | 0 | 2 | 0 | 0 | 2 | 0 | 0 | 2 | 0 | 0 | 2 | 0 | 0 | E | 9 | 0 | E | 9 | 21 | E | 9 | 12 | E | 9 | 56 | A | 7 | 1004 | E | 9 | 310 | E | 9 | 3.6 | E | 9 | -9900 | ? | 0 | 77777 | E | 9 | 1.7 | E | 8 | 0.112 | F | 8 | 0.14 | F | 8 | -9900 | -9900 | ? | 0
2001-08-21 | 22:00 | 0 | 0 | 0 | 2 | 0 | 0 | 2 | 0 | 0 | 2 | 0 | 0 | 2 | 0 | 0 | 2 | 0 | 0 | 2 | 0 | 0 | 2 | 0 | 0 | E | 9 | 0 | E | 9 | 19 | E | 9 | 12 | E | 9 | 64 | A | 7 | 1004 | E | 9 | 290 | E | 9 | 5.7 | E | 9 | -9900 | ? | 0 | 77777 | E | 9 | 1.6 | E | 8 | 0.112 | F | 8 | 0.14 | F | 8 | -9900 | -9900 | ? | 0
2001-08-21 | 23:00 | 0 | 0 | 0 | 2 | 0 | 0 | 2 | 0 | 0 | 2 | 0 | 0 | 2 | 0 | 0 | 2 | 0 | 0 | 2 | 0 | 0 | 2 | 0 | 0 | E | 9 | 0 | E | 9 | 19 | E | 9 | 12 | E | 9 | 64 | A | 7 | 1004 | E | 9 | 310 | E | 9 | 6.7 | E | 9 | -9900 | ? | 0 | 77777 | E | 9 | 1.8 | E | 8 | 0.112 | F | 8 | 0.14 | F | 8 | -9900 | -9900 | ? | 0
2001-08-21 | 24:00 | 0 | 0 | 0 | 2 | 0 | 0 | 2 | 0 | 0 | 2 | 0 | 0 | 2 | 0 | 0 | 2 | 0 | 0 | 2 | 0 | 0 | 2 | 0 | 0 | E | 9 | 0 | E | 9 | 18 | E | 9 | 11 | E | 9 | 64 | A | 7 | 1004 | E | 9 | 310 | E | 9 | 5.1 | E | 9 | -9900 | ? | 0 | 77777 | E | 9 | 1.9 | E | 8 | 0.112 | F | 8 | 0.14 | F | 8 | -9900 | -9900 | ? | 0
2001-08-22 | 1:00 | 0 | 0 | 0 | 2 | 0 | 0 | 2 | 0 | 0 | 2 | 0 | 0 | 2 | 0 | 0 | 2 | 0 | 0 | 2 | 0 | 0 | 2 | 0 | 0 | E | 9 | 0 | E | 9 | 17 | E | 9 | 11 | E | 9 | 68 | A | 7 | 1004 | E | 9 | 320 | E | 9 | 4.1 | E | 9 | -9900 | ? | 0 | 77777 | E | 9 | 2 | E | 8 | 0.111 | F | 8 | 0.14 | F | 8 | -9900 | -9900 | ? | 0
2001-08-22 | 2:00 | 0 | 0 | 0 | 2 | 0 | 0 | 2 | 0 | 0 | 2 | 0 | 0 | 2 | 0 | 0 | 2 | 0 | 0 | 2 | 0 | 0 | 2 | 0 | 0 | E | 9 | 0 | E | 9 | 16 | E | 9 | 11 | E | 9 | 72 | A | 7 | 1004 | E | 9 | 300 | E | 9 | 4.1 | E | 9 | -9900 | ? | 0 | 77777 | E | 9 | 2.1 | E | 8 | 0.111 | F | 8 | 0.14 | F | 8 | -9900 | -9900 | ? | 0
2001-08-22 | 3:00 | 0 | 0 | 0 | 2 | 0 | 0 | 2 | 0 | 0 | 2 | 0 | 0 | 2 | 0 | 0 | 2 | 0 | 0 | 2 | 0 | 0 | 2 | 0 | 0 | E | 9 | 0 | E | 9 | 15 | E | 9 | 11 | E | 9 | 77 | A | 7 | 1004 | E | 9 | 320 | E | 9 | 2.6 | E | 9 | -9900 | ? | 0 | 77777 | E | 9 | 2.3 | E | 8 | 0.111 | F | 8 | 0.14 | F | 8 | -9900 | -9900 | ? | 0
2001-08-22 | 4:00 | 0 | 0 | 0 | 2 | 0 | 0 | 2 | 0 | 0 | 2 | 0 | 0 | 2 | 0 | 0 | 2 | 0 | 0 | 2 | 0 | 0 | 2 | 0 | 0 | E | 9 | 0 | E | 9 | 14 | E | 9 | 10 | E | 9 | 77 | A | 7 | 1004 | E | 9 | 210 | E | 9 | 2.1 | E | 9 | -9900 | ? | 0 | 77777 | E | 9 | 2.4 | E | 8 | 0.111 | F | 8 | 0.14 | F | 8 | -9900 | -9900 | ? | 0
2001-08-22 | 5:00 | 0 | 0 | 0 | 2 | 0 | 0 | 2 | 0 | 0 | 2 | 0 | 0 | 2 | 0 | 0 | 2 | 0 | 0 | 2 | 0 | 0 | 2 | 0 | 0 | E | 9 | 0 | E | 9 | 13 | E | 9 | 10 | E | 9 | 82 | A | 7 | 1004 | E | 9 | 0 | E | 9 | 0 | E | 9 | -9900 | ? | 0 | 77777 | E | 9 | 2.5 | E | 8 | 0.111 | F | 8 | 0.14 | F | 8 | -9900 | -9900 | ? | 0
2001-08-22 | 6:00 | 35 | 768 | 1 | 2 | 8 | 0 | 2 | 15 | 1 | 2 | 8 | 100 | 2 | 8 | 0 | 2 | 15 | 100 | 2 | 8 | 40 | 2 | 19 | 0 | E | 9 | 0 | E | 9 | 13 | E | 9 | 9 | E | 9 | 77 | A | 7 | 1004 | E | 9 | 180 | E | 9 | 1.5 | E | 9 | -9900 | ? | 0 | 77777 | E | 9 | 2.7 | E | 8 | 0.111 | F | 8 | 0.14 | F | 8 | -9900 | -9900 | ? | 0
2001-08-22 | 7:00 | 248 | 1336 | 20 | 2 | 8 | 0 | 2 | 15 | 20 | 2 | 8 | 2400 | 2 | 8 | 0 | 2 | 15 | 2400 | 2 | 8 | 840 | 2 | 19 | 0 | E | 9 | 0 | E | 9 | 15 | E | 9 | 11 | E | 9 | 77 | A | 7 | 1004 | E | 9 | 210 | E | 9 | 1.5 | E | 9 | -9900 | ? | 0 | 77777 | E | 9 | 2.8 | E | 8 | 0.111 | F | 8 | 0.14 | F | 8 | -9900 | -9900 | ? | 0
2001-08-22 | 8:00 | 485 | 1336 | 59 | 2 | 8 | 0 | 2 | 15 | 59 | 2 | 8 | 7100 | 2 | 8 | 0 | 2 | 15 | 7100 | 2 | 8 | 2620 | 2 | 19 | 0 | E | 9 | 0 | E | 9 | 19 | E | 9 | 11 | E | 9 | 60 | A | 7 | 1004 | E | 9 | 180 | E | 9 | 2.1 | E | 9 | -9900 | ? | 0 | 77777 | E | 9 | 2.9 | E | 8 | 0.111 | F | 8 | 0.14 | F | 8 | -9900 | -9900 | ? | 0
2001-08-22 | 9:00 | 703 | 1336 | 193 | 2 | 8 | 12 | 2 | 15 | 187 | 2 | 8 | 22200 | 2 | 8 | 1000 | 2 | 15 | 21700 | 2 | 8 | 7810 | 2 | 19 | 0 | E | 9 | 0 | E | 9 | 23 | E | 9 | 11 | E | 9 | 47 | A | 7 | 1004 | E | 9 | 160 | E | 9 | 1.5 | E | 9 | -9900 | ? | 0 | 77777 | E | 9 | 3.1 | E | 8 | 0.111 | F | 8 | 0.14 | F | 8 | -9900 | -9900 | ? | 0
2001-08-22 | 10:00 | 886 | 1336 | 196 | 2 | 8 | 6 | 2 | 15 | 192 | 2 | 8 | 23200 | 2 | 8 | 500 | 2 | 15 | 22900 | 2 | 8 | 8960 | 2 | 19 | 0 | E | 9 | 0 | E | 9 | 24 | E | 9 | 10 | E | 9 | 41 | A | 7 | 1004 | E | 9 | 50 | E | 9 | 2.1 | E | 9 | -9900 | ? | 0 | 77777 | E | 9 | 3.2 | E | 8 | 0.111 | F | 8 | 0.14 | F | 8 | -9900 | -9900 | ? | 0
2001-08-22 | 11:00 | 1021 | 1336 | 233 | 2 | 8 | 0 | 2 | 15 | 233 | 2 | 8 | 27800 | 2 | 8 | 0 | 2 | 15 | 27800 | 2 | 8 | 11080 | 2 | 19 | 0 | E | 9 | 0 | E | 9 | 27 | E | 9 | 9 | E | 9 | 32 | A | 7 | 1004 | E | 9 | 0 | E | 9 | 0 | E | 9 | -9900 | ? | 0 | 77777 | E | 9 | 3.1 | E | 8 | 0.111 | F | 8 | 0.14 | F | 8 | -9900 | -9900 | ? | 0
2001-08-22 | 12:00 | 1100 | 1336 | 165 | 2 | 8 | 0 | 2 | 15 | 165 | 2 | 8 | 20400 | 2 | 8 | 0 | 2 | 15 | 20400 | 2 | 8 | 8480 | 2 | 19 | 0 | E | 9 | 0 | E | 9 | 29 | E | 9 | 9 | E | 9 | 29 | A | 7 | 1004 | E | 9 | 50 | E | 9 | 3.1 | E | 9 | -9900 | ? | 0 | 77777 | E | 9 | 3 | E | 8 | 0.111 | F | 8 | 0.14 | F | 8 | -9900 | -9900 | ? | 0
2001-08-22 | 13:00 | 1117 | 1336 | 134 | 2 | 8 | 0 | 2 | 15 | 134 | 2 | 8 | 16900 | 2 | 8 | 0 | 2 | 15 | 16900 | 2 | 8 | 7070 | 2 | 19 | 0 | E | 9 | 0 | E | 9 | 31 | E | 9 | 9 | E | 9 | 26 | A | 7 | 1004 | E | 9 | 340 | E | 9 | 2.6 | E | 9 | -9900 | ? | 0 | 77777 | E | 9 | 2.9 | E | 8 | 0.111 | F | 8 | 0.14 | F | 8 | -9900 | -9900 | ? | 0
2001-08-22 | 14:00 | 1070 | 1336 | 127 | 2 | 8 | 0 | 2 | 15 | 127 | 2 | 8 | 16000 | 2 | 8 | 0 | 2 | 15 | 16000 | 2 | 8 | 6700 | 2 | 19 | 0 | E | 9 | 0 | E | 9 | 33 | E | 9 | 8 | E | 9 | 21 | A | 7 | 1004 | E | 9 | 310 | E | 9 | 3.1 | E | 9 | -9900 | ? | 0 | 77777 | E | 9 | 2.7 | E | 8 | 0.111 | F | 8 | 0.14 | F | 8 | -9900 | -9900 | ? | 0
2001-08-22 | 15:00 | 963 | 1336 | 113 | 2 | 8 | 0 | 2 | 15 | 113 | 2 | 8 | 14100 | 2 | 8 | 0 | 2 | 15 | 14100 | 2 | 8 | 5880 | 2 | 19 | 0 | E | 9 | 0 | E | 9 | 33 | E | 9 | 8 | E | 9 | 21 | A | 7 | 1004 | E | 9 | 310 | E | 9 | 5.7 | E | 9 | -9900 | ? | 0 | 77777 | E | 9 | 2.6 | E | 8 | 0.111 | F | 8 | 0.14 | F | 8 | -9900 | -9900 | ? | 0
2001-08-22 | 16:00 | 803 | 1336 | 134 | 2 | 8 | 0 | 2 | 15 | 134 | 2 | 8 | 16100 | 2 | 8 | 0 | 2 | 15 | 16100 | 2 | 8 | 6400 | 2 | 19 | 0 | E | 9 | 0 | E | 9 | 34 | E | 9 | 7 | E | 9 | 19 | A | 7 | 1004 | E | 9 | 320 | E | 9 | 5.7 | E | 9 | -9900 | ? | 0 | 77777 | E | 9 | 2.5 | E | 8 | 0.111 | F | 8 | 0.14 | F | 8 | -9900 | -9900 | ? | 0
2001-08-22 | 17:00 | 602 | 1336 | 270 | 2 | 8 | 129 | 2 | 15 | 211 | 2 | 8 | 29100 | 2 | 8 | 13000 | 2 | 15 | 23300 | 2 | 8 | 5090 | 2 | 19 | 0 | E | 9 | 0 | E | 9 | 32 | E | 9 | 12 | E | 9 | 29 | A | 7 | 1004 | E | 9 | 310 | E | 9 | 5.7 | E | 9 | -9900 | ? | 0 | 77777 | E | 9 | 2.4 | E | 8 | 0.111 | F | 8 | 0.14 | F | 8 | -9900 | -9900 | ? | 0
2001-08-22 | 18:00 | 372 | 1336 | 54 | 2 | 8 | 0 | 2 | 15 | 54 | 2 | 8 | 6400 | 2 | 8 | 0 | 2 | 15 | 6400 | 2 | 8 | 2230 | 2 | 19 | 0 | E | 9 | 0 | E | 9 | 29 | E | 9 | 13 | E | 9 | 37 | A | 7 | 1004 | E | 9 | 300 | E | 9 | 4.6 | E | 9 | -9900 | ? | 0 | 77777 | E | 9 | 2.3 | E | 8 | 0.111 | F | 8 | 0.14 | F | 8 | -9900 | -9900 | ? | 0
2001-08-22 | 19:00 | 132 | 1336 | 0 | 2 | 8 | 0 | 2 | 15 | 0 | 2 | 8 | 0 | 2 | 8 | 0 | 2 | 15 | 0 | 2 | 8 | 0 | 2 | 19 | 0 | E | 9 | 0 | E | 9 | 26 | E | 9 | 13 | E | 9 | 45 | A | 7 | 1004 | E | 9 | 300 | E | 9 | 5.1 | E | 9 | -9900 | ? | 0 | 77777 | E | 9 | 2.2 | E | 8 | 0.111 | F | 8 | 0.14 | F | 8 | -9900 | -9900 | ? | 0
2001-08-22 | 20:00 | 1 | 100 | 0 | 2 | 8 | 0 | 2 | 15 | 0 | 2 | 8 | 0 | 2 | 8 | 0 | 2 | 15 | 0 | 2 | 8 | 0 | 2 | 19 | 0 | E | 9 | 0 | E | 9 | 23 | E | 9 | 13 | E | 9 | 53 | A | 7 | 1004 | E | 9 | 300 | E | 9 | 6.2 | E | 9 | -9900 | ? | 0 | 77777 | E | 9 | 2.1 | E | 8 | 0.111 | F | 8 | 0.14 | F | 8 | -9900 | -9900 | ? | 0
2001-08-22 | 21:00 | 0 | 0 | 0 | 2 | 0 | 0 | 2 | 0 | 0 | 2 | 0 | 0 | 2 | 0 | 0 | 2 | 0 | 0 | 2 | 0 | 0 | 2 | 0 | 0 | E | 9 | 0 | E | 9 | 22 | E | 9 | 12 | E | 9 | 53 | A | 7 | 1004 | E | 9 | 310 | E | 9 | 4.1 | E | 9 | -9900 | ? | 0 | 77777 | E | 9 | 2 | E | 8 | 0.111 | F | 8 | 0.14 | F | 8 | -9900 | -9900 | ? | 0
2001-08-22 | 22:00 | 0 | 0 | 0 | 2 | 0 | 0 | 2 | 0 | 0 | 2 | 0 | 0 | 2 | 0 | 0 | 2 | 0 | 0 | 2 | 0 | 0 | 2 | 0 | 0 | E | 9 | 0 | E | 9 | 21 | E | 9 | 12 | E | 9 | 56 | A | 7 | 1004 | E | 9 | 310 | E | 9 | 4.1 | E | 9 | -9900 | ? | 0 | 77777 | E | 9 | 1.8 | E | 8 | 0.111 | F | 8 | 0.14 | F | 8 | -9900 | -9900 | ? | 0
2001-08-22 | 23:00 | 0 | 0 | 0 | 2 | 0 | 0 | 2 | 0 | 0 | 2 | 0 | 0 | 2 | 0 | 0 | 2 | 0 | 0 | 2 | 0 | 0 | 2 | 0 | 0 | E | 9 | 0 | E | 9 | 19 | E | 9 | 12 | E | 9 | 64 | A | 7 | 1004 | E | 9 | 310 | E | 9 | 4.1 | E | 9 | -9900 | ? | 0 | 77777 | E | 9 | 1.8 | E | 8 | 0.111 | F | 8 | 0.14 | F | 8 | -9900 | -9900 | ? | 0
2001-08-22 | 24:00 | 0 | 0 | 0 | 2 | 0 | 0 | 2 | 0 | 0 | 2 | 0 | 0 | 2 | 0 | 0 | 2 | 0 | 0 | 2 | 0 | 0 | 2 | 0 | 0 | E | 9 | 0 | E | 9 | 18 | E | 9 | 12 | E | 9 | 68 | A | 7 | 1004 | E | 9 | 310 | E | 9 | 4.6 | E | 9 | -9900 | ? | 0 | 77777 | E | 9 | 1.8 | E | 8 | 0.111 | F | 8 | 0.14 | F | 8 | -9900 | -9900 | ? | 0
2001-08-23 | 1:00 | 0 | 0 | 0 | 2 | 0 | 0 | 2 | 0 | 0 | 2 | 0 | 0 | 2 | 0 | 0 | 2 | 0 | 0 | 2 | 0 | 0 | 2 | 0 | 0 | E | 9 | 0 | E | 9 | 17 | E | 9 | 12 | E | 9 | 72 | A | 7 | 1004 | E | 9 | 320 | E | 9 | 3.6 | E | 9 | -9900 | ? | 0 | 77777 | E | 9 | 1.7 | E | 8 | 0.111 | F | 8 | 0.14 | F | 8 | -9900 | -9900 | ? | 0
2001-08-23 | 2:00 | 0 | 0 | 0 | 2 | 0 | 0 | 2 | 0 | 0 | 2 | 0 | 0 | 2 | 0 | 0 | 2 | 0 | 0 | 2 | 0 | 0 | 2 | 0 | 0 | E | 9 | 0 | E | 9 | 17 | E | 9 | 11 | E | 9 | 68 | A | 7 | 1004 | E | 9 | 340 | E | 9 | 2.1 | E | 9 | -9900 | ? | 0 | 77777 | E | 9 | 1.7 | E | 8 | 0.111 | F | 8 | 0.14 | F | 8 | -9900 | -9900 | ? | 0
2001-08-23 | 3:00 | 0 | 0 | 0 | 2 | 0 | 0 | 2 | 0 | 0 | 2 | 0 | 0 | 2 | 0 | 0 | 2 | 0 | 0 | 2 | 0 | 0 | 2 | 0 | 0 | E | 9 | 0 | E | 9 | 17 | E | 9 | 11 | E | 9 | 68 | A | 7 | 1004 | E | 9 | 30 | E | 9 | 2.6 | E | 9 | -9900 | ? | 0 | 77777 | E | 9 | 1.6 | E | 8 | 0.111 | F | 8 | 0.14 | F | 8 | -9900 | -9900 | ? | 0
2001-08-23 | 4:00 | 0 | 0 | 0 | 2 | 0 | 0 | 2 | 0 | 0 | 2 | 0 | 0 | 2 | 0 | 0 | 2 | 0 | 0 | 2 | 0 | 0 | 2 | 0 | 0 | E | 9 | 0 | E | 9 | 16 | E | 9 | 11 | E | 9 | 72 | A | 7 | 1004 | E | 9 | 320 | E | 9 | 1.5 | E | 9 | -9900 | ? | 0 | 77777 | E | 9 | 1.6 | E | 8 | 0.111 | F | 8 | 0.14 | F | 8 | -9900 | -9900 | ? | 0
2001-08-23 | 5:00 | 0 | 0 | 0 | 2 | 0 | 0 | 2 | 0 | 0 | 2 | 0 | 0 | 2 | 0 | 0 | 2 | 0 | 0 | 2 | 0 | 0 | 2 | 0 | 0 | E | 9 | 0 | E | 9 | 15 | E | 9 | 11 | E | 9 | 77 | A | 7 | 1004 | E | 9 | 300 | E | 9 | 2.1 | E | 9 | -9900 | ? | 0 | 77777 | E | 9 | 1.6 | E | 8 | 0.111 | F | 8 | 0.14 | F | 8 | -9900 | -9900 | ? | 0
2001-08-23 | 6:00 | 33 | 724 | 0 | 2 | 8 | 0 | 2 | 15 | 0 | 2 | 8 | 0 | 2 | 8 | 0 | 2 | 15 | 0 | 2 | 8 | 0 | 2 | 19 | 1 | E | 9 | 1 | E | 9 | 14 | E | 9 | 11 | E | 9 | 82 | A | 7 | 1004 | E | 9 | 300 | E | 9 | 3.1 | E | 9 | -9900 | ? | 0 | 77777 | E | 9 | 1.5 | E | 8 | 0.111 | F | 8 | 0.14 | F | 8 | -9900 | -9900 | ? | 0
2001-08-23 | 7:00 | 243 | 1336 | 121 | 2 | 8 | 318 | 2 | 15 | 63 | 2 | 8 | 12500 | 2 | 8 | 22800 | 2 | 15 | 8400 | 2 | 8 | 1150 | 2 | 19 | 1 | E | 9 | 1 | E | 9 | 16 | E | 9 | 11 | E | 9 | 72 | A | 7 | 1004 | E | 9 | 300 | E | 9 | 3.1 | E | 9 | -9900 | ? | 0 | 77777 | E | 9 | 1.5 | E | 8 | 0.111 | F | 8 | 0.14 | F | 8 | -9900 | -9900 | ? | 0
2001-08-23 | 8:00 | 481 | 1336 | 208 | 2 | 8 | 150 | 2 | 15 | 153 | 2 | 8 | 22500 | 2 | 8 | 14400 | 2 | 15 | 17300 | 2 | 8 | 3510 | 2 | 19 | 1 | E | 9 | 1 | E | 9 | 19 | E | 9 | 12 | E | 9 | 64 | A | 7 | 1004 | E | 9 | 30 | E | 9 | 5.7 | E | 9 | -9900 | ? | 0 | 77777 | E | 9 | 1.4 | E | 8 | 0.111 | F | 8 | 0.14 | F | 8 | -9900 | -9900 | ? | 0
2001-08-23 | 9:00 | 699 | 1336 | 325 | 2 | 8 | 179 | 2 | 15 | 231 | 2 | 8 | 35400 | 2 | 8 | 18400 | 2 | 15 | 25700 | 2 | 8 | 5850 | 2 | 19 | 5 | E | 9 | 2 | E | 9 | 21 | E | 9 | 12 | E | 9 | 56 | A | 7 | 1004 | E | 9 | 30 | E | 9 | 5.1 | E | 9 | -9900 | ? | 0 | 77777 | E | 9 | 1.4 | E | 8 | 0.111 | F | 8 | 0.14 | F | 8 | -9900 | -9900 | ? | 0
2001-08-23 | 10:00 | 882 | 1336 | 201 | 2 | 8 | 12 | 2 | 15 | 193 | 2 | 8 | 23800 | 2 | 8 | 1000 | 2 | 15 | 23200 | 2 | 8 | 8980 | 2 | 19 | 6 | E | 9 | 3 | E | 9 | 24 | E | 9 | 12 | E | 9 | 47 | A | 7 | 1004 | E | 9 | 40 | E | 9 | 5.7 | E | 9 | -9900 | ? | 0 | 77777 | E | 9 | 1.4 | E | 8 | 0.111 | F | 8 | 0.14 | F | 8 | -9900 | -9900 | ? | 0
2001-08-23 | 11:00 | 1018 | 1336 | 449 | 2 | 8 | 137 | 2 | 15 | 344 | 2 | 8 | 49300 | 2 | 8 | 14600 | 2 | 15 | 38100 | 2 | 8 | 11470 | 2 | 19 | 7 | E | 9 | 3 | E | 9 | 26 | E | 9 | 12 | E | 9 | 42 | A | 7 | 1004 | E | 9 | 20 | E | 9 | 3.6 | E | 9 | -9900 | ? | 0 | 77777 | E | 9 | 1.4 | E | 8 | 0.111 | F | 8 | 0.14 | F | 8 | -9900 | -9900 | ? | 0
2001-08-23 | 12:00 | 1096 | 1336 | 136 | 2 | 8 | 0 | 2 | 15 | 136 | 2 | 8 | 17100 | 2 | 8 | 0 | 2 | 15 | 17100 | 2 | 8 | 7150 | 2 | 19 | 4 | E | 9 | 3 | E | 9 | 28 | E | 9 | 12 | E | 9 | 37 | A | 7 | 1004 | E | 9 | 60 | E | 9 | 2.1 | E | 9 | -9900 | ? | 0 | 77777 | E | 9 | 1.5 | E | 8 | 0.111 | F | 8 | 0.14 | F | 8 | -9900 | -9900 | ? | 0
2001-08-23 | 13:00 | 1113 | 1336 | 269 | 2 | 8 | 18 | 2 | 15 | 253 | 2 | 8 | 32200 | 2 | 8 | 1500 | 2 | 15 | 30900 | 2 | 8 | 12130 | 2 | 19 | 5 | E | 9 | 3 | E | 9 | 30 | E | 9 | 13 | E | 9 | 35 | A | 7 | 1004 | E | 9 | 20 | E | 9 | 2.6 | E | 9 | -9900 | ? | 0 | 77777 | E | 9 | 1.5 | E | 8 | 0.111 | F | 8 | 0.14 | F | 8 | -9900 | -9900 | ? | 0
2001-08-23 | 14:00 | 1066 | 1336 | 735 | 2 | 8 | 569 | 2 | 15 | 279 | 2 | 8 | 78800 | 2 | 8 | 59400 | 2 | 15 | 31300 | 2 | 8 | 10010 | 2 | 19 | 8 | E | 9 | 3 | E | 9 | 31 | E | 9 | 14 | E | 9 | 36 | A | 7 | 1004 | E | 9 | 50 | E | 9 | 3.6 | E | 9 | -9900 | ? | 0 | 77777 | E | 9 | 1.6 | E | 8 | 0.111 | F | 8 | 0.14 | F | 8 | -9900 | -9900 | ? | 0
2001-08-23 | 15:00 | 958 | 1336 | 384 | 2 | 8 | 86 | 2 | 15 | 323 | 2 | 8 | 42400 | 2 | 8 | 8800 | 2 | 15 | 36100 | 2 | 8 | 11640 | 2 | 19 | 9 | E | 9 | 4 | E | 9 | 29 | E | 9 | 13 | E | 9 | 37 | A | 7 | 1004 | E | 9 | 60 | E | 9 | 4.6 | E | 9 | -9900 | ? | 0 | 77777 | E | 9 | 1.6 | E | 8 | 0.111 | F | 8 | 0.14 | F | 8 | -9900 | -9900 | ? | 0
2001-08-23 | 16:00 | 798 | 1336 | 495 | 2 | 8 | 404 | 2 | 15 | 253 | 2 | 8 | 53200 | 2 | 8 | 42900 | 2 | 15 | 27500 | 2 | 8 | 6310 | 2 | 19 | 8 | E | 9 | 4 | E | 9 | 28 | E | 9 | 13 | E | 9 | 40 | A | 7 | 1004 | E | 9 | 70 | E | 9 | 3.6 | E | 9 | -9900 | ? | 0 | 77777 | E | 9 | 1.7 | E | 8 | 0.111 | F | 8 | 0.14 | F | 8 | -9900 | -9900 | ? | 0
2001-08-23 | 17:00 | 596 | 1336 | 382 | 2 | 8 | 530 | 2 | 15 | 145 | 2 | 8 | 40400 | 2 | 8 | 52100 | 2 | 15 | 17100 | 2 | 8 | 2920 | 2 | 19 | 6 | E | 9 | 4 | E | 9 | 24 | E | 9 | 12 | E | 9 | 47 | A | 7 | 1004 | E | 9 | 60 | E | 9 | 4.6 | E | 9 | -9900 | ? | 0 | 77777 | E | 9 | 1.7 | E | 8 | 0.111 | F | 8 | 0.14 | F | 8 | -9900 | -9900 | ? | 0
2001-08-23 | 18:00 | 366 | 1336 | 208 | 2 | 8 | 345 | 2 | 15 | 113 | 2 | 8 | 21800 | 2 | 8 | 30000 | 2 | 15 | 13600 | 2 | 8 | 2270 | 2 | 19 | 6 | E | 9 | 4 | E | 9 | 21 | E | 9 | 12 | E | 9 | 56 | A | 7 | 1004 | E | 9 | 60 | E | 9 | 4.1 | E | 9 | -9900 | ? | 0 | 77777 | E | 9 | 1.8 | E | 8 | 0.111 | F | 8 | 0.14 | F | 8 | -9900 | -9900 | ? | 0
2001-08-23 | 19:00 | 126 | 1336 | 0 | 2 | 8 | 0 | 2 | 15 | 0 | 2 | 8 | 0 | 2 | 8 | 0 | 2 | 15 | 0 | 2 | 8 | 0 | 2 | 19 | 4 | E | 9 | 4 | E | 9 | 18 | E | 9 | 12 | E | 9 | 68 | A | 7 | 1004 | E | 9 | 320 | E | 9 | 5.1 | E | 9 | -9900 | ? | 0 | 77777 | E | 9 | 1.8 | E | 8 | 0.111 | F | 8 | 0.14 | F | 8 | -9900 | -9900 | ? | 0
2001-08-23 | 20:00 | 0 | 78 | 0 | 2 | 8 | 0 | 2 | 15 | 0 | 2 | 8 | 0 | 2 | 8 | 0 | 2 | 15 | 0 | 2 | 8 | 0 | 2 | 19 | 5 | E | 9 | 4 | E | 9 | 17 | E | 9 | 12 | E | 9 | 72 | A | 7 | 1004 | E | 9 | 310 | E | 9 | 5.1 | E | 9 | -9900 | ? | 0 | 77777 | E | 9 | 1.9 | E | 8 | 0.111 | F | 8 | 0.14 | F | 8 | -9900 | -9900 | ? | 0
2001-08-23 | 21:00 | 0 | 0 | 0 | 2 | 0 | 0 | 2 | 0 | 0 | 2 | 0 | 0 | 2 | 0 | 0 | 2 | 0 | 0 | 2 | 0 | 0 | 2 | 0 | 5 | E | 9 | 4 | E | 9 | 17 | E | 9 | 12 | E | 9 | 72 | A | 7 | 1004 | E | 9 | 310 | E | 9 | 5.1 | E | 9 | -9900 | ? | 0 | 77777 | E | 9 | 1.9 | E | 8 | 0.111 | F | 8 | 0.14 | F | 8 | -9900 | -9900 | ? | 0
2001-08-23 | 22:00 | 0 | 0 | 0 | 2 | 0 | 0 | 2 | 0 | 0 | 2 | 0 | 0 | 2 | 0 | 0 | 2 | 0 | 0 | 2 | 0 | 0 | 2 | 0 | 6 | E | 9 | 5 | E | 9 | 16 | E | 9 | 11 | E | 9 | 72 | A | 7 | 1004 | E | 9 | 310 | E | 9 | 4.6 | E | 9 | -9900 | ? | 0 | 77777 | E | 9 | 2 | E | 8 | 0.111 | F | 8 | 0.14 | F | 8 | -9900 | -9900 | ? | 0
2001-08-23 | 23:00 | 0 | 0 | 0 | 2 | 0 | 0 | 2 | 0 | 0 | 2 | 0 | 0 | 2 | 0 | 0 | 2 | 0 | 0 | 2 | 0 | 0 | 2 | 0 | 5 | E | 9 | 5 | E | 9 | 16 | E | 9 | 11 | E | 9 | 72 | A | 7 | 1004 | E | 9 | 300 | E | 9 | 4.1 | E | 9 | -9900 | ? | 0 | 77777 | E | 9 | 1.9 | E | 8 | 0.111 | F | 8 | 0.14 | F | 8 | -9900 | -9900 | ? | 0
2001-08-23 | 24:00 | 0 | 0 | 0 | 2 | 0 | 0 | 2 | 0 | 0 | 2 | 0 | 0 | 2 | 0 | 0 | 2 | 0 | 0 | 2 | 0 | 0 | 2 | 0 | 5 | E | 9 | 4 | E | 9 | 14 | E | 9 | 10 | E | 9 | 77 | A | 7 | 1004 | E | 9 | 290 | E | 9 | 2.1 | E | 9 | -9900 | ? | 0 | 77777 | E | 9 | 1.8 | E | 8 | 0.111 | F | 8 | 0.14 | F | 8 | -9900 | -9900 | ? | 0
2001-08-24 | 1:00 | 0 | 0 | 0 | 2 | 0 | 0 | 2 | 0 | 0 | 2 | 0 | 0 | 2 | 0 | 0 | 2 | 0 | 0 | 2 | 0 | 0 | 2 | 0 | 7 | E | 9 | 6 | E | 9 | 14 | E | 9 | 11 | E | 9 | 82 | A | 7 | 1004 | E | 9 | 300 | E | 9 | 3.1 | E | 9 | -9900 | ? | 0 | 77777 | E | 9 | 1.7 | E | 8 | 0.11 | F | 8 | 0.14 | F | 8 | -9900 | -9900 | ? | 0
2001-08-24 | 2:00 | 0 | 0 | 0 | 2 | 0 | 0 | 2 | 0 | 0 | 2 | 0 | 0 | 2 | 0 | 0 | 2 | 0 | 0 | 2 | 0 | 0 | 2 | 0 | 0 | E | 9 | 0 | E | 9 | 13 | E | 9 | 9 | E | 9 | 77 | A | 7 | 1004 | E | 9 | 270 | E | 9 | 1.5 | E | 9 | -9900 | ? | 0 | 77777 | E | 9 | 1.6 | E | 8 | 0.11 | F | 8 | 0.14 | F | 8 | -9900 | -9900 | ? | 0
2001-08-24 | 3:00 | 0 | 0 | 0 | 2 | 0 | 0 | 2 | 0 | 0 | 2 | 0 | 0 | 2 | 0 | 0 | 2 | 0 | 0 | 2 | 0 | 0 | 2 | 0 | 1 | E | 9 | 1 | E | 9 | 12 | E | 9 | 9 | E | 9 | 82 | A | 7 | 1004 | E | 9 | 300 | E | 9 | 1.5 | E | 9 | -9900 | ? | 0 | 77777 | E | 9 | 1.5 | E | 8 | 0.11 | F | 8 | 0.14 | F | 8 | -9900 | -9900 | ? | 0
2001-08-24 | 4:00 | 0 | 0 | 0 | 2 | 0 | 0 | 2 | 0 | 0 | 2 | 0 | 0 | 2 | 0 | 0 | 2 | 0 | 0 | 2 | 0 | 0 | 2 | 0 | 0 | E | 9 | 0 | E | 9 | 13 | E | 9 | 11 | E | 9 | 88 | A | 7 | 1004 | E | 9 | 0 | E | 9 | 0 | E | 9 | -9900 | ? | 0 | 77777 | E | 9 | 1.4 | E | 8 | 0.11 | F | 8 | 0.14 | F | 8 | -9900 | -9900 | ? | 0
2001-08-24 | 5:00 | 0 | 0 | 0 | 2 | 0 | 0 | 2 | 0 | 0 | 2 | 0 | 0 | 2 | 0 | 0 | 2 | 0 | 0 | 2 | 0 | 0 | 2 | 0 | 0 | E | 9 | 0 | E | 9 | 14 | E | 9 | 11 | E | 9 | 82 | A | 7 | 1004 | E | 9 | 0 | E | 9 | 0 | E | 9 | -9900 | ? | 0 | 77777 | E | 9 | 1.3 | E | 8 | 0.11 | F | 8 | 0.14 | F | 8 | -9900 | -9900 | ? | 0
2001-08-24 | 6:00 | 30 | 702 | 1 | 2 | 8 | 39 | 2 | 15 | 0 | 2 | 8 | 0 | 2 | 8 | 0 | 2 | 15 | 0 | 2 | 8 | 0 | 2 | 19 | 0 | E | 9 | 0 | E | 9 | 14 | E | 9 | 11 | E | 9 | 82 | A | 7 | 1004 | E | 9 | 310 | E | 9 | 1.5 | E | 9 | -9900 | ? | 0 | 77777 | E | 9 | 1.2 | E | 8 | 0.11 | F | 8 | 0.14 | F | 8 | -9900 | -9900 | ? | 0
2001-08-24 | 7:00 | 239 | 1337 | 113 | 2 | 8 | 404 | 2 | 15 | 41 | 2 | 8 | 11700 | 2 | 8 | 29700 | 2 | 15 | 6400 | 2 | 8 | 750 | 2 | 19 | 0 | E | 9 | 0 | E | 9 | 15 | E | 9 | 11 | E | 9 | 77 | A | 7 | 1004 | E | 9 | 0 | E | 9 | 0 | E | 9 | -9900 | ? | 0 | 77777 | E | 9 | 1.1 | E | 8 | 0.11 | F | 8 | 0.14 | F | 8 | -9900 | -9900 | ? | 0
2001-08-24 | 8:00 | 477 | 1337 | 288 | 2 | 8 | 612 | 2 | 15 | 69 | 2 | 8 | 30300 | 2 | 8 | 57100 | 2 | 15 | 9900 | 2 | 8 | 1370 | 2 | 19 | 0 | E | 9 | 0 | E | 9 | 16 | E | 9 | 11 | E | 9 | 72 | A | 7 | 1004 | E | 9 | 0 | E | 9 | 0 | E | 9 | -9900 | ? | 0 | 77777 | E | 9 | 1 | E | 8 | 0.11 | F | 8 | 0.14 | F | 8 | -9900 | -9900 | ? | 0
2001-08-24 | 9:00 | 695 | 1337 | 472 | 2 | 8 | 729 | 2 | 15 | 92 | 2 | 8 | 49300 | 2 | 8 | 71700 | 2 | 15 | 12000 | 2 | 8 | 1980 | 2 | 19 | 0 | E | 9 | 0 | E | 9 | 18 | E | 9 | 11 | E | 9 | 64 | A | 7 | 1004 | E | 9 | 40 | E | 9 | 1.5 | E | 9 | -9900 | ? | 0 | 77777 | E | 9 | 0.9 | E | 8 | 0.11 | F | 8 | 0.14 | F | 8 | -9900 | -9900 | ? | 0
2001-08-24 | 10:00 | 878 | 1337 | 646 | 2 | 8 | 842 | 2 | 15 | 91 | 2 | 8 | 67100 | 2 | 8 | 83700 | 2 | 15 | 12000 | 2 | 8 | 2150 | 2 | 19 | 0 | E | 9 | 0 | E | 9 | 18 | E | 9 | 11 | E | 9 | 64 | A | 7 | 1004 | E | 9 | 50 | E | 9 | 2.6 | E | 9 | -9900 | ? | 0 | 77777 | E | 9 | 0.8 | E | 8 | 0.11 | F | 8 | 0.14 | F | 8 | -9900 | -9900 | ? | 0
2001-08-24 | 11:00 | 1014 | 1337 | 767 | 2 | 8 | 874 | 2 | 15 | 103 | 2 | 8 | 79500 | 2 | 8 | 87300 | 2 | 15 | 13100 | 2 | 8 | 2830 | 2 | 19 | 0 | E | 9 | 0 | E | 9 | 19 | E | 9 | 11 | E | 9 | 60 | A | 7 | 1004 | E | 9 | 90 | E | 9 | 1.5 | E | 9 | -9900 | ? | 0 | 77777 | E | 9 | 0.9 | E | 8 | 0.11 | F | 8 | 0.14 | F | 8 | -9900 | -9900 | ? | 0
2001-08-24 | 12:00 | 1092 | 1337 | 820 | 2 | 8 | 844 | 2 | 15 | 128 | 2 | 8 | 84300 | 2 | 8 | 84400 | 2 | 15 | 15100 | 2 | 8 | 3720 | 2 | 19 | 0 | E | 9 | 0 | E | 9 | 22 | E | 9 | 12 | E | 9 | 53 | A | 7 | 1004 | E | 9 | 20 | E | 9 | 1.5 | E | 9 | -9900 | ? | 0 | 77777 | E | 9 | 0.9 | E | 8 | 0.11 | F | 8 | 0.14 | F | 8 | -9900 | -9900 | ? | 0
2001-08-24 | 13:00 | 1109 | 1337 | 794 | 2 | 8 | 728 | 2 | 15 | 188 | 2 | 8 | 84900 | 2 | 8 | 74600 | 2 | 15 | 22900 | 2 | 8 | 7480 | 2 | 19 | 0 | E | 9 | 0 | E | 9 | 23 | E | 9 | 12 | E | 9 | 50 | A | 7 | 1004 | E | 9 | 80 | E | 9 | 2.1 | E | 9 | -9900 | ? | 0 | 77777 | E | 9 | 1 | E | 8 | 0.11 | F | 8 | 0.14 | F | 8 | -9900 | -9900 | ? | 0
2001-08-24 | 14:00 | 1061 | 1337 | 792 | 2 | 8 | 848 | 2 | 15 | 117 | 2 | 8 | 81700 | 2 | 8 | 84800 | 2 | 15 | 14200 | 2 | 8 | 3310 | 2 | 19 | 0 | E | 9 | 0 | E | 9 | 25 | E | 9 | 12 | E | 9 | 44 | A | 7 | 1004 | E | 9 | 120 | E | 9 | 1.5 | E | 9 | -9900 | ? | 0 | 77777 | E | 9 | 1 | E | 8 | 0.11 | F | 8 | 0.14 | F | 8 | -9900 | -9900 | ? | 0
2001-08-24 | 15:00 | 954 | 1337 | 703 | 2 | 8 | 832 | 2 | 15 | 108 | 2 | 8 | 75400 | 2 | 8 | 84200 | 2 | 15 | 15100 | 2 | 8 | 3100 | 2 | 19 | 0 | E | 9 | 0 | E | 9 | 26 | E | 9 | 12 | E | 9 | 42 | A | 7 | 1004 | E | 9 | 350 | E | 9 | 2.1 | E | 9 | -9900 | ? | 0 | 77777 | E | 9 | 1.1 | E | 8 | 0.11 | F | 8 | 0.14 | F | 8 | -9900 | -9900 | ? | 0
2001-08-24 | 16:00 | 793 | 1337 | 574 | 2 | 8 | 790 | 2 | 15 | 104 | 2 | 8 | 60200 | 2 | 8 | 78700 | 2 | 15 | 13400 | 2 | 8 | 2390 | 2 | 19 | 0 | E | 9 | 0 | E | 9 | 27 | E | 9 | 12 | E | 9 | 39 | A | 7 | 1004 | E | 9 | 40 | E | 9 | 3.1 | E | 9 | -9900 | ? | 0 | 77777 | E | 9 | 1.1 | E | 8 | 0.11 | F | 8 | 0.14 | F | 8 | -9900 | -9900 | ? | 0
2001-08-24 | 17:00 | 590 | 1337 | 400 | 2 | 8 | 660 | 2 | 15 | 108 | 2 | 8 | 41700 | 2 | 8 | 63700 | 2 | 15 | 13500 | 2 | 8 | 2170 | 2 | 19 | 0 | E | 9 | 0 | E | 9 | 27 | E | 9 | 11 | E | 9 | 37 | A | 7 | 1004 | E | 9 | 30 | E | 9 | 4.1 | E | 9 | -9900 | ? | 0 | 77777 | E | 9 | 1.1 | E | 8 | 0.11 | F | 8 | 0.14 | F | 8 | -9900 | -9900 | ? | 0
2001-08-24 | 18:00 | 360 | 1337 | 234 | 2 | 8 | 510 | 2 | 15 | 96 | 2 | 8 | 24200 | 2 | 8 | 43300 | 2 | 15 | 12500 | 2 | 8 | 1800 | 2 | 19 | 0 | E | 9 | 0 | E | 9 | 25 | E | 9 | 11 | E | 9 | 41 | A | 7 | 1004 | E | 9 | 310 | E | 9 | 5.1 | E | 9 | -9900 | ? | 0 | 77777 | E | 9 | 1.2 | E | 8 | 0.11 | F | 8 | 0.14 | F | 8 | -9900 | -9900 | ? | 0
2001-08-24 | 19:00 | 120 | 1337 | 0 | 2 | 8 | 0 | 2 | 15 | 0 | 2 | 8 | 0 | 2 | 8 | 0 | 2 | 15 | 0 | 2 | 8 | 0 | 2 | 19 | 1 | E | 9 | 0 | E | 9 | 22 | E | 9 | 11 | E | 9 | 50 | A | 7 | 1004 | E | 9 | 320 | E | 9 | 6.2 | E | 9 | -9900 | ? | 0 | 77777 | E | 9 | 1.2 | E | 8 | 0.11 | F | 8 | 0.14 | F | 8 | -9900 | -9900 | ? | 0
2001-08-24 | 20:00 | 0 | 33 | 0 | 2 | 8 | 0 | 2 | 15 | 0 | 2 | 8 | 0 | 2 | 8 | 0 | 2 | 15 | 0 | 2 | 8 | 0 | 2 | 19 | 0 | E | 9 | 0 | E | 9 | 19.2 | E | 9 | 11.1 | E | 9 | 59 | A | 7 | 1004 | E | 9 | 320 | E | 9 | 5.8 | E | 9 | -9900 | ? | 0 | 77777 | E | 9 | 1.3 | E | 8 | 0.11 | F | 8 | 0.14 | F | 8 | -9900 | -9900 | ? | 0
2001-08-24 | 21:00 | 0 | 0 | 0 | 2 | 0 | 0 | 2 | 0 | 0 | 2 | 0 | 0 | 2 | 0 | 0 | 2 | 0 | 0 | 2 | 0 | 0 | 2 | 0 | 0 | E | 9 | 0 | E | 9 | 17.3 | E | 9 | 11.2 | E | 9 | 67 | A | 7 | 1004 | E | 9 | 310 | E | 9 | 5.9 | E | 9 | -9900 | ? | 0 | 77777 | E | 9 | 1.3 | E | 8 | 0.11 | F | 8 | 0.14 | F | 8 | -9900 | -9900 | ? | 0
2001-08-24 | 22:00 | 0 | 0 | 0 | 2 | 0 | 0 | 2 | 0 | 0 | 2 | 0 | 0 | 2 | 0 | 0 | 2 | 0 | 0 | 2 | 0 | 0 | 2 | 0 | 0 | E | 9 | 0 | E | 9 | 17.5 | E | 9 | 11.2 | E | 9 | 67 | A | 7 | 1004 | E | 9 | 330 | E | 9 | 5.4 | E | 9 | -9900 | ? | 0 | 77777 | E | 9 | 1.4 | E | 8 | 0.11 | F | 8 | 0.14 | F | 8 | -9900 | -9900 | ? | 0
2001-08-24 | 23:00 | 0 | 0 | 0 | 2 | 0 | 0 | 2 | 0 | 0 | 2 | 0 | 0 | 2 | 0 | 0 | 2 | 0 | 0 | 2 | 0 | 0 | 2 | 0 | 0 | E | 9 | 0 | E | 9 | 16.6 | E | 9 | 11.3 | E | 9 | 71 | A | 7 | 1004 | E | 9 | 330 | E | 9 | 4.6 | E | 9 | -9900 | ? | 0 | 77777 | E | 9 | 1.4 | E | 8 | 0.11 | F | 8 | 0.14 | F | 8 | -9900 | -9900 | ? | 0
2001-08-24 | 24:00 | 0 | 0 | 0 | 2 | 0 | 0 | 2 | 0 | 0 | 2 | 0 | 0 | 2 | 0 | 0 | 2 | 0 | 0 | 2 | 0 | 0 | 2 | 0 | 0 | E | 9 | 0 | E | 9 | 16.8 | E | 9 | 11.4 | E | 9 | 70 | A | 7 | 1004 | E | 9 | 330 | E | 9 | 4.2 | E | 9 | -9900 | ? | 0 | 77777 | E | 9 | 1.3 | E | 8 | 0.11 | F | 8 | 0.14 | F | 8 | -9900 | -9900 | ? | 0
2001-08-25 | 1:00 | 0 | 0 | 0 | 2 | 0 | 0 | 2 | 0 | 0 | 2 | 0 | 0 | 2 | 0 | 0 | 2 | 0 | 0 | 2 | 0 | 0 | 2 | 0 | 0 | E | 9 | 0 | E | 9 | 16.9 | E | 9 | 11.5 | E | 9 | 70 | A | 7 | 1004 | E | 9 | 30 | E | 9 | 0.7 | E | 9 | -9900 | ? | 0 | 77777 | E | 9 | 1.3 | E | 8 | 0.109 | F | 8 | 0.14 | F | 8 | -9900 | -9900 | ? | 0
2001-08-25 | 2:00 | 0 | 0 | 0 | 2 | 0 | 0 | 2 | 0 | 0 | 2 | 0 | 0 | 2 | 0 | 0 | 2 | 0 | 0 | 2 | 0 | 0 | 2 | 0 | 0 | E | 9 | 0 | E | 9 | 17.1 | E | 9 | 12.5 | E | 9 | 74 | A | 7 | 1004 | E | 9 | 40 | E | 9 | 0.8 | E | 9 | -9900 | ? | 0 | 77777 | E | 9 | 1.3 | E | 8 | 0.109 | F | 8 | 0.14 | F | 8 | -9900 | -9900 | ? | 0
2001-08-25 | 3:00 | 0 | 0 | 0 | 2 | 0 | 0 | 2 | 0 | 0 | 2 | 0 | 0 | 2 | 0 | 0 | 2 | 0 | 0 | 2 | 0 | 0 | 2 | 0 | 1 | E | 9 | 1 | E | 9 | 13.2 | E | 9 | 9.6 | E | 9 | 79 | A | 7 | 1004 | E | 9 | 40 | E | 9 | 0.9 | E | 9 | -9900 | ? | 0 | 77777 | E | 9 | 1.3 | E | 8 | 0.109 | F | 8 | 0.14 | F | 8 | -9900 | -9900 | ? | 0
2001-08-25 | 4:00 | 0 | 0 | 0 | 2 | 0 | 0 | 2 | 0 | 0 | 2 | 0 | 0 | 2 | 0 | 0 | 2 | 0 | 0 | 2 | 0 | 0 | 2 | 0 | 0 | E | 9 | 0 | E | 9 | 13.4 | E | 9 | 9.7 | E | 9 | 78 | A | 7 | 1004 | E | 9 | 50 | E | 9 | 1 | E | 9 | -9900 | ? | 0 | 77777 | E | 9 | 1.3 | E | 8 | 0.109 | F | 8 | 0.14 | F | 8 | -9900 | -9900 | ? | 0
2001-08-25 | 5:00 | 0 | 0 | 0 | 2 | 0 | 0 | 2 | 0 | 0 | 2 | 0 | 0 | 2 | 0 | 0 | 2 | 0 | 0 | 2 | 0 | 0 | 2 | 0 | 0 | E | 9 | 0 | E | 9 | 14.5 | E | 9 | 10.8 | E | 9 | 78 | A | 7 | 1004 | E | 9 | 50 | E | 9 | 1.2 | E | 9 | -9900 | ? | 0 | 77777 | E | 9 | 1.3 | E | 8 | 0.109 | F | 8 | 0.14 | F | 8 | -9900 | -9900 | ? | 0
2001-08-25 | 6:00 | 28 | 680 | 0 | 2 | 8 | 61 | 2 | 15 | 0 | 2 | 8 | 0 | 2 | 8 | 0 | 2 | 15 | 0 | 2 | 8 | 0 | 2 | 19 | 0 | E | 9 | 0 | E | 9 | 14.7 | E | 9 | 10.8 | E | 9 | 77 | A | 7 | 1004 | E | 9 | 360 | E | 9 | 3.4 | E | 9 | -9900 | ? | 0 | 77777 | E | 9 | 1.2 | E | 8 | 0.109 | F | 8 | 0.14 | F | 8 | -9900 | -9900 | ? | 0
2001-08-25 | 7:00 | 235 | 1337 | 115 | 2 | 8 | 446 | 2 | 15 | 37 | 2 | 8 | 12000 | 2 | 8 | 32700 | 2 | 15 | 6200 | 2 | 8 | 690 | 2 | 19 | 0 | E | 9 | 0 | E | 9 | 15.8 | E | 9 | 11.9 | E | 9 | 78 | A | 7 | 1004 | E | 9 | 60 | E | 9 | 1.4 | E | 9 | -9900 | ? | 0 | 77777 | E | 9 | 1.2 | E | 8 | 0.109 | F | 8 | 0.14 | F | 8 | -9900 | -9900 | ? | 0
2001-08-25 | 8:00 | 473 | 1337 | 292 | 2 | 8 | 650 | 2 | 15 | 61 | 2 | 8 | 30300 | 2 | 8 | 60300 | 2 | 15 | 8900 | 2 | 8 | 1240 | 2 | 19 | 0 | E | 9 | 0 | E | 9 | 17 | A | 7 | 12 | A | 7 | 72 | A | 7 | 1004 | E | 9 | 70 | A | 7 | 1.5 | A | 7 | 16100 | A | 7 | 77777 | A | 7 | 1.2 | E | 8 | 0.109 | F | 8 | 0.14 | F | 8 | -9900 | -9900 | ? | 0
2001-08-25 | 9:00 | 692 | 1337 | 472 | 2 | 8 | 752 | 2 | 15 | 82 | 2 | 8 | 49900 | 2 | 8 | 74300 | 2 | 15 | 11400 | 2 | 8 | 1830 | 2 | 19 | 0 | E | 9 | 0 | E | 9 | 18.1 | E | 9 | 11.4 | E | 9 | 65 | A | 7 | 1004 | E | 9 | 60 | E | 9 | 1.4 | E | 9 | -9900 | ? | 0 | 77777 | E | 9 | 1.2 | E | 8 | 0.109 | F | 8 | 0.14 | F | 8 | -9900 | -9900 | ? | 0
2001-08-25 | 10:00 | 875 | 1337 | 613 | 2 | 8 | 795 | 2 | 15 | 92 | 2 | 8 | 63700 | 2 | 8 | 79000 | 2 | 15 | 11900 | 2 | 8 | 2140 | 2 | 19 | 4 | E | 9 | 4 | E | 9 | 18 | E | 9 | 10.8 | E | 9 | 63 | A | 7 | 1004 | E | 9 | 120 | E | 9 | 2.8 | E | 9 | -9900 | ? | 0 | 77777 | E | 9 | 1.2 | E | 8 | 0.109 | F | 8 | 0.14 | F | 8 | -9900 | -9900 | ? | 0
2001-08-25 | 11:00 | 1010 | 1337 | 733 | 2 | 8 | 790 | 2 | 15 | 134 | 2 | 8 | 77300 | 2 | 8 | 79600 | 2 | 15 | 17000 | 2 | 8 | 4020 | 2 | 19 | 0 | E | 9 | 0 | E | 9 | 19 | E | 9 | 11.3 | E | 9 | 61 | A | 7 | 1004 | E | 9 | 50 | E | 9 | 1.1 | E | 9 | -9900 | ? | 0 | 77777 | E | 9 | 1.3 | E | 8 | 0.109 | F | 8 | 0.14 | F | 8 | -9900 | -9900 | ? | 0
2001-08-25 | 12:00 | 1089 | 1337 | 790 | 2 | 8 | 766 | 2 | 15 | 165 | 2 | 8 | 82500 | 2 | 8 | 76900 | 2 | 15 | 19700 | 2 | 8 | 5630 | 2 | 19 | 0 | E | 9 | 0 | E | 9 | 21 | E | 9 | 10.7 | E | 9 | 52 | A | 7 | 1004 | E | 9 | 50 | E | 9 | 1 | E | 9 | -9900 | ? | 0 | 77777 | E | 9 | 1.3 | E | 8 | 0.109 | F | 8 | 0.14 | F | 8 | -9900 | -9900 | ? | 0
2001-08-25 | 13:00 | 1105 | 1337 | 806 | 2 | 8 | 782 | 2 | 15 | 158 | 2 | 8 | 84700 | 2 | 8 | 78700 | 2 | 15 | 19500 | 2 | 8 | 5710 | 2 | 19 | 0 | E | 9 | 0 | E | 9 | 23 | E | 9 | 11.1 | E | 9 | 47 | A | 7 | 1004 | E | 9 | 120 | E | 9 | 2.4 | E | 9 | -9900 | ? | 0 | 77777 | E | 9 | 1.4 | E | 8 | 0.109 | F | 8 | 0.14 | F | 8 | -9900 | -9900 | ? | 0
2001-08-25 | 14:00 | 1057 | 1337 | 735 | 2 | 8 | 666 | 2 | 15 | 207 | 2 | 8 | 77700 | 2 | 8 | 67700 | 2 | 15 | 24000 | 2 | 8 | 7160 | 2 | 19 | 0 | E | 9 | 0 | E | 9 | 24 | E | 9 | 10.5 | E | 9 | 43 | A | 7 | 1004 | E | 9 | 30 | E | 9 | 0.7 | E | 9 | -9900 | ? | 0 | 77777 | E | 9 | 1.5 | E | 8 | 0.109 | F | 8 | 0.14 | F | 8 | -9900 | -9900 | ? | 0
2001-08-25 | 15:00 | 949 | 1337 | 637 | 2 | 8 | 630 | 2 | 15 | 189 | 2 | 8 | 67000 | 2 | 8 | 63700 | 2 | 15 | 21700 | 2 | 8 | 5330 | 2 | 19 | 0 | E | 9 | 0 | E | 9 | 24 | E | 9 | 9.9 | E | 9 | 41 | A | 7 | 1004 | E | 9 | 340 | E | 9 | 7.3 | E | 9 | -9900 | ? | 0 | 77777 | E | 9 | 1.6 | E | 8 | 0.109 | F | 8 | 0.14 | F | 8 | -9900 | -9900 | ? | 0
2001-08-25 | 16:00 | 788 | 1337 | 540 | 2 | 8 | 641 | 2 | 15 | 161 | 2 | 8 | 56200 | 2 | 8 | 63900 | 2 | 15 | 18500 | 2 | 8 | 3680 | 2 | 19 | 0 | E | 9 | 0 | E | 9 | 25 | E | 9 | 9.3 | E | 9 | 37 | A | 7 | 1004 | E | 9 | 330 | E | 9 | 8.7 | E | 9 | -9900 | ? | 0 | 77777 | E | 9 | 1.6 | E | 8 | 0.109 | F | 8 | 0.14 | F | 8 | -9900 | -9900 | ? | 0
2001-08-25 | 17:00 | 585 | 1337 | 402 | 2 | 8 | 687 | 2 | 15 | 101 | 2 | 8 | 42000 | 2 | 8 | 66300 | 2 | 15 | 13000 | 2 | 8 | 2050 | 2 | 19 | 0 | E | 9 | 0 | E | 9 | 23.9 | E | 9 | 9.8 | E | 9 | 41 | A | 7 | 1004 | E | 9 | 330 | E | 9 | 8.6 | E | 9 | -9900 | ? | 0 | 77777 | E | 9 | 1.7 | E | 8 | 0.109 | F | 8 | 0.14 | F | 8 | -9900 | -9900 | ? | 0
2001-08-25 | 18:00 | 354 | 1337 | 226 | 2 | 8 | 432 | 2 | 15 | 112 | 2 | 8 | 23000 | 2 | 8 | 36300 | 2 | 15 | 13400 | 2 | 8 | 2140 | 2 | 19 | 0 | E | 9 | 0 | E | 9 | 23 | E | 9 | 8.2 | E | 9 | 39 | A | 7 | 1004 | E | 9 | 310 | E | 9 | 9.6 | E | 9 | -9900 | ? | 0 | 77777 | E | 9 | 1.8 | E | 8 | 0.109 | F | 8 | 0.14 | F | 8 | -9900 | -9900 | ? | 0
2001-08-25 | 19:00 | 113 | 1326 | 36 | 2 | 8 | 219 | 2 | 15 | 18 | 2 | 8 | 3900 | 2 | 8 | 11800 | 2 | 15 | 2800 | 2 | 8 | 340 | 2 | 19 | 0 | E | 9 | 0 | E | 9 | 21.9 | E | 9 | 7.6 | E | 9 | 40 | A | 7 | 1004 | E | 9 | 310 | E | 9 | 8.3 | E | 9 | -9900 | ? | 0 | 77777 | E | 9 | 1.9 | E | 8 | 0.109 | F | 8 | 0.14 | F | 8 | -9900 | -9900 | ? | 0
2001-08-25 | 20:00 | 0 | 0 | 0 | 2 | 0 | 0 | 2 | 0 | 0 | 2 | 0 | 0 | 2 | 0 | 0 | 2 | 0 | 0 | 2 | 0 | 0 | 2 | 0 | 0 | E | 9 | 0 | E | 9 | 20 | E | 9 | 7 | E | 9 | 43 | A | 7 | 1004 | E | 9 | 300 | E | 9 | 8.2 | E | 9 | -9900 | ? | 0 | 77777 | E | 9 | 1.9 | E | 8 | 0.109 | F | 8 | 0.14 | F | 8 | -9900 | -9900 | ? | 0
2001-08-25 | 21:00 | 0 | 0 | 0 | 2 | 0 | 0 | 2 | 0 | 0 | 2 | 0 | 0 | 2 | 0 | 0 | 2 | 0 | 0 | 2 | 0 | 0 | 2 | 0 | 0 | E | 9 | 0 | E | 9 | 19 | E | 9 | 7 | E | 9 | 46 | A | 7 | 1004 | E | 9 | 340 | E | 9 | 6.7 | E | 9 | -9900 | ? | 0 | 77777 | E | 9 | 2 | E | 8 | 0.109 | F | 8 | 0.14 | F | 8 | -9900 | -9900 | ? | 0
2001-08-25 | 22:00 | 0 | 0 | 0 | 2 | 0 | 0 | 2 | 0 | 0 | 2 | 0 | 0 | 2 | 0 | 0 | 2 | 0 | 0 | 2 | 0 | 0 | 2 | 0 | 0 | E | 9 | 0 | E | 9 | 18 | E | 9 | 8 | E | 9 | 52 | A | 7 | 1004 | E | 9 | 310 | E | 9 | 6.7 | E | 9 | -9900 | ? | 0 | 77777 | E | 9 | 2.1 | E | 8 | 0.109 | F | 8 | 0.14 | F | 8 | -9900 | -9900 | ? | 0
2001-08-25 | 23:00 | 0 | 0 | 0 | 2 | 0 | 0 | 2 | 0 | 0 | 2 | 0 | 0 | 2 | 0 | 0 | 2 | 0 | 0 | 2 | 0 | 0 | 2 | 0 | 0 | E | 9 | 0 | E | 9 | 18.4 | E | 9 | 7.9 | E | 9 | 50 | A | 7 | 1004 | E | 9 | 310 | E | 9 | 5.1 | E | 9 | -9900 | ? | 0 | 77777 | E | 9 | 2.1 | E | 8 | 0.109 | F | 8 | 0.14 | F | 8 | -9900 | -9900 | ? | 0
2001-08-25 | 24:00 | 0 | 0 | 0 | 2 | 0 | 0 | 2 | 0 | 0 | 2 | 0 | 0 | 2 | 0 | 0 | 2 | 0 | 0 | 2 | 0 | 0 | 2 | 0 | 0 | E | 9 | 0 | E | 9 | 18.6 | E | 9 | 7.8 | E | 9 | 49 | A | 7 | 1004 | E | 9 | 290 | E | 9 | 4.1 | E | 9 | -9900 | ? | 0 | 77777 | E | 9 | 2.1 | E | 8 | 0.109 | F | 8 | 0.14 | F | 8 | -9900 | -9900 | ? | 0
2001-08-26 | 1:00 | 0 | 0 | 0 | 2 | 0 | 0 | 2 | 0 | 0 | 2 | 0 | 0 | 2 | 0 | 0 | 2 | 0 | 0 | 2 | 0 | 0 | 2 | 0 | 0 | E | 9 | 0 | E | 9 | 19.1 | E | 9 | 7.7 | E | 9 | 48 | A | 7 | 1004 | E | 9 | 0 | E | 9 | 0 | E | 9 | -9900 | ? | 0 | 77777 | E | 9 | 2 | E | 8 | 0.109 | F | 8 | 0.14 | F | 8 | -9900 | -9900 | ? | 0
2001-08-26 | 2:00 | 0 | 0 | 0 | 2 | 0 | 0 | 2 | 0 | 0 | 2 | 0 | 0 | 2 | 0 | 0 | 2 | 0 | 0 | 2 | 0 | 0 | 2 | 0 | 0 | E | 9 | 0 | E | 9 | 18.9 | E | 9 | 7.8 | E | 9 | 48 | A | 7 | 1004 | E | 9 | 0 | E | 9 | 0 | E | 9 | -9900 | ? | 0 | 77777 | E | 9 | 2 | E | 8 | 0.109 | F | 8 | 0.14 | F | 8 | -9900 | -9900 | ? | 0
2001-08-26 | 3:00 | 0 | 0 | 0 | 2 | 0 | 0 | 2 | 0 | 0 | 2 | 0 | 0 | 2 | 0 | 0 | 2 | 0 | 0 | 2 | 0 | 0 | 2 | 0 | 0 | E | 9 | 0 | E | 9 | 19 | E | 9 | 7.9 | E | 9 | 48 | A | 7 | 1004 | E | 9 | 180 | E | 9 | 2.6 | E | 9 | -9900 | ? | 0 | 77777 | E | 9 | 2 | E | 8 | 0.109 | F | 8 | 0.14 | F | 8 | -9900 | -9900 | ? | 0
2001-08-26 | 4:00 | 0 | 0 | 0 | 2 | 0 | 0 | 2 | 0 | 0 | 2 | 0 | 0 | 2 | 0 | 0 | 2 | 0 | 0 | 2 | 0 | 0 | 2 | 0 | 1 | E | 9 | 0 | E | 9 | 18 | E | 9 | 7.7 | E | 9 | 51 | A | 7 | 1004 | E | 9 | 190 | E | 9 | 3.1 | E | 9 | -9900 | ? | 0 | 77777 | E | 9 | 2 | E | 8 | 0.109 | F | 8 | 0.14 | F | 8 | -9900 | -9900 | ? | 0
2001-08-26 | 5:00 | 0 | 0 | 0 | 2 | 0 | 0 | 2 | 0 | 0 | 2 | 0 | 0 | 2 | 0 | 0 | 2 | 0 | 0 | 2 | 0 | 0 | 2 | 0 | 0 | E | 9 | 0 | E | 9 | 17 | E | 9 | 7.4 | E | 9 | 53 | A | 7 | 1004 | E | 9 | 0 | E | 9 | 0 | E | 9 | -9900 | ? | 0 | 77777 | E | 9 | 2 | E | 8 | 0.109 | F | 8 | 0.14 | F | 8 | -9900 | -9900 | ? | 0
2001-08-26 | 6:00 | 26 | 658 | 0 | 2 | 8 | 0 | 2 | 15 | 0 | 2 | 8 | 0 | 2 | 8 | 0 | 2 | 15 | 0 | 2 | 8 | 0 | 2 | 19 | 0 | E | 9 | 0 | E | 9 | 16.5 | E | 9 | 7.5 | E | 9 | 55 | A | 7 | 1004 | E | 9 | 60 | E | 9 | 1.5 | E | 9 | -9900 | ? | 0 | 77777 | E | 9 | 1.9 | E | 8 | 0.109 | F | 8 | 0.14 | F | 8 | -9900 | -9900 | ? | 0
2001-08-26 | 7:00 | 231 | 1338 | 111 | 2 | 8 | 391 | 2 | 15 | 43 | 2 | 8 | 11300 | 2 | 8 | 28200 | 2 | 15 | 6500 | 2 | 8 | 780 | 2 | 19 | 1 | E | 9 | 0 | E | 9 | 18.6 | E | 9 | 8.9 | E | 9 | 53 | A | 7 | 1004 | E | 9 | 0 | E | 9 | 0 | E | 9 | -9900 | ? | 0 | 77777 | E | 9 | 1.9 | E | 8 | 0.109 | F | 8 | 0.14 | F | 8 | -9900 | -9900 | ? | 0
2001-08-26 | 8:00 | 469 | 1338 | 282 | 2 | 8 | 566 | 2 | 15 | 83 | 2 | 8 | 29300 | 2 | 8 | 52100 | 2 | 15 | 11000 | 2 | 8 | 1590 | 2 | 19 | 0 | E | 9 | 0 | E | 9 | 20.8 | E | 9 | 9.4 | E | 9 | 48 | A | 7 | 1004 | E | 9 | 0 | E | 9 | 0 | E | 9 | -9900 | ? | 0 | 77777 | E | 9 | 1.9 | E | 8 | 0.109 | F | 8 | 0.14 | F | 8 | -9900 | -9900 | ? | 0
2001-08-26 | 9:00 | 688 | 1338 | 451 | 2 | 8 | 659 | 2 | 15 | 111 | 2 | 8 | 47600 | 2 | 8 | 65400 | 2 | 15 | 13800 | 2 | 8 | 2420 | 2 | 19 | 1 | E | 9 | 0 | E | 9 | 21.7 | E | 9 | 11.5 | E | 9 | 52 | A | 7 | 1004 | E | 9 | 280 | E | 9 | 1.5 | E | 9 | -9900 | ? | 0 | 77777 | E | 9 | 1.9 | E | 8 | 0.109 | F | 8 | 0.14 | F | 8 | -9900 | -9900 | ? | 0
2001-08-26 | 10:00 | 871 | 1338 | 591 | 2 | 8 | 700 | 2 | 15 | 134 | 2 | 8 | 63100 | 2 | 8 | 71200 | 2 | 15 | 16600 | 2 | 8 | 3490 | 2 | 19 | 1 | E | 9 | 0 | E | 9 | 23.7 | E | 9 | 9.6 | E | 9 | 41 | A | 7 | 1004 | E | 9 | 320 | E | 9 | 4.6 | E | 9 | -9900 | ? | 0 | 77777 | E | 9 | 1.9 | E | 8 | 0.109 | F | 8 | 0.14 | F | 8 | -9900 | -9900 | ? | 0
2001-08-26 | 11:00 | 1007 | 1338 | 733 | 2 | 8 | 784 | 2 | 15 | 141 | 2 | 8 | 76900 | 2 | 8 | 78800 | 2 | 15 | 17400 | 2 | 8 | 4130 | 2 | 19 | 1 | E | 9 | 0 | E | 9 | 24.6 | E | 9 | 10.7 | E | 9 | 42 | A | 7 | 1004 | E | 9 | 270 | E | 9 | 2.1 | E | 9 | -9900 | ? | 0 | 77777 | E | 9 | 1.9 | E | 8 | 0.109 | F | 8 | 0.14 | F | 8 | -9900 | -9900 | ? | 0
2001-08-26 | 12:00 | 1085 | 1338 | 802 | 2 | 8 | 826 | 2 | 15 | 131 | 2 | 8 | 85800 | 2 | 8 | 83800 | 2 | 15 | 17700 | 2 | 8 | 4690 | 2 | 19 | 0 | E | 9 | 0 | E | 9 | 23.6 | E | 9 | 10.7 | E | 9 | 44 | A | 7 | 1004 | E | 9 | 0 | E | 9 | 0 | E | 9 | -9900 | ? | 0 | 77777 | E | 9 | 2 | E | 8 | 0.109 | F | 8 | 0.14 | F | 8 | -9900 | -9900 | ? | 0
2001-08-26 | 13:00 | 1100 | 1338 | 806 | 2 | 8 | 812 | 2 | 15 | 136 | 2 | 8 | 86000 | 2 | 8 | 82300 | 2 | 15 | 18100 | 2 | 8 | 5030 | 2 | 19 | 0 | E | 9 | 0 | E | 9 | 23.5 | E | 9 | 9.8 | E | 9 | 42 | A | 7 | 1004 | E | 9 | 240 | E | 9 | 2.1 | E | 9 | -9900 | ? | 0 | 77777 | E | 9 | 2 | E | 8 | 0.109 | F | 8 | 0.14 | F | 8 | -9900 | -9900 | ? | 0
2001-08-26 | 14:00 | 1052 | 1338 | 780 | 2 | 8 | 830 | 2 | 15 | 126 | 2 | 8 | 83500 | 2 | 8 | 84100 | 2 | 15 | 17100 | 2 | 8 | 4210 | 2 | 19 | 0 | E | 9 | 0 | E | 9 | 25.5 | E | 9 | 9.9 | E | 9 | 37 | A | 7 | 1004 | E | 9 | 20 | E | 9 | 2.6 | E | 9 | -9900 | ? | 0 | 77777 | E | 9 | 2.1 | E | 8 | 0.109 | F | 8 | 0.14 | F | 8 | -9900 | -9900 | ? | 0
2001-08-26 | 15:00 | 944 | 1338 | 691 | 2 | 8 | 820 | 2 | 15 | 111 | 2 | 8 | 73700 | 2 | 8 | 82900 | 2 | 15 | 15100 | 2 | 8 | 3100 | 2 | 19 | 1 | E | 9 | 1 | E | 9 | 26.4 | E | 9 | 10 | E | 9 | 36 | A | 7 | 1004 | E | 9 | 350 | E | 9 | 3.6 | E | 9 | -9900 | ? | 0 | 77777 | E | 9 | 2.1 | E | 8 | 0.109 | F | 8 | 0.14 | F | 8 | -9900 | -9900 | ? | 0
2001-08-26 | 16:00 | 782 | 1338 | 562 | 2 | 8 | 772 | 2 | 15 | 109 | 2 | 8 | 58500 | 2 | 8 | 76600 | 2 | 15 | 13600 | 2 | 8 | 2420 | 2 | 19 | 4 | E | 9 | 2 | E | 9 | 25.4 | E | 9 | 9.1 | E | 9 | 36 | A | 7 | 1004 | E | 9 | 320 | E | 9 | 5.7 | E | 9 | -9900 | ? | 0 | 77777 | E | 9 | 2.2 | E | 8 | 0.109 | F | 8 | 0.14 | F | 8 | -9900 | -9900 | ? | 0
2001-08-26 | 17:00 | 579 | 1338 | 404 | 2 | 8 | 714 | 2 | 15 | 94 | 2 | 8 | 42400 | 2 | 8 | 69000 | 2 | 15 | 12500 | 2 | 8 | 1920 | 2 | 19 | 4 | E | 9 | 2 | E | 9 | 25.4 | E | 9 | 9.2 | E | 9 | 36 | A | 7 | 1004 | E | 9 | 320 | E | 9 | 6.7 | E | 9 | -9900 | ? | 0 | 77777 | E | 9 | 2.2 | E | 8 | 0.109 | F | 8 | 0.14 | F | 8 | -9900 | -9900 | ? | 0
2001-08-26 | 18:00 | 347 | 1338 | 230 | 2 | 8 | 525 | 2 | 15 | 94 | 2 | 8 | 23800 | 2 | 8 | 43900 | 2 | 15 | 12400 | 2 | 8 | 1760 | 2 | 19 | 4 | E | 9 | 2 | E | 9 | 24.3 | E | 9 | 9.3 | E | 9 | 39 | A | 7 | 1004 | E | 9 | 310 | E | 9 | 7.7 | E | 9 | -9900 | ? | 0 | 77777 | E | 9 | 2.3 | E | 8 | 0.109 | F | 8 | 0.14 | F | 8 | -9900 | -9900 | ? | 0
2001-08-26 | 19:00 | 107 | 1304 | 34 | 2 | 8 | 258 | 2 | 15 | 14 | 2 | 8 | 3800 | 2 | 8 | 15500 | 2 | 15 | 2400 | 2 | 8 | 310 | 2 | 19 | 4 | E | 9 | 2 | E | 9 | 23.3 | E | 9 | 9.4 | E | 9 | 41 | A | 7 | 1004 | E | 9 | 300 | E | 9 | 6.7 | E | 9 | -9900 | ? | 0 | 77777 | E | 9 | 2.3 | E | 8 | 0.109 | F | 8 | 0.14 | F | 8 | -9900 | -9900 | ? | 0
2001-08-26 | 20:00 | 0 | 0 | 0 | 2 | 0 | 0 | 2 | 0 | 0 | 2 | 0 | 0 | 2 | 0 | 0 | 2 | 0 | 0 | 2 | 0 | 0 | 2 | 0 | 4 | E | 9 | 2 | E | 9 | 21.2 | E | 9 | 9.5 | E | 9 | 47 | A | 7 | 1004 | E | 9 | 300 | E | 9 | 6.2 | E | 9 | -9900 | ? | 0 | 77777 | E | 9 | 2.4 | E | 8 | 0.109 | F | 8 | 0.14 | F | 8 | -9900 | -9900 | ? | 0
2001-08-26 | 21:00 | 0 | 0 | 0 | 2 | 0 | 0 | 2 | 0 | 0 | 2 | 0 | 0 | 2 | 0 | 0 | 2 | 0 | 0 | 2 | 0 | 0 | 2 | 0 | 3 | E | 9 | 1 | E | 9 | 21.2 | E | 9 | 10.6 | E | 9 | 51 | A | 7 | 1004 | E | 9 | 310 | E | 9 | 5.1 | E | 9 | -9900 | ? | 0 | 77777 | E | 9 | 2.4 | E | 8 | 0.109 | F | 8 | 0.14 | F | 8 | -9900 | -9900 | ? | 0
2001-08-26 | 22:00 | 0 | 0 | 0 | 2 | 0 | 0 | 2 | 0 | 0 | 2 | 0 | 0 | 2 | 0 | 0 | 2 | 0 | 0 | 2 | 0 | 0 | 2 | 0 | 2 | E | 9 | 1 | E | 9 | 18.1 | E | 9 | 9.7 | E | 9 | 58 | A | 7 | 1004 | E | 9 | 300 | E | 9 | 3.1 | E | 9 | -9900 | ? | 0 | 77777 | E | 9 | 2.5 | E | 8 | 0.109 | F | 8 | 0.14 | F | 8 | -9900 | -9900 | ? | 0
2001-08-26 | 23:00 | 0 | 0 | 0 | 2 | 0 | 0 | 2 | 0 | 0 | 2 | 0 | 0 | 2 | 0 | 0 | 2 | 0 | 0 | 2 | 0 | 0 | 2 | 0 | 1 | E | 9 | 0 | E | 9 | 18.1 | E | 9 | 8.8 | E | 9 | 55 | A | 7 | 1004 | E | 9 | 330 | E | 9 | 4.6 | E | 9 | -9900 | ? | 0 | 77777 | E | 9 | 2.4 | E | 8 | 0.109 | F | 8 | 0.14 | F | 8 | -9900 | -9900 | ? | 0
2001-08-26 | 24:00 | 0 | 0 | 0 | 2 | 0 | 0 | 2 | 0 | 0 | 2 | 0 | 0 | 2 | 0 | 0 | 2 | 0 | 0 | 2 | 0 | 0 | 2 | 0 | 0 | E | 9 | 0 | E | 9 | 16 | E | 9 | 7.9 | E | 9 | 59 | A | 7 | 1004 | E | 9 | 320 | E | 9 | 2.1 | E | 9 | -9900 | ? | 0 | 77777 | E | 9 | 2.4 | E | 8 | 0.109 | F | 8 | 0.14 | F | 8 | -9900 | -9900 | ? | 0
2001-08-27 | 1:00 | 0 | 0 | 0 | 2 | 0 | 0 | 2 | 0 | 0 | 2 | 0 | 0 | 2 | 0 | 0 | 2 | 0 | 0 | 2 | 0 | 0 | 2 | 0 | 0 | E | 9 | 0 | E | 9 | 16 | E | 9 | 8 | E | 9 | 59 | A | 7 | 1004 | E | 9 | 290 | E | 9 | 3.6 | E | 9 | -9900 | ? | 0 | 77777 | E | 9 | 2.4 | E | 8 | 0.108 | F | 8 | 0.14 | F | 8 | -9900 | -9900 | ? | 0
2001-08-27 | 2:00 | 0 | 0 | 0 | 2 | 0 | 0 | 2 | 0 | 0 | 2 | 0 | 0 | 2 | 0 | 0 | 2 | 0 | 0 | 2 | 0 | 0 | 2 | 0 | 0 | E | 9 | 0 | E | 9 | 15.8 | E | 9 | 6.9 | E | 9 | 55 | A | 7 | 1004 | E | 9 | 310 | E | 9 | 4.1 | E | 9 | -9900 | ? | 0 | 77777 | E | 9 | 2.3 | E | 8 | 0.108 | F | 8 | 0.14 | F | 8 | -9900 | -9900 | ? | 0
2001-08-27 | 3:00 | 0 | 0 | 0 | 2 | 0 | 0 | 2 | 0 | 0 | 2 | 0 | 0 | 2 | 0 | 0 | 2 | 0 | 0 | 2 | 0 | 0 | 2 | 0 | 1 | E | 9 | 1 | E | 9 | 14.6 | E | 9 | 6.9 | E | 9 | 60 | A | 7 | 1004 | E | 9 | 320 | E | 9 | 2.6 | E | 9 | -9900 | ? | 0 | 77777 | E | 9 | 2.3 | E | 8 | 0.108 | F | 8 | 0.14 | F | 8 | -9900 | -9900 | ? | 0
2001-08-27 | 4:00 | 0 | 0 | 0 | 2 | 0 | 0 | 2 | 0 | 0 | 2 | 0 | 0 | 2 | 0 | 0 | 2 | 0 | 0 | 2 | 0 | 0 | 2 | 0 | 1 | E | 9 | 1 | E | 9 | 14.3 | E | 9 | 7.8 | E | 9 | 65 | A | 7 | 1004 | E | 9 | 330 | E | 9 | 2.1 | E | 9 | -9900 | ? | 0 | 77777 | E | 9 | 2.2 | E | 8 | 0.108 | F | 8 | 0.14 | F | 8 | -9900 | -9900 | ? | 0
2001-08-27 | 5:00 | 0 | 0 | 0 | 2 | 0 | 0 | 2 | 0 | 0 | 2 | 0 | 0 | 2 | 0 | 0 | 2 | 0 | 0 | 2 | 0 | 0 | 2 | 0 | 1 | E | 9 | 1 | E | 9 | 13.1 | E | 9 | 5.7 | E | 9 | 61 | A | 7 | 1004 | E | 9 | 0 | E | 9 | 0 | E | 9 | -9900 | ? | 0 | 77777 | E | 9 | 2.2 | E | 8 | 0.108 | F | 8 | 0.14 | F | 8 | -9900 | -9900 | ? | 0
2001-08-27 | 6:00 | 24 | 636 | 0 | 2 | 8 | 0 | 2 | 15 | 0 | 2 | 8 | 0 | 2 | 8 | 0 | 2 | 15 | 0 | 2 | 8 | 0 | 2 | 19 | 1 | E | 9 | 1 | E | 9 | 12.9 | E | 9 | 5.6 | E | 9 | 61 | A | 7 | 1004 | E | 9 | 0 | E | 9 | 0 | E | 9 | -9900 | ? | 0 | 77777 | E | 9 | 2.1 | E | 8 | 0.108 | F | 8 | 0.14 | F | 8 | -9900 | -9900 | ? | 0
2001-08-27 | 7:00 | 227 | 1338 | 109 | 2 | 8 | 422 | 2 | 15 | 38 | 2 | 8 | 11300 | 2 | 8 | 30300 | 2 | 15 | 6200 | 2 | 8 | 700 | 2 | 19 | 1 | E | 9 | 1 | E | 9 | 14.7 | E | 9 | 7.6 | E | 9 | 62 | A | 7 | 1004 | E | 9 | 0 | E | 9 | 0 | E | 9 | -9900 | ? | 0 | 77777 | E | 9 | 2.1 | E | 8 | 0.108 | F | 8 | 0.14 | F | 8 | -9900 | -9900 | ? | 0
2001-08-27 | 8:00 | 465 | 1338 | 294 | 2 | 8 | 676 | 2 | 15 | 59 | 2 | 8 | 30700 | 2 | 8 | 62600 | 2 | 15 | 8900 | 2 | 8 | 1210 | 2 | 19 | 2 | E | 9 | 2 | E | 9 | 19.3 | E | 9 | 8.5 | E | 9 | 50 | A | 7 | 1004 | E | 9 | 0 | E | 9 | 0 | E | 9 | -9900 | ? | 0 | 77777 | E | 9 | 2.1 | E | 8 | 0.108 | F | 8 | 0.14 | F | 8 | -9900 | -9900 | ? | 0
2001-08-27 | 9:00 | 684 | 1338 | 471 | 2 | 8 | 769 | 2 | 15 | 77 | 2 | 8 | 50100 | 2 | 8 | 76000 | 2 | 15 | 11100 | 2 | 8 | 1750 | 2 | 19 | 1 | E | 9 | 1 | E | 9 | 21.1 | E | 9 | 8.4 | E | 9 | 44 | A | 7 | 1004 | E | 9 | 150 | E | 9 | 2 | E | 9 | -9900 | ? | 0 | 77777 | E | 9 | 2 | E | 8 | 0.108 | F | 8 | 0.14 | F | 8 | -9900 | -9900 | ? | 0
2001-08-27 | 10:00 | 867 | 1338 | 607 | 2 | 8 | 794 | 2 | 15 | 91 | 2 | 8 | 63100 | 2 | 8 | 78800 | 2 | 15 | 11800 | 2 | 8 | 2110 | 2 | 19 | 2 | E | 9 | 2 | E | 9 | 22.9 | E | 9 | 9.3 | E | 9 | 42 | A | 7 | 1004 | E | 9 | 160 | E | 9 | 5 | E | 9 | -9900 | ? | 0 | 77777 | E | 9 | 2 | E | 8 | 0.108 | F | 8 | 0.14 | F | 8 | -9900 | -9900 | ? | 0
2001-08-27 | 11:00 | 1003 | 1338 | 727 | 2 | 8 | 790 | 2 | 15 | 133 | 2 | 8 | 76700 | 2 | 8 | 79600 | 2 | 15 | 16900 | 2 | 8 | 3930 | 2 | 19 | 1 | E | 9 | 1 | E | 9 | 24.7 | E | 9 | 9.3 | E | 9 | 38 | A | 7 | 1004 | E | 9 | 180 | E | 9 | 3.3 | E | 9 | -9900 | ? | 0 | 77777 | E | 9 | 2 | E | 8 | 0.108 | F | 8 | 0.14 | F | 8 | -9900 | -9900 | ? | 0
2001-08-27 | 12:00 | 1081 | 1338 | 808 | 2 | 8 | 867 | 2 | 15 | 106 | 2 | 8 | 83600 | 2 | 8 | 86800 | 2 | 15 | 13300 | 2 | 8 | 3310 | 2 | 19 | 1 | E | 9 | 1 | E | 9 | 26.4 | E | 9 | 9.2 | E | 9 | 34 | A | 7 | 1004 | E | 9 | 210 | E | 9 | 2.2 | E | 9 | -9900 | ? | 0 | 77777 | E | 9 | 2.1 | E | 8 | 0.108 | F | 8 | 0.14 | F | 8 | -9900 | -9900 | ? | 0
2001-08-27 | 13:00 | 1096 | 1338 | 813 | 2 | 8 | 855 | 2 | 15 | 111 | 2 | 8 | 84000 | 2 | 8 | 85600 | 2 | 15 | 13700 | 2 | 8 | 3520 | 2 | 19 | 3 | E | 9 | 2 | E | 9 | 27.2 | E | 9 | 9.1 | E | 9 | 32 | A | 7 | 1004 | E | 9 | 220 | E | 9 | 1.6 | E | 9 | -9900 | ? | 0 | 77777 | E | 9 | 2.1 | E | 8 | 0.108 | F | 8 | 0.14 | F | 8 | -9900 | -9900 | ? | 0
2001-08-27 | 14:00 | 1048 | 1338 | 781 | 2 | 8 | 842 | 2 | 15 | 120 | 2 | 8 | 80400 | 2 | 8 | 84100 | 2 | 15 | 14400 | 2 | 8 | 3210 | 2 | 19 | 0 | E | 9 | 0 | E | 9 | 28 | A | 7 | 9 | A | 7 | 30 | A | 7 | 1004 | E | 9 | 260 | E | 9 | 5 | E | 9 | 16100 | A | 7 | 77777 | A | 7 | 2.1 | E | 8 | 0.108 | F | 8 | 0.14 | F | 8 | -9900 | -9900 | ? | 0
2001-08-27 | 15:00 | 939 | 1338 | 692 | 2 | 8 | 820 | 2 | 15 | 115 | 2 | 8 | 73500 | 2 | 8 | 82700 | 2 | 15 | 15300 | 2 | 8 | 3150 | 2 | 19 | 0 | B | 8 | 0 | B | 8 | 28.6 | B | 8 | 9.5 | B | 8 | 30 | A | 7 | 1004 | E | 9 | 280 | E | 9 | 4.9 | E | 9 | -9900 | ? | 0 | 77777 | B | 8 | 2.2 | E | 8 | 0.108 | F | 8 | 0.14 | F | 8 | -9900 | -9900 | ? | 0
2001-08-27 | 16:00 | 777 | 1338 | 549 | 2 | 8 | 729 | 2 | 15 | 125 | 2 | 8 | 58200 | 2 | 8 | 73400 | 2 | 15 | 15500 | 2 | 8 | 2930 | 2 | 19 | 0 | B | 8 | 0 | B | 8 | 28.8 | B | 8 | 10.2 | B | 8 | 31 | A | 7 | 1004 | E | 9 | 300 | E | 9 | 6.3 | E | 9 | -9900 | ? | 0 | 77777 | B | 8 | 2.2 | E | 8 | 0.108 | F | 8 | 0.14 | F | 8 | -9900 | -9900 | ? | 0
2001-08-27 | 17:00 | 573 | 1338 | 389 | 2 | 8 | 663 | 2 | 15 | 105 | 2 | 8 | 40500 | 2 | 8 | 63600 | 2 | 15 | 13200 | 2 | 8 | 2090 | 2 | 19 | 0 | E | 9 | 0 | E | 9 | 28 | A | 7 | 11 | A | 7 | 35 | A | 7 | 1004 | E | 9 | 320 | A | 7 | 6.2 | A | 7 | 14500 | A | 7 | 77777 | A | 7 | 2.2 | E | 8 | 0.108 | F | 8 | 0.14 | F | 8 | -9900 | -9900 | ? | 0
2001-08-27 | 18:00 | 341 | 1338 | 223 | 2 | 8 | 507 | 2 | 15 | 94 | 2 | 8 | 23000 | 2 | 8 | 42100 | 2 | 15 | 12300 | 2 | 8 | 1760 | 2 | 19 | 0 | E | 9 | 0 | E | 9 | 26.2 | E | 9 | 10.5 | E | 9 | 37 | A | 7 | 1004 | E | 9 | 320 | E | 9 | 6.3 | E | 9 | -9900 | ? | 0 | 77777 | E | 9 | 2.3 | E | 8 | 0.108 | F | 8 | 0.14 | F | 8 | -9900 | -9900 | ? | 0
2001-08-27 | 19:00 | 101 | 1260 | 31 | 2 | 8 | 240 | 2 | 15 | 13 | 2 | 8 | 3500 | 2 | 8 | 14300 | 2 | 15 | 2300 | 2 | 8 | 290 | 2 | 19 | 0 | E | 9 | 0 | E | 9 | 23.7 | E | 9 | 9.8 | E | 9 | 41 | A | 7 | 1004 | E | 9 | 320 | E | 9 | 5.8 | E | 9 | -9900 | ? | 0 | 77777 | E | 9 | 2.3 | E | 8 | 0.108 | F | 8 | 0.14 | F | 8 | -9900 | -9900 | ? | 0
2001-08-27 | 20:00 | 0 | 0 | 0 | 2 | 0 | 0 | 2 | 0 | 0 | 2 | 0 | 0 | 2 | 0 | 0 | 2 | 0 | 0 | 2 | 0 | 0 | 2 | 0 | 0 | E | 9 | 0 | E | 9 | 21.1 | E | 9 | 9.4 | E | 9 | 47 | A | 7 | 1004 | E | 9 | 320 | E | 9 | 3.9 | E | 9 | -9900 | ? | 0 | 77777 | E | 9 | 2.4 | E | 8 | 0.108 | F | 8 | 0.14 | F | 8 | -9900 | -9900 | ? | 0
2001-08-27 | 21:00 | 0 | 0 | 0 | 2 | 0 | 0 | 2 | 0 | 0 | 2 | 0 | 0 | 2 | 0 | 0 | 2 | 0 | 0 | 2 | 0 | 0 | 2 | 0 | 3 | E | 9 | 1 | E | 9 | 19.6 | E | 9 | 8.7 | E | 9 | 49 | A | 7 | 1004 | E | 9 | 340 | E | 9 | 0.8 | E | 9 | -9900 | ? | 0 | 77777 | E | 9 | 2.4 | E | 8 | 0.108 | F | 8 | 0.14 | F | 8 | -9900 | -9900 | ? | 0
2001-08-27 | 22:00 | 0 | 0 | 0 | 2 | 0 | 0 | 2 | 0 | 0 | 2 | 0 | 0 | 2 | 0 | 0 | 2 | 0 | 0 | 2 | 0 | 0 | 2 | 0 | 3 | E | 9 | 3 | E | 9 | 18.2 | E | 9 | 8.1 | E | 9 | 52 | A | 7 | 1004 | E | 9 | 320 | E | 9 | 2.4 | E | 9 | -9900 | ? | 0 | 77777 | E | 9 | 2.4 | E | 8 | 0.108 | F | 8 | 0.14 | F | 8 | -9900 | -9900 | ? | 0
2001-08-27 | 23:00 | 0 | 0 | 0 | 2 | 0 | 0 | 2 | 0 | 0 | 2 | 0 | 0 | 2 | 0 | 0 | 2 | 0 | 0 | 2 | 0 | 0 | 2 | 0 | 0 | E | 9 | 0 | E | 9 | 17.1 | E | 9 | 7.4 | E | 9 | 53 | A | 7 | 1004 | E | 9 | 300 | E | 9 | 1.5 | E | 9 | -9900 | ? | 0 | 77777 | E | 9 | 2.4 | E | 8 | 0.108 | F | 8 | 0.14 | F | 8 | -9900 | -9900 | ? | 0
2001-08-27 | 24:00 | 0 | 0 | 0 | 2 | 0 | 0 | 2 | 0 | 0 | 2 | 0 | 0 | 2 | 0 | 0 | 2 | 0 | 0 | 2 | 0 | 0 | 2 | 0 | 4 | E | 9 | 2 | E | 9 | 16 | E | 9 | 6.6 | E | 9 | 54 | A | 7 | 1004 | E | 9 | 300 | E | 9 | 1.6 | E | 9 | -9900 | ? | 0 | 77777 | E | 9 | 2.4 | E | 8 | 0.108 | F | 8 | 0.14 | F | 8 | -9900 | -9900 | ? | 0
2001-08-28 | 1:00 | 0 | 0 | 0 | 2 | 0 | 0 | 2 | 0 | 0 | 2 | 0 | 0 | 2 | 0 | 0 | 2 | 0 | 0 | 2 | 0 | 0 | 2 | 0 | 5 | E | 9 | 2 | E | 9 | 15.1 | E | 9 | 5.9 | E | 9 | 54 | A | 7 | 1004 | E | 9 | 310 | E | 9 | 1.2 | E | 9 | -9900 | ? | 0 | 77777 | E | 9 | 2.4 | E | 8 | 0.108 | F | 8 | 0.14 | F | 8 | -9900 | -9900 | ? | 0
2001-08-28 | 2:00 | 0 | 0 | 0 | 2 | 0 | 0 | 2 | 0 | 0 | 2 | 0 | 0 | 2 | 0 | 0 | 2 | 0 | 0 | 2 | 0 | 0 | 2 | 0 | 0 | E | 9 | 0 | E | 9 | 14.1 | E | 9 | 5.2 | E | 9 | 55 | A | 7 | 1004 | E | 9 | 210 | E | 9 | 1.3 | E | 9 | -9900 | ? | 0 | 77777 | E | 9 | 2.3 | E | 8 | 0.108 | F | 8 | 0.14 | F | 8 | -9900 | -9900 | ? | 0
2001-08-28 | 3:00 | 0 | 0 | 0 | 2 | 0 | 0 | 2 | 0 | 0 | 2 | 0 | 0 | 2 | 0 | 0 | 2 | 0 | 0 | 2 | 0 | 0 | 2 | 0 | 2 | E | 9 | 2 | E | 9 | 13.2 | E | 9 | 4.4 | E | 9 | 55 | A | 7 | 1004 | E | 9 | 240 | E | 9 | 1.3 | E | 9 | -9900 | ? | 0 | 77777 | E | 9 | 2.3 | E | 8 | 0.108 | F | 8 | 0.14 | F | 8 | -9900 | -9900 | ? | 0
2001-08-28 | 4:00 | 0 | 0 | 0 | 2 | 0 | 0 | 2 | 0 | 0 | 2 | 0 | 0 | 2 | 0 | 0 | 2 | 0 | 0 | 2 | 0 | 0 | 2 | 0 | 1 | E | 9 | 1 | E | 9 | 12.5 | E | 9 | 3.7 | E | 9 | 55 | A | 7 | 1004 | E | 9 | 0 | E | 9 | 0 | E | 9 | -9900 | ? | 0 | 77777 | E | 9 | 2.3 | E | 8 | 0.108 | F | 8 | 0.14 | F | 8 | -9900 | -9900 | ? | 0
2001-08-28 | 5:00 | 0 | 0 | 0 | 2 | 0 | 0 | 2 | 0 | 0 | 2 | 0 | 0 | 2 | 0 | 0 | 2 | 0 | 0 | 2 | 0 | 0 | 2 | 0 | 6 | E | 9 | 5 | E | 9 | 11.6 | E | 9 | 2.9 | E | 9 | 55 | A | 7 | 1004 | E | 9 | 310 | E | 9 | 2.5 | E | 9 | -9900 | ? | 0 | 77777 | E | 9 | 2.2 | E | 8 | 0.108 | F | 8 | 0.14 | F | 8 | -9900 | -9900 | ? | 0
2001-08-28 | 6:00 | 22 | 614 | 0 | 2 | 8 | 0 | 2 | 15 | 0 | 2 | 8 | 0 | 2 | 8 | 0 | 2 | 15 | 0 | 2 | 8 | 0 | 2 | 19 | 6 | E | 9 | 6 | E | 9 | 11 | E | 9 | 3 | E | 9 | 58 | A | 7 | 1004 | E | 9 | 290 | E | 9 | 1.5 | E | 9 | -9900 | ? | 0 | 77777 | E | 9 | 2.2 | E | 8 | 0.108 | F | 8 | 0.14 | F | 8 | -9900 | -9900 | ? | 0
2001-08-28 | 7:00 | 222 | 1339 | 108 | 2 | 8 | 429 | 2 | 15 | 37 | 2 | 8 | 11200 | 2 | 8 | 30600 | 2 | 15 | 6100 | 2 | 8 | 680 | 2 | 19 | 7 | E | 9 | 6 | E | 9 | 14.1 | E | 9 | 5.1 | E | 9 | 55 | A | 7 | 1004 | E | 9 | 290 | E | 9 | 1.5 | E | 9 | -9900 | ? | 0 | 77777 | E | 9 | 2.2 | E | 8 | 0.108 | F | 8 | 0.14 | F | 8 | -9900 | -9900 | ? | 0
2001-08-28 | 8:00 | 461 | 1339 | 267 | 2 | 8 | 526 | 2 | 15 | 85 | 2 | 8 | 27600 | 2 | 8 | 48100 | 2 | 15 | 11000 | 2 | 8 | 1610 | 2 | 19 | 6 | E | 9 | 6 | E | 9 | 16.3 | E | 9 | 6.1 | E | 9 | 51 | A | 7 | 1004 | E | 9 | 290 | E | 9 | 1.5 | E | 9 | -9900 | ? | 0 | 77777 | E | 9 | 2.1 | E | 8 | 0.108 | F | 8 | 0.14 | F | 8 | -9900 | -9900 | ? | 0
2001-08-28 | 9:00 | 680 | 1339 | 425 | 2 | 8 | 549 | 2 | 15 | 145 | 2 | 8 | 45600 | 2 | 8 | 55200 | 2 | 15 | 17500 | 2 | 8 | 3030 | 2 | 19 | 3 | E | 9 | 3 | E | 9 | 19.4 | E | 9 | 6.2 | E | 9 | 42 | A | 7 | 1004 | E | 9 | 170 | E | 9 | 1.5 | E | 9 | -9900 | ? | 0 | 77777 | E | 9 | 2.1 | E | 8 | 0.108 | F | 8 | 0.14 | F | 8 | -9900 | -9900 | ? | 0
2001-08-28 | 10:00 | 864 | 1339 | 623 | 2 | 8 | 782 | 2 | 15 | 117 | 2 | 8 | 65300 | 2 | 8 | 78200 | 2 | 15 | 14700 | 2 | 8 | 2830 | 2 | 19 | 0 | E | 9 | 0 | E | 9 | 21.5 | E | 9 | 6.3 | E | 9 | 37 | A | 7 | 1004 | E | 9 | 0 | E | 9 | 0 | E | 9 | -9900 | ? | 0 | 77777 | E | 9 | 2.1 | E | 8 | 0.108 | F | 8 | 0.14 | F | 8 | -9900 | -9900 | ? | 0
2001-08-28 | 11:00 | 999 | 1339 | 676 | 2 | 8 | 630 | 2 | 15 | 205 | 2 | 8 | 71100 | 2 | 8 | 63700 | 2 | 15 | 23400 | 2 | 8 | 6260 | 2 | 19 | 2 | E | 9 | 2 | E | 9 | 22.6 | E | 9 | 6.3 | E | 9 | 35 | A | 7 | 1004 | E | 9 | 140 | E | 9 | 2 | E | 9 | -9900 | ? | 0 | 77777 | E | 9 | 2.1 | E | 8 | 0.108 | F | 8 | 0.14 | F | 8 | -9900 | -9900 | ? | 0
2001-08-28 | 12:00 | 1077 | 1339 | 802 | 2 | 8 | 802 | 2 | 15 | 156 | 2 | 8 | 84100 | 2 | 8 | 80700 | 2 | 15 | 19100 | 2 | 8 | 5220 | 2 | 19 | 6 | E | 9 | 6 | E | 9 | 24.8 | E | 9 | 6.4 | E | 9 | 31 | A | 7 | 1004 | E | 9 | 320 | E | 9 | 2 | E | 9 | -9900 | ? | 0 | 77777 | E | 9 | 2 | E | 8 | 0.108 | F | 8 | 0.14 | F | 8 | -9900 | -9900 | ? | 0
2001-08-28 | 13:00 | 1092 | 1339 | 807 | 2 | 8 | 849 | 2 | 15 | 113 | 2 | 8 | 83300 | 2 | 8 | 85000 | 2 | 15 | 13800 | 2 | 8 | 3510 | 2 | 19 | 1 | E | 9 | 1 | E | 9 | 25.9 | E | 9 | 6.4 | E | 9 | 29 | A | 7 | 1004 | E | 9 | 0 | E | 9 | 0 | E | 9 | -9900 | ? | 0 | 77777 | E | 9 | 2 | E | 8 | 0.108 | F | 8 | 0.14 | F | 8 | -9900 | -9900 | ? | 0
2001-08-28 | 14:00 | 1043 | 1339 | 775 | 2 | 8 | 836 | 2 | 15 | 122 | 2 | 8 | 83000 | 2 | 8 | 84800 | 2 | 15 | 16800 | 2 | 8 | 4020 | 2 | 19 | 1 | E | 9 | 1 | E | 9 | 27 | E | 9 | 6.5 | E | 9 | 27 | A | 7 | 1004 | E | 9 | 240 | E | 9 | 5.1 | E | 9 | -9900 | ? | 0 | 77777 | E | 9 | 2 | E | 8 | 0.108 | F | 8 | 0.14 | F | 8 | -9900 | -9900 | ? | 0
2001-08-28 | 15:00 | 934 | 1339 | 679 | 2 | 8 | 784 | 2 | 15 | 132 | 2 | 8 | 71100 | 2 | 8 | 78500 | 2 | 15 | 16200 | 2 | 8 | 3420 | 2 | 19 | 0 | E | 9 | 0 | E | 9 | 28.1 | E | 9 | 6.6 | E | 9 | 26 | A | 7 | 1004 | E | 9 | 260 | E | 9 | 5.6 | E | 9 | -9900 | ? | 0 | 77777 | E | 9 | 2 | E | 8 | 0.108 | F | 8 | 0.14 | F | 8 | -9900 | -9900 | ? | 0
2001-08-28 | 16:00 | 771 | 1339 | 529 | 2 | 8 | 674 | 2 | 15 | 140 | 2 | 8 | 55500 | 2 | 8 | 67400 | 2 | 15 | 16600 | 2 | 8 | 3210 | 2 | 19 | 0 | E | 9 | 0 | E | 9 | 28.3 | E | 9 | 6.6 | E | 9 | 25 | A | 7 | 1004 | E | 9 | 300 | E | 9 | 5.6 | E | 9 | -9900 | ? | 0 | 77777 | E | 9 | 2 | E | 8 | 0.108 | F | 8 | 0.14 | F | 8 | -9900 | -9900 | ? | 0
2001-08-28 | 17:00 | 567 | 1339 | 391 | 2 | 8 | 697 | 2 | 15 | 96 | 2 | 8 | 41000 | 2 | 8 | 67000 | 2 | 15 | 12600 | 2 | 8 | 1930 | 2 | 19 | 0 | E | 9 | 0 | E | 9 | 27.4 | E | 9 | 5.7 | E | 9 | 25 | A | 7 | 1004 | E | 9 | 290 | E | 9 | 5.6 | E | 9 | -9900 | ? | 0 | 77777 | E | 9 | 2 | E | 8 | 0.108 | F | 8 | 0.14 | F | 8 | -9900 | -9900 | ? | 0
2001-08-28 | 18:00 | 334 | 1339 | 204 | 2 | 8 | 412 | 2 | 15 | 101 | 2 | 8 | 20800 | 2 | 8 | 33900 | 2 | 15 | 12300 | 2 | 8 | 1910 | 2 | 19 | 0 | E | 9 | 0 | E | 9 | 26.5 | E | 9 | 6.8 | E | 9 | 29 | A | 7 | 1004 | E | 9 | 300 | E | 9 | 2.5 | E | 9 | -9900 | ? | 0 | 77777 | E | 9 | 1.9 | E | 8 | 0.108 | F | 8 | 0.14 | F | 8 | -9900 | -9900 | ? | 0
2001-08-28 | 19:00 | 95 | 1216 | 26 | 2 | 8 | 188 | 2 | 15 | 13 | 2 | 8 | 3000 | 2 | 8 | 9900 | 2 | 15 | 2200 | 2 | 8 | 250 | 2 | 19 | 0 | E | 9 | 0 | E | 9 | 23.6 | E | 9 | 7.8 | E | 9 | 36 | A | 7 | 1004 | E | 9 | 0 | E | 9 | 0 | E | 9 | -9900 | ? | 0 | 77777 | E | 9 | 1.9 | E | 8 | 0.108 | F | 8 | 0.14 | F | 8 | -9900 | -9900 | ? | 0
2001-08-28 | 20:00 | 0 | 0 | 0 | 2 | 0 | 0 | 2 | 0 | 0 | 2 | 0 | 0 | 2 | 0 | 0 | 2 | 0 | 0 | 2 | 0 | 0 | 2 | 0 | 0 | E | 9 | 0 | E | 9 | 21.8 | E | 9 | 7.9 | E | 9 | 41 | A | 7 | 1004 | E | 9 | 70 | E | 9 | 1.5 | E | 9 | -9900 | ? | 0 | 77777 | E | 9 | 1.9 | E | 8 | 0.108 | F | 8 | 0.14 | F | 8 | -9900 | -9900 | ? | 0
2001-08-28 | 21:00 | 0 | 0 | 0 | 2 | 0 | 0 | 2 | 0 | 0 | 2 | 0 | 0 | 2 | 0 | 0 | 2 | 0 | 0 | 2 | 0 | 0 | 2 | 0 | 0 | E | 9 | 0 | E | 9 | 20.9 | E | 9 | 6.9 | E | 9 | 40 | A | 7 | 1004 | E | 9 | 220 | E | 9 | 1.5 | E | 9 | -9900 | ? | 0 | 77777 | E | 9 | 1.9 | E | 8 | 0.108 | F | 8 | 0.14 | F | 8 | -9900 | -9900 | ? | 0
2001-08-28 | 22:00 | 0 | 0 | 0 | 2 | 0 | 0 | 2 | 0 | 0 | 2 | 0 | 0 | 2 | 0 | 0 | 2 | 0 | 0 | 2 | 0 | 0 | 2 | 0 | 0 | E | 9 | 0 | E | 9 | 20 | E | 9 | 7 | E | 9 | 43 | A | 7 | 1004 | E | 9 | 200 | E | 9 | 1.5 | E | 9 | -9900 | ? | 0 | 77777 | E | 9 | 1.9 | E | 8 | 0.108 | F | 8 | 0.14 | F | 8 | -9900 | -9900 | ? | 0
2001-08-28 | 23:00 | 0 | 0 | 0 | 2 | 0 | 0 | 2 | 0 | 0 | 2 | 0 | 0 | 2 | 0 | 0 | 2 | 0 | 0 | 2 | 0 | 0 | 2 | 0 | 0 | E | 9 | 0 | E | 9 | 18.5 | E | 9 | 7 | E | 9 | 47 | A | 7 | 1004 | E | 9 | 130 | E | 9 | 2 | E | 9 | -9900 | ? | 0 | 77777 | E | 9 | 1.9 | E | 8 | 0.108 | F | 8 | 0.14 | F | 8 | -9900 | -9900 | ? | 0
2001-08-28 | 24:00 | 0 | 0 | 0 | 2 | 0 | 0 | 2 | 0 | 0 | 2 | 0 | 0 | 2 | 0 | 0 | 2 | 0 | 0 | 2 | 0 | 0 | 2 | 0 | 0 | E | 9 | 0 | E | 9 | 17 | E | 9 | 7 | E | 9 | 52 | A | 7 | 1004 | E | 9 | 0 | E | 9 | 0 | E | 9 | -9900 | ? | 0 | 77777 | E | 9 | 1.9 | E | 8 | 0.108 | F | 8 | 0.14 | F | 8 | -9900 | -9900 | ? | 0
2001-08-29 | 1:00 | 0 | 0 | 0 | 2 | 0 | 0 | 2 | 0 | 0 | 2 | 0 | 0 | 2 | 0 | 0 | 2 | 0 | 0 | 2 | 0 | 0 | 2 | 0 | 5 | E | 9 | 5 | E | 9 | 16.3 | E | 9 | 6.9 | E | 9 | 54 | A | 7 | 1004 | E | 9 | 140 | E | 9 | 1.5 | E | 9 | -9900 | ? | 0 | 11645 | E | 9 | 1.9 | E | 8 | 0.107 | F | 8 | 0.14 | F | 8 | -9900 | -9900 | ? | 0
2001-08-29 | 2:00 | 0 | 0 | 0 | 2 | 0 | 0 | 2 | 0 | 0 | 2 | 0 | 0 | 2 | 0 | 0 | 2 | 0 | 0 | 2 | 0 | 0 | 2 | 0 | 10 | E | 9 | 10 | E | 9 | 16.6 | E | 9 | 5.9 | E | 9 | 49 | A | 7 | 1004 | E | 9 | 180 | E | 9 | 3 | E | 9 | -9900 | ? | 0 | 1290 | E | 9 | 1.9 | E | 8 | 0.107 | F | 8 | 0.14 | F | 8 | -9900 | -9900 | ? | 0
2001-08-29 | 3:00 | 0 | 0 | 0 | 2 | 0 | 0 | 2 | 0 | 0 | 2 | 0 | 0 | 2 | 0 | 0 | 2 | 0 | 0 | 2 | 0 | 0 | 2 | 0 | 10 | E | 9 | 10 | E | 9 | 14.9 | E | 9 | 5.8 | E | 9 | 54 | A | 7 | 1004 | E | 9 | 180 | E | 9 | 3 | E | 9 | -9900 | ? | 0 | 1035 | E | 9 | 1.9 | E | 8 | 0.107 | F | 8 | 0.14 | F | 8 | -9900 | -9900 | ? | 0
2001-08-29 | 4:00 | 0 | 0 | 0 | 2 | 0 | 0 | 2 | 0 | 0 | 2 | 0 | 0 | 2 | 0 | 0 | 2 | 0 | 0 | 2 | 0 | 0 | 2 | 0 | 10 | E | 9 | 10 | E | 9 | 15.1 | E | 9 | 4.7 | E | 9 | 50 | A | 7 | 1004 | E | 9 | 180 | E | 9 | 4.6 | E | 9 | -9900 | ? | 0 | 780 | E | 9 | 2 | E | 8 | 0.107 | F | 8 | 0.14 | F | 8 | -9900 | -9900 | ? | 0
2001-08-29 | 5:00 | 0 | 0 | 0 | 2 | 0 | 0 | 2 | 0 | 0 | 2 | 0 | 0 | 2 | 0 | 0 | 2 | 0 | 0 | 2 | 0 | 0 | 2 | 0 | 10 | E | 9 | 10 | E | 9 | 14.4 | E | 9 | 4.6 | E | 9 | 52 | A | 7 | 1004 | E | 9 | 180 | E | 9 | 4.6 | E | 9 | -9900 | ? | 0 | 480 | E | 9 | 2 | E | 8 | 0.107 | F | 8 | 0.14 | F | 8 | -9900 | -9900 | ? | 0
2001-08-29 | 6:00 | 20 | 569 | 0 | 2 | 8 | 0 | 2 | 15 | 0 | 2 | 8 | 0 | 2 | 8 | 0 | 2 | 15 | 0 | 2 | 8 | 0 | 2 | 19 | 9 | E | 9 | 9 | E | 9 | 14.4 | E | 9 | 5 | E | 9 | 53 | A | 7 | 1004 | E | 9 | 180 | E | 9 | 4 | E | 9 | -9900 | ? | 0 | 2282 | E | 9 | 2 | E | 8 | 0.107 | F | 8 | 0.14 | F | 8 | -9900 | -9900 | ? | 0
2001-08-29 | 7:00 | 218 | 1340 | 101 | 2 | 8 | 422 | 2 | 15 | 32 | 2 | 8 | 10500 | 2 | 8 | 30100 | 2 | 15 | 5600 | 2 | 8 | 600 | 2 | 19 | 9 | E | 9 | 9 | E | 9 | 18.4 | E | 9 | 7.4 | E | 9 | 49 | A | 7 | 1004 | E | 9 | 170 | E | 9 | 3.3 | E | 9 | -9900 | ? | 0 | 4084 | E | 9 | 2 | E | 8 | 0.107 | F | 8 | 0.14 | F | 8 | -9900 | -9900 | ? | 0
2001-08-29 | 8:00 | 457 | 1340 | 262 | 2 | 8 | 515 | 2 | 15 | 86 | 2 | 8 | 27100 | 2 | 8 | 47000 | 2 | 15 | 11000 | 2 | 8 | 1620 | 2 | 19 | 8 | E | 9 | 8 | E | 9 | 20.4 | E | 9 | 8.7 | E | 9 | 47 | A | 7 | 1004 | E | 9 | 160 | E | 9 | 5.1 | E | 9 | -9900 | ? | 0 | 5436 | E | 9 | 2 | E | 8 | 0.107 | F | 8 | 0.14 | F | 8 | -9900 | -9900 | ? | 0
2001-08-29 | 9:00 | 676 | 1340 | 399 | 2 | 8 | 404 | 2 | 15 | 194 | 2 | 8 | 41500 | 2 | 8 | 40400 | 2 | 15 | 21100 | 2 | 8 | 4170 | 2 | 19 | 7 | E | 9 | 7 | E | 9 | 22.4 | E | 9 | 9.1 | E | 9 | 43 | A | 7 | 1004 | E | 9 | 150 | E | 9 | 4.7 | E | 9 | -9900 | ? | 0 | 6788 | E | 9 | 2 | E | 8 | 0.107 | F | 8 | 0.14 | F | 8 | -9900 | -9900 | ? | 0
2001-08-29 | 10:00 | 860 | 1340 | 260 | 2 | 8 | 29 | 2 | 15 | 241 | 2 | 8 | 28600 | 2 | 8 | 2900 | 2 | 15 | 26700 | 2 | 8 | 8320 | 2 | 19 | 6 | E | 9 | 6 | E | 9 | 24.4 | E | 9 | 10.5 | E | 9 | 42 | A | 7 | 1004 | E | 9 | 190 | E | 9 | 4.9 | E | 9 | -9900 | ? | 0 | 8695 | E | 9 | 2 | E | 8 | 0.107 | F | 8 | 0.14 | F | 8 | -9900 | -9900 | ? | 0
2001-08-29 | 11:00 | 995 | 1340 | 397 | 2 | 8 | 89 | 2 | 15 | 331 | 2 | 8 | 43800 | 2 | 8 | 9100 | 2 | 15 | 37000 | 2 | 8 | 12310 | 2 | 19 | 5 | E | 9 | 5 | E | 9 | 26.3 | E | 9 | 10.8 | E | 9 | 38 | A | 7 | 1004 | E | 9 | 200 | E | 9 | 5.1 | E | 9 | -9900 | ? | 0 | 10452 | E | 9 | 2.1 | E | 8 | 0.107 | F | 8 | 0.14 | F | 8 | -9900 | -9900 | ? | 0
2001-08-29 | 12:00 | 1073 | 1340 | 767 | 2 | 8 | 616 | 2 | 15 | 272 | 2 | 8 | 82600 | 2 | 8 | 64300 | 2 | 15 | 30900 | 2 | 8 | 9840 | 2 | 19 | 5 | E | 9 | 5 | E | 9 | 27.4 | E | 9 | 11.1 | E | 9 | 36 | A | 7 | 1004 | E | 9 | 200 | E | 9 | 4.1 | E | 9 | -9900 | ? | 0 | 12298 | E | 9 | 2.1 | E | 8 | 0.107 | F | 8 | 0.14 | F | 8 | -9900 | -9900 | ? | 0
2001-08-29 | 13:00 | 1087 | 1340 | 783 | 2 | 8 | 770 | 2 | 15 | 156 | 2 | 8 | 82200 | 2 | 8 | 77500 | 2 | 15 | 19100 | 2 | 8 | 5370 | 2 | 19 | 4 | E | 9 | 4 | E | 9 | 29.4 | E | 9 | 12.5 | E | 9 | 35 | A | 7 | 1004 | E | 9 | 230 | E | 9 | 7.4 | E | 9 | -9900 | ? | 0 | 14145 | E | 9 | 2.2 | E | 8 | 0.107 | F | 8 | 0.14 | F | 8 | -9900 | -9900 | ? | 0
2001-08-29 | 14:00 | 1038 | 1340 | 769 | 2 | 8 | 806 | 2 | 15 | 143 | 2 | 8 | 81000 | 2 | 8 | 81200 | 2 | 15 | 17900 | 2 | 8 | 4460 | 2 | 19 | 3 | E | 9 | 3 | E | 9 | 30.4 | E | 9 | 12.9 | E | 9 | 34 | A | 7 | 1004 | E | 9 | 260 | E | 9 | 5.1 | E | 9 | -9900 | ? | 0 | 15032 | E | 9 | 2.2 | E | 8 | 0.107 | F | 8 | 0.14 | F | 8 | -9900 | -9900 | ? | 0
2001-08-29 | 15:00 | 928 | 1340 | 647 | 2 | 8 | 686 | 2 | 15 | 170 | 2 | 8 | 68300 | 2 | 8 | 69600 | 2 | 15 | 20000 | 2 | 8 | 4680 | 2 | 19 | 2 | E | 9 | 2 | E | 9 | 30 | E | 9 | 13.5 | E | 9 | 36 | A | 7 | 1004 | E | 9 | 230 | E | 9 | 3.6 | E | 9 | -9900 | ? | 0 | 16609 | E | 9 | 2.3 | E | 8 | 0.107 | F | 8 | 0.14 | F | 8 | -9900 | -9900 | ? | 0
2001-08-29 | 16:00 | 765 | 1340 | 523 | 2 | 8 | 668 | 2 | 15 | 140 | 2 | 8 | 54800 | 2 | 8 | 66700 | 2 | 15 | 16600 | 2 | 8 | 3190 | 2 | 19 | 2 | E | 9 | 2 | E | 9 | 29.3 | E | 9 | 14.3 | E | 9 | 40 | A | 7 | 1004 | E | 9 | 240 | E | 9 | 6.4 | E | 9 | -9900 | ? | 0 | 18426 | E | 9 | 2.3 | E | 8 | 0.107 | F | 8 | 0.14 | F | 8 | -9900 | -9900 | ? | 0
2001-08-29 | 17:00 | 560 | 1340 | 361 | 2 | 8 | 568 | 2 | 15 | 123 | 2 | 8 | 37100 | 2 | 8 | 53700 | 2 | 15 | 14500 | 2 | 8 | 2350 | 2 | 19 | 1 | E | 9 | 1 | E | 9 | 27.6 | E | 9 | 15.2 | E | 9 | 47 | A | 7 | 1004 | E | 9 | 290 | E | 9 | 4.9 | E | 9 | -9900 | ? | 0 | 20003 | E | 9 | 2.4 | E | 8 | 0.107 | F | 8 | 0.14 | F | 8 | -9900 | -9900 | ? | 0
2001-08-29 | 18:00 | 328 | 1340 | 184 | 2 | 8 | 308 | 2 | 15 | 108 | 2 | 8 | 19100 | 2 | 8 | 25400 | 2 | 15 | 12900 | 2 | 8 | 2180 | 2 | 19 | 0 | E | 9 | 0 | A | 7 | 25 | A | 7 | 16 | A | 7 | 57 | A | 7 | 1004 | E | 9 | 300 | A | 7 | 5.1 | A | 7 | 16100 | A | 7 | 77777 | A | 7 | 2.4 | E | 8 | 0.107 | F | 8 | 0.14 | F | 8 | -9900 | -9900 | ? | 0
2001-08-29 | 19:00 | 89 | 1172 | 21 | 2 | 8 | 135 | 2 | 15 | 12 | 2 | 8 | 2400 | 2 | 8 | 7000 | 2 | 15 | 1900 | 2 | 8 | 230 | 2 | 19 | 0 | B | 8 | 0 | B | 8 | 22.5 | B | 8 | 15.8 | B | 8 | 66 | A | 7 | 1004 | E | 9 | 300 | B | 8 | 4.9 | B | 8 | -9900 | ? | 0 | 77777 | B | 8 | 2.5 | E | 8 | 0.107 | F | 8 | 0.14 | F | 8 | -9900 | -9900 | ? | 0
2001-08-29 | 20:00 | 0 | 0 | 0 | 2 | 0 | 0 | 2 | 0 | 0 | 2 | 0 | 0 | 2 | 0 | 0 | 2 | 0 | 0 | 2 | 0 | 0 | 2 | 0 | 0 | B | 8 | 0 | B | 8 | 20.3 | B | 8 | 15.7 | B | 8 | 75 | A | 7 | 1004 | E | 9 | 300 | B | 8 | 4.7 | B | 8 | -9900 | ? | 0 | 77777 | B | 8 | 2.6 | E | 8 | 0.107 | F | 8 | 0.14 | F | 8 | -9900 | -9900 | ? | 0
2001-08-29 | 21:00 | 0 | 0 | 0 | 2 | 0 | 0 | 2 | 0 | 0 | 2 | 0 | 0 | 2 | 0 | 0 | 2 | 0 | 0 | 2 | 0 | 0 | 2 | 0 | 0 | B | 8 | 0 | B | 8 | 19.1 | B | 8 | 15.5 | B | 8 | 80 | A | 7 | 1004 | E | 9 | 300 | B | 8 | 4.6 | B | 8 | -9900 | ? | 0 | 77777 | B | 8 | 2.6 | E | 8 | 0.107 | F | 8 | 0.14 | F | 8 | -9900 | -9900 | ? | 0
2001-08-29 | 22:00 | 0 | 0 | 0 | 2 | 0 | 0 | 2 | 0 | 0 | 2 | 0 | 0 | 2 | 0 | 0 | 2 | 0 | 0 | 2 | 0 | 0 | 2 | 0 | 0 | B | 8 | 0 | B | 8 | 18.1 | B | 8 | 15.2 | B | 8 | 83 | A | 7 | 1004 | E | 9 | 300 | B | 8 | 4.4 | B | 8 | -9900 | ? | 0 | 77777 | B | 8 | 2.7 | E | 8 | 0.107 | F | 8 | 0.14 | F | 8 | -9900 | -9900 | ? | 0
2001-08-29 | 23:00 | 0 | 0 | 0 | 2 | 0 | 0 | 2 | 0 | 0 | 2 | 0 | 0 | 2 | 0 | 0 | 2 | 0 | 0 | 2 | 0 | 0 | 2 | 0 | 0 | B | 8 | 0 | B | 8 | 17.4 | B | 8 | 15 | B | 8 | 86 | A | 7 | 1004 | E | 9 | 300 | B | 8 | 4.2 | B | 8 | -9900 | ? | 0 | 77777 | B | 8 | 2.6 | E | 8 | 0.107 | F | 8 | 0.14 | F | 8 | -9900 | -9900 | ? | 0
2001-08-29 | 24:00 | 0 | 0 | 0 | 2 | 0 | 0 | 2 | 0 | 0 | 2 | 0 | 0 | 2 | 0 | 0 | 2 | 0 | 0 | 2 | 0 | 0 | 2 | 0 | 0 | B | 8 | 0 | B | 8 | 16.7 | B | 8 | 14.7 | B | 8 | 88 | A | 7 | 1004 | E | 9 | 300 | B | 8 | 4 | B | 8 | -9900 | ? | 0 | 77777 | B | 8 | 2.6 | E | 8 | 0.107 | F | 8 | 0.14 | F | 8 | -9900 | -9900 | ? | 0
2001-08-30 | 1:00 | 0 | 0 | 0 | 2 | 0 | 0 | 2 | 0 | 0 | 2 | 0 | 0 | 2 | 0 | 0 | 2 | 0 | 0 | 2 | 0 | 0 | 2 | 0 | 0 | B | 8 | 0 | B | 8 | 16 | B | 8 | 14.4 | B | 8 | 90 | A | 7 | 1004 | E | 9 | 300 | B | 8 | 3.8 | B | 8 | -9900 | ? | 0 | 77777 | B | 8 | 2.5 | E | 8 | 0.106 | F | 8 | 0.14 | F | 8 | -9900 | -9900 | ? | 0
2001-08-30 | 2:00 | 0 | 0 | 0 | 2 | 0 | 0 | 2 | 0 | 0 | 2 | 0 | 0 | 2 | 0 | 0 | 2 | 0 | 0 | 2 | 0 | 0 | 2 | 0 | 0 | B | 8 | 0 | B | 8 | 15.4 | B | 8 | 14 | B | 8 | 91 | A | 7 | 1004 | E | 9 | 300 | B | 8 | 3.6 | B | 8 | -9900 | ? | 0 | 77777 | B | 8 | 2.5 | E | 8 | 0.106 | F | 8 | 0.14 | F | 8 | -9900 | -9900 | ? | 0
2001-08-30 | 3:00 | 0 | 0 | 0 | 2 | 0 | 0 | 2 | 0 | 0 | 2 | 0 | 0 | 2 | 0 | 0 | 2 | 0 | 0 | 2 | 0 | 0 | 2 | 0 | 0 | B | 8 | 0 | B | 8 | 14.9 | B | 8 | 13.7 | B | 8 | 93 | A | 7 | 1004 | E | 9 | 300 | B | 8 | 3.5 | B | 8 | -9900 | ? | 0 | 77777 | B | 8 | 2.5 | E | 8 | 0.106 | F | 8 | 0.14 | F | 8 | -9900 | -9900 | ? | 0
2001-08-30 | 4:00 | 0 | 0 | 0 | 2 | 0 | 0 | 2 | 0 | 0 | 2 | 0 | 0 | 2 | 0 | 0 | 2 | 0 | 0 | 2 | 0 | 0 | 2 | 0 | 0 | B | 8 | 0 | B | 8 | 14.5 | B | 8 | 13.4 | B | 8 | 93 | A | 7 | 1004 | E | 9 | 300 | B | 8 | 3.3 | B | 8 | -9900 | ? | 0 | 77777 | B | 8 | 2.4 | E | 8 | 0.106 | F | 8 | 0.14 | F | 8 | -9900 | -9900 | ? | 0
2001-08-30 | 5:00 | 0 | 0 | 0 | 2 | 0 | 0 | 2 | 0 | 0 | 2 | 0 | 0 | 2 | 0 | 0 | 2 | 0 | 0 | 2 | 0 | 0 | 2 | 0 | 0 | E | 9 | 0 | A | 7 | 14 | A | 7 | 13 | A | 7 | 94 | A | 7 | 1004 | E | 9 | 300 | A | 7 | 3.1 | A | 7 | 16100 | A | 7 | 77777 | A | 7 | 2.4 | E | 8 | 0.106 | F | 8 | 0.14 | F | 8 | -9900 | -9900 | ? | 0
2001-08-30 | 6:00 | 19 | 547 | 0 | 2 | 8 | 0 | 2 | 15 | 0 | 2 | 8 | 0 | 2 | 8 | 0 | 2 | 15 | 0 | 2 | 8 | 0 | 2 | 19 | 0 | E | 9 | 0 | A | 7 | 14 | A | 7 | 12 | A | 7 | 88 | A | 7 | 1004 | E | 9 | 280 | A | 7 | 2.6 | A | 7 | 16100 | A | 7 | 77777 | A | 7 | 2.4 | E | 8 | 0.106 | F | 8 | 0.14 | F | 8 | -9900 | -9900 | ? | 0
2001-08-30 | 7:00 | 214 | 1340 | 75 | 2 | 8 | 108 | 2 | 15 | 58 | 2 | 8 | 8200 | 2 | 8 | 7600 | 2 | 15 | 7000 | 2 | 8 | 1230 | 2 | 19 | 5 | E | 9 | 5 | E | 9 | 16.7 | E | 9 | 13.4 | E | 9 | 81 | A | 7 | 1004 | E | 9 | 270 | E | 9 | 2.5 | E | 9 | -9900 | ? | 0 | 77777 | E | 9 | 2.3 | E | 8 | 0.106 | F | 8 | 0.14 | F | 8 | -9900 | -9900 | ? | 0
2001-08-30 | 8:00 | 453 | 1340 | 221 | 2 | 8 | 276 | 2 | 15 | 127 | 2 | 8 | 23500 | 2 | 8 | 26000 | 2 | 15 | 14700 | 2 | 8 | 2560 | 2 | 19 | 10 | E | 9 | 10 | E | 9 | 19.6 | E | 9 | 13.8 | E | 9 | 69 | A | 7 | 1004 | E | 9 | 260 | E | 9 | 2.4 | E | 9 | -9900 | ? | 0 | 30 | E | 9 | 2.3 | E | 8 | 0.106 | F | 8 | 0.14 | F | 8 | -9900 | -9900 | ? | 0
2001-08-30 | 9:00 | 672 | 1340 | 293 | 2 | 8 | 144 | 2 | 15 | 220 | 2 | 8 | 31800 | 2 | 8 | 14800 | 2 | 15 | 24400 | 2 | 8 | 5490 | 2 | 19 | 10 | E | 9 | 10 | E | 9 | 22.2 | E | 9 | 13.8 | E | 9 | 59 | A | 7 | 1004 | E | 9 | 140 | E | 9 | 4.5 | E | 9 | -9900 | ? | 0 | 30 | E | 9 | 2.3 | E | 8 | 0.106 | F | 8 | 0.14 | F | 8 | -9900 | -9900 | ? | 0
2001-08-30 | 10:00 | 856 | 1340 | 606 | 2 | 8 | 741 | 2 | 15 | 132 | 2 | 8 | 64700 | 2 | 8 | 75300 | 2 | 15 | 16400 | 2 | 8 | 3370 | 2 | 19 | 3 | E | 9 | 3 | E | 9 | 24.1 | E | 9 | 14.1 | E | 9 | 54 | A | 7 | 1004 | E | 9 | 30 | E | 9 | 5.7 | E | 9 | -9900 | ? | 0 | 77777 | E | 9 | 2.2 | E | 8 | 0.106 | F | 8 | 0.14 | F | 8 | -9900 | -9900 | ? | 0
2001-08-30 | 11:00 | 991 | 1340 | 732 | 2 | 8 | 838 | 2 | 15 | 111 | 2 | 8 | 75600 | 2 | 8 | 83600 | 2 | 15 | 13700 | 2 | 8 | 2750 | 2 | 19 | 0 | E | 9 | 0 | E | 9 | 26 | E | 9 | 14.3 | E | 9 | 48 | A | 7 | 1004 | E | 9 | 110 | E | 9 | 4.3 | E | 9 | -9900 | ? | 0 | 77777 | E | 9 | 2.2 | E | 8 | 0.106 | F | 8 | 0.14 | F | 8 | -9900 | -9900 | ? | 0
2001-08-30 | 12:00 | 1069 | 1340 | 767 | 2 | 8 | 730 | 2 | 15 | 183 | 2 | 8 | 81800 | 2 | 8 | 74700 | 2 | 15 | 22200 | 2 | 8 | 6550 | 2 | 19 | 0 | E | 9 | 0 | E | 9 | 27.8 | E | 9 | 14.4 | E | 9 | 44 | A | 7 | 1004 | E | 9 | 170 | E | 9 | 4.1 | E | 9 | -9900 | ? | 0 | 77777 | E | 9 | 2.3 | E | 8 | 0.106 | F | 8 | 0.14 | F | 8 | -9900 | -9900 | ? | 0
2001-08-30 | 13:00 | 1083 | 1340 | 789 | 2 | 8 | 801 | 2 | 15 | 140 | 2 | 8 | 83700 | 2 | 8 | 81000 | 2 | 15 | 18100 | 2 | 8 | 4890 | 2 | 19 | 0 | E | 9 | 0 | E | 9 | 29.7 | E | 9 | 13.7 | E | 9 | 38 | A | 7 | 1004 | E | 9 | 40 | E | 9 | 6 | E | 9 | -9900 | ? | 0 | 77777 | E | 9 | 2.3 | E | 8 | 0.106 | F | 8 | 0.14 | F | 8 | -9900 | -9900 | ? | 0
2001-08-30 | 14:00 | 1033 | 1340 | 769 | 2 | 8 | 843 | 2 | 15 | 118 | 2 | 8 | 79300 | 2 | 8 | 84200 | 2 | 15 | 14300 | 2 | 8 | 3080 | 2 | 19 | 0 | E | 9 | 0 | E | 9 | 30.7 | E | 9 | 13 | E | 9 | 34 | A | 7 | 1004 | E | 9 | 40 | E | 9 | 3.7 | E | 9 | -9900 | ? | 0 | 77777 | E | 9 | 2.3 | E | 8 | 0.106 | F | 8 | 0.14 | F | 8 | -9900 | -9900 | ? | 0
2001-08-30 | 15:00 | 923 | 1340 | 667 | 2 | 8 | 796 | 2 | 15 | 118 | 2 | 8 | 70500 | 2 | 8 | 80100 | 2 | 15 | 15300 | 2 | 8 | 3120 | 2 | 19 | 0 | E | 9 | 0 | E | 9 | 31.5 | E | 9 | 13.3 | E | 9 | 33 | A | 7 | 1004 | E | 9 | 10 | E | 9 | 4.6 | E | 9 | -9900 | ? | 0 | 77777 | E | 9 | 2.4 | E | 8 | 0.106 | F | 8 | 0.14 | F | 8 | -9900 | -9900 | ? | 0
2001-08-30 | 16:00 | 760 | 1340 | 545 | 2 | 8 | 774 | 2 | 15 | 105 | 2 | 8 | 56800 | 2 | 8 | 76600 | 2 | 15 | 13300 | 2 | 8 | 2300 | 2 | 19 | 0 | E | 9 | 0 | E | 9 | 31.5 | E | 9 | 14.5 | E | 9 | 36 | A | 7 | 1004 | E | 9 | 260 | E | 9 | 6.1 | E | 9 | -9900 | ? | 0 | 77777 | E | 9 | 2.4 | E | 8 | 0.106 | F | 8 | 0.14 | F | 8 | -9900 | -9900 | ? | 0
2001-08-30 | 17:00 | 554 | 1340 | 379 | 2 | 8 | 674 | 2 | 15 | 100 | 2 | 8 | 39500 | 2 | 8 | 64300 | 2 | 15 | 12800 | 2 | 8 | 1980 | 2 | 19 | 0 | E | 9 | 0 | E | 9 | 29.4 | E | 9 | 14.8 | E | 9 | 41 | A | 7 | 1004 | E | 9 | 220 | E | 9 | 6.2 | E | 9 | -9900 | ? | 0 | 77777 | E | 9 | 2.4 | E | 8 | 0.106 | F | 8 | 0.14 | F | 8 | -9900 | -9900 | ? | 0
2001-08-30 | 18:00 | 321 | 1340 | 213 | 2 | 8 | 491 | 2 | 15 | 96 | 2 | 8 | 21800 | 2 | 8 | 39700 | 2 | 15 | 12300 | 2 | 8 | 1810 | 2 | 19 | 0 | E | 9 | 0 | E | 9 | 25.4 | E | 9 | 14.1 | E | 9 | 50 | A | 7 | 1004 | E | 9 | 200 | E | 9 | 5.3 | E | 9 | -9900 | ? | 0 | 77777 | E | 9 | 2.5 | E | 8 | 0.106 | F | 8 | 0.14 | F | 8 | -9900 | -9900 | ? | 0
2001-08-30 | 19:00 | 83 | 1150 | 22 | 2 | 8 | 205 | 2 | 15 | 10 | 2 | 8 | 2700 | 2 | 8 | 11900 | 2 | 15 | 1800 | 2 | 8 | 240 | 2 | 19 | 0 | E | 9 | 0 | E | 9 | 22.2 | E | 9 | 13.4 | E | 9 | 57 | A | 7 | 1004 | E | 9 | 180 | E | 9 | 7.9 | E | 9 | -9900 | ? | 0 | 77777 | E | 9 | 2.5 | E | 8 | 0.106 | F | 8 | 0.14 | F | 8 | -9900 | -9900 | ? | 0
2001-08-30 | 20:00 | 0 | 0 | 0 | 2 | 0 | 0 | 2 | 0 | 0 | 2 | 0 | 0 | 2 | 0 | 0 | 2 | 0 | 0 | 2 | 0 | 0 | 2 | 0 | 0 | E | 9 | 0 | E | 9 | 20.2 | E | 9 | 11.7 | E | 9 | 58 | A | 7 | 1004 | E | 9 | 160 | E | 9 | 6.5 | E | 9 | -9900 | ? | 0 | 77777 | E | 9 | 2.5 | E | 8 | 0.106 | F | 8 | 0.14 | F | 8 | -9900 | -9900 | ? | 0
2001-08-30 | 21:00 | 0 | 0 | 0 | 2 | 0 | 0 | 2 | 0 | 0 | 2 | 0 | 0 | 2 | 0 | 0 | 2 | 0 | 0 | 2 | 0 | 0 | 2 | 0 | 0 | E | 9 | 0 | E | 9 | 19.1 | E | 9 | 12 | E | 9 | 63 | A | 7 | 1004 | E | 9 | 130 | E | 9 | 7 | E | 9 | -9900 | ? | 0 | 77777 | E | 9 | 2.6 | E | 8 | 0.106 | F | 8 | 0.14 | F | 8 | -9900 | -9900 | ? | 0
2001-08-30 | 22:00 | 0 | 0 | 0 | 2 | 0 | 0 | 2 | 0 | 0 | 2 | 0 | 0 | 2 | 0 | 0 | 2 | 0 | 0 | 2 | 0 | 0 | 2 | 0 | 0 | E | 9 | 0 | E | 9 | 18.1 | E | 9 | 11.2 | E | 9 | 64 | A | 7 | 1004 | E | 9 | 100 | E | 9 | 5.1 | E | 9 | -9900 | ? | 0 | 77777 | E | 9 | 2.6 | E | 8 | 0.106 | F | 8 | 0.14 | F | 8 | -9900 | -9900 | ? | 0
2001-08-30 | 23:00 | 0 | 0 | 0 | 2 | 0 | 0 | 2 | 0 | 0 | 2 | 0 | 0 | 2 | 0 | 0 | 2 | 0 | 0 | 2 | 0 | 0 | 2 | 0 | 0 | E | 9 | 0 | E | 9 | 15.9 | E | 9 | 11.4 | E | 9 | 75 | A | 7 | 1004 | E | 9 | 90 | E | 9 | 3.6 | E | 9 | -9900 | ? | 0 | 77777 | E | 9 | 2.5 | E | 8 | 0.106 | F | 8 | 0.14 | F | 8 | -9900 | -9900 | ? | 0
2001-08-30 | 24:00 | 0 | 0 | 0 | 2 | 0 | 0 | 2 | 0 | 0 | 2 | 0 | 0 | 2 | 0 | 0 | 2 | 0 | 0 | 2 | 0 | 0 | 2 | 0 | 4 | E | 9 | 4 | E | 9 | 14.9 | E | 9 | 11.7 | E | 9 | 81 | A | 7 | 1004 | E | 9 | 60 | E | 9 | 1.1 | E | 9 | -9900 | ? | 0 | 12641 | E | 9 | 2.5 | E | 8 | 0.106 | F | 8 | 0.14 | F | 8 | -9900 | -9900 | ? | 0
2001-08-31 | 1:00 | 0 | 0 | 0 | 2 | 0 | 0 | 2 | 0 | 0 | 2 | 0 | 0 | 2 | 0 | 0 | 2 | 0 | 0 | 2 | 0 | 0 | 2 | 0 | 3 | E | 9 | 2 | E | 9 | 14.8 | E | 9 | 11 | E | 9 | 78 | A | 7 | 1004 | E | 9 | 40 | E | 9 | 2.2 | E | 9 | -9900 | ? | 0 | 17388 | E | 9 | 2.4 | E | 8 | 0.105 | F | 8 | 0.14 | F | 8 | -9900 | -9900 | ? | 0
2001-08-31 | 2:00 | 0 | 0 | 0 | 2 | 0 | 0 | 2 | 0 | 0 | 2 | 0 | 0 | 2 | 0 | 0 | 2 | 0 | 0 | 2 | 0 | 0 | 2 | 0 | 1 | E | 9 | 1 | E | 9 | 13.7 | E | 9 | 10.9 | E | 9 | 83 | A | 7 | 1004 | E | 9 | 10 | E | 9 | 2.4 | E | 9 | -9900 | ? | 0 | 77777 | E | 9 | 2.4 | E | 8 | 0.105 | F | 8 | 0.14 | F | 8 | -9900 | -9900 | ? | 0
2001-08-31 | 3:00 | 0 | 0 | 0 | 2 | 0 | 0 | 2 | 0 | 0 | 2 | 0 | 0 | 2 | 0 | 0 | 2 | 0 | 0 | 2 | 0 | 0 | 2 | 0 | 0 | E | 9 | 0 | E | 9 | 10.9 | E | 9 | 10.2 | E | 9 | 95 | A | 7 | 1004 | E | 9 | 320 | E | 9 | 3.4 | E | 9 | -9900 | ? | 0 | 77777 | E | 9 | 2.3 | E | 8 | 0.105 | F | 8 | 0.14 | F | 8 | -9900 | -9900 | ? | 0
2001-08-31 | 4:00 | 0 | 0 | 0 | 2 | 0 | 0 | 2 | 0 | 0 | 2 | 0 | 0 | 2 | 0 | 0 | 2 | 0 | 0 | 2 | 0 | 0 | 2 | 0 | 0 | E | 9 | 0 | E | 9 | 12.3 | E | 9 | 10.6 | E | 9 | 89 | A | 7 | 1004 | E | 9 | 100 | E | 9 | 0.4 | E | 9 | -9900 | ? | 0 | 77777 | E | 9 | 2.3 | E | 8 | 0.105 | F | 8 | 0.14 | F | 8 | -9900 | -9900 | ? | 0
2001-08-31 | 5:00 | 0 | 0 | 0 | 2 | 0 | 0 | 2 | 0 | 0 | 2 | 0 | 0 | 2 | 0 | 0 | 2 | 0 | 0 | 2 | 0 | 0 | 2 | 0 | 0 | E | 9 | 0 | E | 9 | 11.5 | E | 9 | 10.9 | E | 9 | 96 | A | 7 | 1004 | E | 9 | 230 | E | 9 | 2 | E | 9 | -9900 | ? | 0 | 77777 | E | 9 | 2.2 | E | 8 | 0.105 | F | 8 | 0.14 | F | 8 | -9900 | -9900 | ? | 0
2001-08-31 | 6:00 | 17 | 525 | 0 | 2 | 8 | 0 | 2 | 15 | 0 | 2 | 8 | 0 | 2 | 8 | 0 | 2 | 15 | 0 | 2 | 8 | 0 | 2 | 19 | 0 | E | 9 | 0 | E | 9 | 11.7 | E | 9 | 11.2 | E | 9 | 97 | A | 7 | 1004 | E | 9 | 200 | E | 9 | 1.6 | E | 9 | -9900 | ? | 0 | 77777 | E | 9 | 2.1 | E | 8 | 0.105 | F | 8 | 0.14 | F | 8 | -9900 | -9900 | ? | 0
2001-08-31 | 7:00 | 209 | 1341 | 53 | 2 | 8 | 38 | 2 | 15 | 48 | 2 | 8 | 5900 | 2 | 8 | 2800 | 2 | 15 | 5500 | 2 | 8 | 1210 | 2 | 19 | 0 | E | 9 | 0 | E | 9 | 12 | E | 9 | 11.5 | E | 9 | 97 | A | 7 | 1004 | E | 9 | 160 | E | 9 | 2.1 | E | 9 | -9900 | ? | 0 | 77777 | E | 9 | 2.1 | E | 8 | 0.105 | F | 8 | 0.14 | F | 8 | -9900 | -9900 | ? | 0
2001-08-31 | 8:00 | 449 | 1341 | 234 | 2 | 8 | 348 | 2 | 15 | 117 | 2 | 8 | 24300 | 2 | 8 | 31800 | 2 | 15 | 13700 | 2 | 8 | 2230 | 2 | 19 | 0 | E | 9 | 0 | E | 9 | 17.3 | E | 9 | 12.9 | E | 9 | 75 | A | 7 | 1004 | E | 9 | 120 | E | 9 | 1.5 | E | 9 | -9900 | ? | 0 | 77777 | E | 9 | 2 | E | 8 | 0.105 | F | 8 | 0.14 | F | 8 | -9900 | -9900 | ? | 0
2001-08-31 | 9:00 | 668 | 1341 | 388 | 2 | 8 | 433 | 2 | 15 | 172 | 2 | 8 | 40900 | 2 | 8 | 43300 | 2 | 15 | 19300 | 2 | 8 | 3630 | 2 | 19 | 0 | E | 9 | 0 | E | 9 | 21.6 | E | 9 | 12.2 | E | 9 | 55 | A | 7 | 1004 | E | 9 | 100 | E | 9 | 3 | E | 9 | -9900 | ? | 0 | 77777 | E | 9 | 2 | E | 8 | 0.105 | F | 8 | 0.14 | F | 8 | -9900 | -9900 | ? | 0
2001-08-31 | 10:00 | 852 | 1341 | 568 | 2 | 8 | 694 | 2 | 15 | 126 | 2 | 8 | 60700 | 2 | 8 | 70600 | 2 | 15 | 15800 | 2 | 8 | 3220 | 2 | 19 | 0 | E | 9 | 0 | E | 9 | 24.9 | E | 9 | 12 | E | 9 | 45 | A | 7 | 1004 | E | 9 | 40 | E | 9 | 1.9 | E | 9 | -9900 | ? | 0 | 77777 | E | 9 | 1.9 | E | 8 | 0.105 | F | 8 | 0.14 | F | 8 | -9900 | -9900 | ? | 0
2001-08-31 | 11:00 | 987 | 1341 | 681 | 2 | 8 | 713 | 2 | 15 | 155 | 2 | 8 | 72900 | 2 | 8 | 73000 | 2 | 15 | 19100 | 2 | 8 | 4760 | 2 | 19 | 0 | E | 9 | 0 | E | 9 | 27.9 | E | 9 | 12.5 | E | 9 | 39 | A | 7 | 1004 | E | 9 | 40 | E | 9 | 2.8 | E | 9 | -9900 | ? | 0 | 77777 | E | 9 | 2 | E | 8 | 0.105 | F | 8 | 0.14 | F | 8 | -9900 | -9900 | ? | 0
2001-08-31 | 12:00 | 1064 | 1341 | 743 | 2 | 8 | 676 | 2 | 15 | 205 | 2 | 8 | 78700 | 2 | 8 | 68800 | 2 | 15 | 23900 | 2 | 8 | 7180 | 2 | 19 | 0 | E | 9 | 0 | E | 9 | 30.1 | E | 9 | 12.4 | E | 9 | 34 | A | 7 | 1004 | E | 9 | 30 | E | 9 | 3.7 | E | 9 | -9900 | ? | 0 | 77777 | E | 9 | 2.1 | E | 8 | 0.105 | F | 8 | 0.14 | F | 8 | -9900 | -9900 | ? | 0
2001-08-31 | 13:00 | 1078 | 1341 | 734 | 2 | 8 | 638 | 2 | 15 | 220 | 2 | 8 | 77500 | 2 | 8 | 64700 | 2 | 15 | 25300 | 2 | 8 | 7910 | 2 | 19 | 0 | E | 9 | 0 | E | 9 | 32.4 | E | 9 | 11.2 | E | 9 | 27 | A | 7 | 1004 | E | 9 | 40 | E | 9 | 4.6 | E | 9 | -9900 | ? | 0 | 77777 | E | 9 | 2.1 | E | 8 | 0.105 | F | 8 | 0.14 | F | 8 | -9900 | -9900 | ? | 0
2001-08-31 | 14:00 | 1028 | 1341 | 751 | 2 | 8 | 740 | 2 | 15 | 182 | 2 | 8 | 79900 | 2 | 8 | 75500 | 2 | 15 | 21800 | 2 | 8 | 5960 | 2 | 19 | 0 | E | 9 | 0 | E | 9 | 33.5 | E | 9 | 11.6 | E | 9 | 26 | A | 7 | 1004 | E | 9 | 30 | E | 9 | 4.3 | E | 9 | -9900 | ? | 0 | 77777 | E | 9 | 2.2 | E | 8 | 0.105 | F | 8 | 0.14 | F | 8 | -9900 | -9900 | ? | 0
2001-08-31 | 15:00 | 918 | 1341 | 641 | 2 | 8 | 699 | 2 | 15 | 162 | 2 | 8 | 67900 | 2 | 8 | 70900 | 2 | 15 | 19200 | 2 | 8 | 4410 | 2 | 19 | 0 | E | 9 | 0 | E | 9 | 33.2 | E | 9 | 11.5 | E | 9 | 27 | A | 7 | 1004 | E | 9 | 10 | E | 9 | 3.9 | E | 9 | -9900 | ? | 0 | 77777 | E | 9 | 2.3 | E | 8 | 0.105 | F | 8 | 0.14 | F | 8 | -9900 | -9900 | ? | 0
2001-08-31 | 16:00 | 754 | 1341 | 511 | 2 | 8 | 650 | 2 | 15 | 144 | 2 | 8 | 53300 | 2 | 8 | 64700 | 2 | 15 | 16900 | 2 | 8 | 3220 | 2 | 19 | 0 | E | 9 | 0 | E | 9 | 29.8 | E | 9 | 13.1 | E | 9 | 36 | A | 7 | 1004 | E | 9 | 10 | E | 9 | 4.9 | E | 9 | -9900 | ? | 0 | 77777 | E | 9 | 2.4 | E | 8 | 0.105 | F | 8 | 0.14 | F | 8 | -9900 | -9900 | ? | 0
2001-08-31 | 17:00 | 548 | 1341 | 356 | 2 | 8 | 544 | 2 | 15 | 134 | 2 | 8 | 37600 | 2 | 8 | 52400 | 2 | 15 | 16100 | 2 | 8 | 2630 | 2 | 19 | 0 | E | 9 | 0 | E | 9 | 26.6 | E | 9 | 13.6 | E | 9 | 45 | A | 7 | 1004 | E | 9 | 360 | E | 9 | 4 | E | 9 | -9900 | ? | 0 | 77777 | E | 9 | 2.5 | E | 8 | 0.105 | F | 8 | 0.14 | F | 8 | -9900 | -9900 | ? | 0
2001-08-31 | 18:00 | 314 | 1341 | 206 | 2 | 8 | 354 | 2 | 15 | 123 | 2 | 8 | 21200 | 2 | 8 | 28600 | 2 | 15 | 14500 | 2 | 8 | 2590 | 2 | 19 | 0 | E | 9 | 0 | E | 9 | 24.4 | E | 9 | 12.4 | E | 9 | 47 | A | 7 | 1004 | E | 9 | 360 | E | 9 | 3.1 | E | 9 | -9900 | ? | 0 | 77777 | E | 9 | 2.5 | E | 8 | 0.105 | F | 8 | 0.14 | F | 8 | -9900 | -9900 | ? | 0
2001-08-31 | 19:00 | 77 | 1106 | 19 | 2 | 8 | 141 | 2 | 15 | 11 | 2 | 8 | 2300 | 2 | 8 | 7100 | 2 | 15 | 1800 | 2 | 8 | 210 | 2 | 19 | 0 | E | 9 | 0 | E | 9 | 21.3 | E | 9 | 12.9 | E | 9 | 59 | A | 7 | 1004 | E | 9 | 330 | E | 9 | 3 | E | 9 | -9900 | ? | 0 | 77777 | E | 9 | 2.6 | E | 8 | 0.105 | F | 8 | 0.14 | F | 8 | -9900 | -9900 | ? | 0
2001-08-31 | 20:00 | 0 | 0 | 0 | 2 | 0 | 0 | 2 | 0 | 0 | 2 | 0 | 0 | 2 | 0 | 0 | 2 | 0 | 0 | 2 | 0 | 0 | 2 | 0 | 0 | E | 9 | 0 | E | 9 | 19 | E | 9 | 12.8 | E | 9 | 67 | A | 7 | 1004 | E | 9 | 310 | E | 9 | 2.9 | E | 9 | -9900 | ? | 0 | 77777 | E | 9 | 2.7 | E | 8 | 0.105 | F | 8 | 0.14 | F | 8 | -9900 | -9900 | ? | 0
2001-08-31 | 21:00 | 0 | 0 | 0 | 2 | 0 | 0 | 2 | 0 | 0 | 2 | 0 | 0 | 2 | 0 | 0 | 2 | 0 | 0 | 2 | 0 | 0 | 2 | 0 | 0 | E | 9 | 0 | E | 9 | 16.9 | E | 9 | 12 | E | 9 | 73 | A | 7 | 1004 | E | 9 | 280 | E | 9 | 2.8 | E | 9 | -9900 | ? | 0 | 77777 | E | 9 | 2.8 | E | 8 | 0.105 | F | 8 | 0.14 | F | 8 | -9900 | -9900 | ? | 0
2001-08-31 | 22:00 | 0 | 0 | 0 | 2 | 0 | 0 | 2 | 0 | 0 | 2 | 0 | 0 | 2 | 0 | 0 | 2 | 0 | 0 | 2 | 0 | 0 | 2 | 0 | 0 | E | 9 | 0 | E | 9 | 16.4 | E | 9 | 11.9 | E | 9 | 80 | A | 7 | 1004 | E | 9 | 250 | E | 9 | 2.6 | E | 9 | -9900 | ? | 0 | 77777 | E | 9 | 2.8 | E | 8 | 0.105 | F | 8 | 0.14 | F | 8 | -9900 | -9900 | ? | 0
2001-08-31 | 23:00 | 0 | 0 | 0 | 2 | 0 | 0 | 2 | 0 | 0 | 2 | 0 | 0 | 2 | 0 | 0 | 2 | 0 | 0 | 2 | 0 | 0 | 2 | 0 | 0 | E | 9 | 0 | E | 9 | 16 | E | 9 | 11.9 | E | 9 | 82 | A | 7 | 1004 | E | 9 | 270 | E | 9 | 2.4 | E | 9 | -9900 | ? | 0 | 77777 | E | 9 | 2.8 | E | 8 | 0.105 | F | 8 | 0.14 | F | 8 | -9900 | -9900 | ? | 0
2001-08-31 | 24:00 | 0 | 0 | 0 | 2 | 0 | 0 | 2 | 0 | 0 | 2 | 0 | 0 | 2 | 0 | 0 | 2 | 0 | 0 | 2 | 0 | 0 | 2 | 0 | 0 | E | 9 | 0 | E | 9 | 15.5 | E | 9 | 11.8 | E | 9 | 82 | A | 7 | 1004 | E | 9 | 300 | E | 9 | 2.2 | E | 9 | -9900 | ? | 0 | 77777 | E | 9 | 2.7 | E | 8 | 0.105 | F | 8 | 0.14 | F | 8 | -9900 | -9900 | ? | 0
2001-09-01 | 1:00 | 0 | 0 | 0 | 2 | 0 | 0 | 2 | 0 | 0 | 2 | 0 | 0 | 2 | 0 | 0 | 2 | 0 | 0 | 2 | 0 | 0 | 2 | 0 | 0 | E | 9 | 0 | E | 9 | 15.1 | E | 9 | 11.7 | E | 9 | 83 | A | 7 | 1004 | E | 9 | 280 | E | 9 | 2.1 | E | 9 | -9900 | ? | 0 | 77777 | E | 9 | 2.6 | E | 8 | 0.105 | F | 8 | 0.16 | F | 8 | -9900 | -9900 | ? | 0
2001-09-01 | 2:00 | 0 | 0 | 0 | 2 | 0 | 0 | 2 | 0 | 0 | 2 | 0 | 0 | 2 | 0 | 0 | 2 | 0 | 0 | 2 | 0 | 0 | 2 | 0 | 0 | E | 9 | 0 | A | 7 | 14.6 | A | 7 | 11.6 | A | 7 | 82 | A | 7 | 1004 | E | 9 | 260 | A | 7 | 1.9 | A | 7 | 16100 | A | 7 | 77777 | A | 7 | 2.5 | E | 8 | 0.105 | F | 8 | 0.16 | F | 8 | -9900 | -9900 | ? | 0
2001-09-01 | 3:00 | 0 | 0 | 0 | 2 | 0 | 0 | 2 | 0 | 0 | 2 | 0 | 0 | 2 | 0 | 0 | 2 | 0 | 0 | 2 | 0 | 0 | 2 | 0 | 1 | E | 9 | 1 | E | 9 | 14.2 | E | 9 | 11.6 | E | 9 | 85 | A | 7 | 1004 | E | 9 | 270 | E | 9 | 1.7 | E | 9 | -9900 | ? | 0 | 20633 | E | 9 | 2.4 | E | 8 | 0.105 | F | 8 | 0.16 | F | 8 | -9900 | -9900 | ? | 0
2001-09-01 | 4:00 | 0 | 0 | 0 | 2 | 0 | 0 | 2 | 0 | 0 | 2 | 0 | 0 | 2 | 0 | 0 | 2 | 0 | 0 | 2 | 0 | 0 | 2 | 0 | 1 | E | 9 | 1 | E | 9 | 13.7 | E | 9 | 11.5 | E | 9 | 87 | A | 7 | 1004 | E | 9 | 280 | E | 9 | 1.5 | E | 9 | -9900 | ? | 0 | 19267 | E | 9 | 2.3 | E | 8 | 0.105 | F | 8 | 0.16 | F | 8 | -9900 | -9900 | ? | 0
2001-09-01 | 5:00 | 0 | 0 | 0 | 2 | 0 | 0 | 2 | 0 | 0 | 2 | 0 | 0 | 2 | 0 | 0 | 2 | 0 | 0 | 2 | 0 | 0 | 2 | 0 | 2 | E | 9 | 2 | E | 9 | 12.4 | E | 9 | 10 | E | 9 | 85 | A | 7 | 1004 | E | 9 | 290 | E | 9 | 1.5 | E | 9 | -9900 | ? | 0 | 17900 | E | 9 | 2.2 | E | 8 | 0.105 | F | 8 | 0.16 | F | 8 | -9900 | -9900 | ? | 0
2001-09-01 | 6:00 | 15 | 503 | 0 | 2 | 8 | 0 | 2 | 15 | 0 | 2 | 8 | 0 | 2 | 8 | 0 | 2 | 15 | 0 | 2 | 8 | 0 | 2 | 19 | 3 | E | 9 | 3 | E | 9 | 10.3 | E | 9 | 9.1 | E | 9 | 92 | A | 7 | 1004 | E | 9 | 290 | E | 9 | 2.6 | E | 9 | -9900 | ? | 0 | 16533 | E | 9 | 2.1 | E | 8 | 0.105 | F | 8 | 0.16 | F | 8 | -9900 | -9900 | ? | 0
2001-09-01 | 7:00 | 205 | 1342 | 88 | 2 | 8 | 373 | 2 | 15 | 31 | 2 | 8 | 9200 | 2 | 8 | 25800 | 2 | 15 | 5200 | 2 | 8 | 580 | 2 | 19 | 3 | E | 9 | 3 | E | 9 | 16.1 | E | 9 | 12.7 | E | 9 | 80 | A | 7 | 1004 | E | 9 | 330 | E | 9 | 4 | E | 9 | -9900 | ? | 0 | 15167 | E | 9 | 2 | E | 8 | 0.105 | F | 8 | 0.16 | F | 8 | -9900 | -9900 | ? | 0
2001-09-01 | 8:00 | 445 | 1342 | 277 | 2 | 8 | 623 | 2 | 15 | 70 | 2 | 8 | 29000 | 2 | 8 | 56900 | 2 | 15 | 10100 | 2 | 8 | 1360 | 2 | 19 | 4 | E | 9 | 4 | E | 9 | 17.3 | E | 9 | 14.1 | E | 9 | 81 | A | 7 | 1004 | E | 9 | 70 | E | 9 | 1.2 | E | 9 | -9900 | ? | 0 | 13800 | E | 9 | 1.9 | E | 8 | 0.105 | F | 8 | 0.16 | F | 8 | -9900 | -9900 | ? | 0
2001-09-01 | 9:00 | 665 | 1342 | 423 | 2 | 8 | 577 | 2 | 15 | 136 | 2 | 8 | 43800 | 2 | 8 | 56300 | 2 | 15 | 15800 | 2 | 8 | 2800 | 2 | 19 | 5 | E | 9 | 5 | E | 9 | 19.8 | E | 9 | 13.8 | E | 9 | 68 | A | 7 | 1004 | E | 9 | 110 | E | 9 | 3.2 | E | 9 | -9900 | ? | 0 | 12433 | E | 9 | 1.8 | E | 8 | 0.105 | F | 8 | 0.16 | F | 8 | -9900 | -9900 | ? | 0
2001-09-01 | 10:00 | 848 | 1342 | 589 | 2 | 8 | 682 | 2 | 15 | 157 | 2 | 8 | 62000 | 2 | 8 | 68700 | 2 | 15 | 18400 | 2 | 8 | 3880 | 2 | 19 | 5 | E | 9 | 5 | E | 9 | 21.1 | E | 9 | 14 | E | 9 | 64 | A | 7 | 1004 | E | 9 | 140 | E | 9 | 2.5 | E | 9 | -9900 | ? | 0 | 11067 | E | 9 | 1.7 | E | 8 | 0.105 | F | 8 | 0.16 | F | 8 | -9900 | -9900 | ? | 0
2001-09-01 | 11:00 | 983 | 1342 | 647 | 2 | 8 | 582 | 2 | 15 | 219 | 2 | 8 | 67500 | 2 | 8 | 58600 | 2 | 15 | 24500 | 2 | 8 | 6400 | 2 | 19 | 6 | E | 9 | 6 | E | 9 | 23.6 | E | 9 | 14.2 | E | 9 | 56 | A | 7 | 1004 | E | 9 | 230 | E | 9 | 1.9 | E | 9 | -9900 | ? | 0 | 9700 | E | 9 | 1.8 | E | 8 | 0.105 | F | 8 | 0.16 | F | 8 | -9900 | -9900 | ? | 0
2001-09-01 | 12:00 | 1060 | 1342 | 631 | 2 | 8 | 365 | 2 | 15 | 342 | 2 | 8 | 68700 | 2 | 8 | 39500 | 2 | 15 | 37400 | 2 | 8 | 11800 | 2 | 19 | 7 | E | 9 | 7 | E | 9 | 25.3 | E | 9 | 15 | E | 9 | 53 | A | 7 | 1004 | E | 9 | 210 | E | 9 | 4.3 | E | 9 | -9900 | ? | 0 | 8333 | E | 9 | 1.9 | E | 8 | 0.105 | F | 8 | 0.16 | F | 8 | -9900 | -9900 | ? | 0
2001-09-01 | 13:00 | 1074 | 1342 | 520 | 2 | 8 | 175 | 2 | 15 | 380 | 2 | 8 | 57100 | 2 | 8 | 18600 | 2 | 15 | 42100 | 2 | 8 | 13670 | 2 | 19 | 7 | E | 9 | 7 | E | 9 | 27.8 | E | 9 | 15.8 | E | 9 | 48 | A | 7 | 1004 | E | 9 | 230 | E | 9 | 6.8 | E | 9 | -9900 | ? | 0 | 6967 | E | 9 | 2 | E | 8 | 0.105 | F | 8 | 0.16 | F | 8 | -9900 | -9900 | ? | 0
2001-09-01 | 14:00 | 1023 | 1342 | 433 | 2 | 8 | 85 | 2 | 15 | 368 | 2 | 8 | 47700 | 2 | 8 | 8700 | 2 | 15 | 41000 | 2 | 8 | 13810 | 2 | 19 | 8 | E | 9 | 8 | E | 9 | 29.7 | E | 9 | 16 | E | 9 | 44 | A | 7 | 1004 | E | 9 | 260 | E | 9 | 4.7 | E | 9 | -9900 | ? | 0 | 5600 | E | 9 | 2 | E | 8 | 0.105 | F | 8 | 0.16 | F | 8 | -9900 | -9900 | ? | 0
2001-09-01 | 15:00 | 912 | 1342 | 321 | 2 | 8 | 37 | 2 | 15 | 296 | 2 | 8 | 35400 | 2 | 8 | 3800 | 2 | 15 | 32800 | 2 | 8 | 10320 | 2 | 19 | 9 | E | 9 | 9 | E | 9 | 29.4 | E | 9 | 16.2 | E | 9 | 45 | A | 7 | 1004 | E | 9 | 290 | E | 9 | 5.1 | E | 9 | -9900 | ? | 0 | 4233 | E | 9 | 2.1 | E | 8 | 0.105 | F | 8 | 0.16 | F | 8 | -9900 | -9900 | ? | 0
2001-09-01 | 16:00 | 748 | 1342 | 368 | 2 | 8 | 188 | 2 | 15 | 263 | 2 | 8 | 40000 | 2 | 8 | 19500 | 2 | 15 | 29100 | 2 | 8 | 6850 | 2 | 19 | 9 | E | 9 | 9 | E | 9 | 26.6 | E | 9 | 15.9 | E | 9 | 52 | A | 7 | 1004 | E | 9 | 300 | E | 9 | 5.7 | E | 9 | -9900 | ? | 0 | 2867 | E | 9 | 2.2 | E | 8 | 0.105 | F | 8 | 0.16 | F | 8 | -9900 | -9900 | ? | 0
2001-09-01 | 17:00 | 541 | 1342 | 350 | 2 | 8 | 473 | 2 | 15 | 159 | 2 | 8 | 36200 | 2 | 8 | 45300 | 2 | 15 | 17800 | 2 | 8 | 3190 | 2 | 19 | 10 | E | 9 | 10 | E | 9 | 24 | A | 7 | 15 | A | 7 | 57 | A | 7 | 1004 | E | 9 | 290 | A | 7 | 6.2 | A | 7 | 16100 | A | 7 | 1500 | A | 7 | 2.3 | E | 8 | 0.105 | F | 8 | 0.16 | F | 8 | -9900 | -9900 | ? | 0
2001-09-01 | 18:00 | 307 | 1342 | 185 | 2 | 8 | 359 | 2 | 15 | 103 | 2 | 8 | 18700 | 2 | 8 | 28400 | 2 | 15 | 12200 | 2 | 8 | 1970 | 2 | 19 | 10 | B | 8 | 10 | B | 8 | 22.2 | B | 8 | 15 | B | 8 | 64 | A | 7 | 1004 | E | 9 | 300 | B | 8 | 6.2 | B | 8 | -9900 | ? | 0 | 1395 | B | 8 | 2.4 | E | 8 | 0.105 | F | 8 | 0.16 | F | 8 | -9900 | -9900 | ? | 0
2001-09-01 | 19:00 | 72 | 1062 | 15 | 2 | 8 | 135 | 2 | 15 | 8 | 2 | 8 | 1900 | 2 | 8 | 7700 | 2 | 15 | 1400 | 2 | 8 | 200 | 2 | 19 | 10 | B | 8 | 10 | B | 8 | 19.7 | B | 8 | 14.7 | B | 8 | 73 | A | 7 | 1004 | E | 9 | 300 | B | 8 | 6.2 | B | 8 | -9900 | ? | 0 | 1290 | B | 8 | 2.4 | E | 8 | 0.105 | F | 8 | 0.16 | F | 8 | -9900 | -9900 | ? | 0
2001-09-01 | 20:00 | 0 | 0 | 0 | 2 | 0 | 0 | 2 | 0 | 0 | 2 | 0 | 0 | 2 | 0 | 0 | 2 | 0 | 0 | 2 | 0 | 0 | 2 | 0 | 10 | B | 8 | 10 | B | 8 | 18.6 | B | 8 | 14.3 | B | 8 | 76 | A | 7 | 1004 | E | 9 | 310 | B | 8 | 6.2 | B | 8 | -9900 | ? | 0 | 1185 | B | 8 | 2.5 | E | 8 | 0.105 | F | 8 | 0.16 | F | 8 | -9900 | -9900 | ? | 0
2001-09-01 | 21:00 | 0 | 0 | 0 | 2 | 0 | 0 | 2 | 0 | 0 | 2 | 0 | 0 | 2 | 0 | 0 | 2 | 0 | 0 | 2 | 0 | 0 | 2 | 0 | 10 | E | 9 | 10 | E | 9 | 18 | A | 7 | 14 | A | 7 | 77 | A | 7 | 1004 | E | 9 | 310 | A | 7 | 6.2 | A | 7 | 16100 | A | 7 | 1080 | A | 7 | 2.6 | E | 8 | 0.105 | F | 8 | 0.16 | F | 8 | -9900 | -9900 | ? | 0
2001-09-01 | 22:00 | 0 | 0 | 0 | 2 | 0 | 0 | 2 | 0 | 0 | 2 | 0 | 0 | 2 | 0 | 0 | 2 | 0 | 0 | 2 | 0 | 0 | 2 | 0 | 10 | E | 9 | 10 | E | 9 | 16.3 | E | 9 | 12.6 | E | 9 | 79 | A | 7 | 1004 | E | 9 | 310 | E | 9 | 5.2 | E | 9 | -9900 | ? | 0 | 1827 | E | 9 | 2.7 | E | 8 | 0.105 | F | 8 | 0.16 | F | 8 | -9900 | -9900 | ? | 0
2001-09-01 | 23:00 | 0 | 0 | 0 | 2 | 0 | 0 | 2 | 0 | 0 | 2 | 0 | 0 | 2 | 0 | 0 | 2 | 0 | 0 | 2 | 0 | 0 | 2 | 0 | 9 | E | 9 | 9 | E | 9 | 16 | E | 9 | 12.4 | E | 9 | 79 | A | 7 | 1004 | E | 9 | 310 | E | 9 | 4.6 | E | 9 | -9900 | ? | 0 | 2574 | E | 9 | 2.6 | E | 8 | 0.105 | F | 8 | 0.16 | F | 8 | -9900 | -9900 | ? | 0
2001-09-01 | 24:00 | 0 | 0 | 0 | 2 | 0 | 0 | 2 | 0 | 0 | 2 | 0 | 0 | 2 | 0 | 0 | 2 | 0 | 0 | 2 | 0 | 0 | 2 | 0 | 9 | E | 9 | 9 | E | 9 | 15.8 | E | 9 | 11.7 | E | 9 | 77 | A | 7 | 1004 | E | 9 | 300 | E | 9 | 4.1 | E | 9 | -9900 | ? | 0 | 3321 | E | 9 | 2.4 | E | 8 | 0.105 | F | 8 | 0.16 | F | 8 | -9900 | -9900 | ? | 0
2001-09-02 | 1:00 | 0 | 0 | 0 | 2 | 0 | 0 | 2 | 0 | 0 | 2 | 0 | 0 | 2 | 0 | 0 | 2 | 0 | 0 | 2 | 0 | 0 | 2 | 0 | 9 | E | 9 | 9 | E | 9 | 14.4 | E | 9 | 10.3 | E | 9 | 76 | A | 7 | 1004 | E | 9 | 290 | E | 9 | 2.4 | E | 9 | -9900 | ? | 0 | 4069 | E | 9 | 2.3 | E | 8 | 0.104 | F | 8 | 0.16 | F | 8 | -9900 | -9900 | ? | 0
2001-09-02 | 2:00 | 0 | 0 | 0 | 2 | 0 | 0 | 2 | 0 | 0 | 2 | 0 | 0 | 2 | 0 | 0 | 2 | 0 | 0 | 2 | 0 | 0 | 2 | 0 | 8 | E | 9 | 8 | E | 9 | 12.9 | E | 9 | 9.6 | E | 9 | 80 | A | 7 | 1004 | E | 9 | 290 | E | 9 | 2.4 | E | 9 | -9900 | ? | 0 | 4816 | E | 9 | 2.2 | E | 8 | 0.104 | F | 8 | 0.16 | F | 8 | -9900 | -9900 | ? | 0
2001-09-02 | 3:00 | 0 | 0 | 0 | 2 | 0 | 0 | 2 | 0 | 0 | 2 | 0 | 0 | 2 | 0 | 0 | 2 | 0 | 0 | 2 | 0 | 0 | 2 | 0 | 8 | E | 9 | 8 | E | 9 | 12.8 | E | 9 | 8.9 | E | 9 | 77 | A | 7 | 1004 | E | 9 | 280 | E | 9 | 3 | E | 9 | -9900 | ? | 0 | 5563 | E | 9 | 2.1 | E | 8 | 0.104 | F | 8 | 0.16 | F | 8 | -9900 | -9900 | ? | 0
2001-09-02 | 4:00 | 0 | 0 | 0 | 2 | 0 | 0 | 2 | 0 | 0 | 2 | 0 | 0 | 2 | 0 | 0 | 2 | 0 | 0 | 2 | 0 | 0 | 2 | 0 | 8 | E | 9 | 8 | E | 9 | 11.3 | E | 9 | 7 | E | 9 | 75 | A | 7 | 1004 | E | 9 | 280 | E | 9 | 2.9 | E | 9 | -9900 | ? | 0 | 6310 | E | 9 | 2 | E | 8 | 0.104 | F | 8 | 0.16 | F | 8 | -9900 | -9900 | ? | 0
2001-09-02 | 5:00 | 0 | 0 | 0 | 2 | 0 | 0 | 2 | 0 | 0 | 2 | 0 | 0 | 2 | 0 | 0 | 2 | 0 | 0 | 2 | 0 | 0 | 2 | 0 | 7 | E | 9 | 7 | E | 9 | 12.2 | E | 9 | 8 | E | 9 | 75 | A | 7 | 1004 | E | 9 | 340 | E | 9 | 0.8 | E | 9 | -9900 | ? | 0 | 7057 | E | 9 | 1.9 | E | 8 | 0.104 | F | 8 | 0.16 | F | 8 | -9900 | -9900 | ? | 0
2001-09-02 | 6:00 | 14 | 481 | 0 | 2 | 8 | 0 | 2 | 15 | 0 | 2 | 8 | 0 | 2 | 8 | 0 | 2 | 15 | 0 | 2 | 8 | 0 | 2 | 19 | 7 | E | 9 | 7 | E | 9 | 13.6 | E | 9 | 8.9 | E | 9 | 73 | A | 7 | 1004 | E | 9 | 220 | E | 9 | 2.2 | E | 9 | -9900 | ? | 0 | 7804 | E | 9 | 1.7 | E | 8 | 0.104 | F | 8 | 0.16 | F | 8 | -9900 | -9900 | ? | 0
2001-09-02 | 7:00 | 201 | 1342 | 63 | 2 | 8 | 116 | 2 | 15 | 46 | 2 | 8 | 6800 | 2 | 8 | 7400 | 2 | 15 | 5700 | 2 | 8 | 840 | 2 | 19 | 6 | E | 9 | 6 | E | 9 | 15 | E | 9 | 10.4 | E | 9 | 74 | A | 7 | 1004 | E | 9 | 330 | E | 9 | 0.7 | E | 9 | -9900 | ? | 0 | 8551 | E | 9 | 1.6 | E | 8 | 0.104 | F | 8 | 0.16 | F | 8 | -9900 | -9900 | ? | 0
2001-09-02 | 8:00 | 441 | 1342 | 245 | 2 | 8 | 429 | 2 | 15 | 104 | 2 | 8 | 25800 | 2 | 8 | 39000 | 2 | 15 | 12900 | 2 | 8 | 1960 | 2 | 19 | 6 | E | 9 | 6 | E | 9 | 17.4 | E | 9 | 10.8 | E | 9 | 65 | A | 7 | 1004 | E | 9 | 320 | E | 9 | 0.7 | E | 9 | -9900 | ? | 0 | 9299 | E | 9 | 1.5 | E | 8 | 0.104 | F | 8 | 0.16 | F | 8 | -9900 | -9900 | ? | 0
2001-09-02 | 9:00 | 660 | 1342 | 422 | 2 | 8 | 611 | 2 | 15 | 121 | 2 | 8 | 44100 | 2 | 8 | 60000 | 2 | 15 | 14500 | 2 | 8 | 2530 | 2 | 19 | 8 | E | 9 | 8 | E | 9 | 17.7 | E | 9 | 11.1 | E | 9 | 65 | A | 7 | 1004 | E | 9 | 10 | E | 9 | 3.7 | E | 9 | -9900 | ? | 0 | 6624 | E | 9 | 1.4 | E | 8 | 0.104 | F | 8 | 0.16 | F | 8 | -9900 | -9900 | ? | 0
2001-09-02 | 10:00 | 844 | 1342 | 605 | 2 | 8 | 682 | 2 | 15 | 175 | 2 | 8 | 63100 | 2 | 8 | 68300 | 2 | 15 | 20100 | 2 | 8 | 4230 | 2 | 19 | 5 | E | 9 | 5 | E | 9 | 21.3 | E | 9 | 11.5 | E | 9 | 54 | A | 7 | 1004 | E | 9 | 330 | E | 9 | 2.7 | E | 9 | -9900 | ? | 0 | 10793 | E | 9 | 1.3 | E | 8 | 0.104 | F | 8 | 0.16 | F | 8 | -9900 | -9900 | ? | 0
2001-09-02 | 11:00 | 979 | 1342 | 431 | 2 | 8 | 137 | 2 | 15 | 331 | 2 | 8 | 47300 | 2 | 8 | 14500 | 2 | 15 | 36600 | 2 | 8 | 10470 | 2 | 19 | 5 | E | 9 | 5 | E | 9 | 24 | E | 9 | 11.3 | E | 9 | 45 | A | 7 | 1004 | E | 9 | 330 | E | 9 | 4.1 | E | 9 | -9900 | ? | 0 | 11540 | E | 9 | 1.3 | E | 8 | 0.104 | F | 8 | 0.16 | F | 8 | -9900 | -9900 | ? | 0
2001-09-02 | 12:00 | 1056 | 1342 | 720 | 2 | 8 | 616 | 2 | 15 | 234 | 2 | 8 | 75400 | 2 | 8 | 62200 | 2 | 15 | 26400 | 2 | 8 | 7900 | 2 | 19 | 5 | E | 9 | 5 | E | 9 | 26.1 | E | 9 | 10.7 | E | 9 | 38 | A | 7 | 1004 | E | 9 | 10 | E | 9 | 2 | E | 9 | -9900 | ? | 0 | 12287 | E | 9 | 1.4 | E | 8 | 0.104 | F | 8 | 0.16 | F | 8 | -9900 | -9900 | ? | 0
2001-09-02 | 13:00 | 1069 | 1342 | 704 | 2 | 8 | 566 | 2 | 15 | 252 | 2 | 8 | 76300 | 2 | 8 | 59100 | 2 | 15 | 29100 | 2 | 8 | 8960 | 2 | 19 | 4 | E | 9 | 4 | E | 9 | 28.3 | E | 9 | 10.6 | E | 9 | 33 | A | 7 | 1004 | E | 9 | 320 | E | 9 | 5.6 | E | 9 | -9900 | ? | 0 | 13034 | E | 9 | 1.5 | E | 8 | 0.104 | F | 8 | 0.16 | F | 8 | -9900 | -9900 | ? | 0
2001-09-02 | 14:00 | 1018 | 1342 | 764 | 2 | 8 | 831 | 2 | 15 | 132 | 2 | 8 | 80900 | 2 | 8 | 83900 | 2 | 15 | 17100 | 2 | 8 | 4020 | 2 | 19 | 4 | E | 9 | 4 | E | 9 | 30.5 | E | 9 | 10.4 | E | 9 | 29 | A | 7 | 1004 | E | 9 | 310 | E | 9 | 5.2 | E | 9 | -9900 | ? | 0 | 11225 | E | 9 | 1.5 | E | 8 | 0.104 | F | 8 | 0.16 | F | 8 | -9900 | -9900 | ? | 0
2001-09-02 | 15:00 | 907 | 1342 | 676 | 2 | 8 | 834 | 2 | 15 | 112 | 2 | 8 | 71700 | 2 | 8 | 83900 | 2 | 15 | 14900 | 2 | 8 | 2930 | 2 | 19 | 4 | E | 9 | 4 | E | 9 | 31.5 | E | 9 | 10.4 | E | 9 | 27 | A | 7 | 1004 | E | 9 | 300 | E | 9 | 4.8 | E | 9 | -9900 | ? | 0 | 14529 | E | 9 | 1.6 | E | 8 | 0.104 | F | 8 | 0.16 | F | 8 | -9900 | -9900 | ? | 0
2001-09-02 | 16:00 | 742 | 1342 | 513 | 2 | 8 | 682 | 2 | 15 | 135 | 2 | 8 | 53800 | 2 | 8 | 67900 | 2 | 15 | 16100 | 2 | 8 | 3010 | 2 | 19 | 3 | E | 9 | 3 | E | 9 | 30.9 | E | 9 | 10.8 | E | 9 | 29 | A | 7 | 1004 | E | 9 | 290 | E | 9 | 4.5 | E | 9 | -9900 | ? | 0 | 15276 | E | 9 | 1.7 | E | 8 | 0.104 | F | 8 | 0.16 | F | 8 | -9900 | -9900 | ? | 0
2001-09-02 | 17:00 | 535 | 1342 | 369 | 2 | 8 | 626 | 2 | 15 | 119 | 2 | 8 | 37800 | 2 | 8 | 58600 | 2 | 15 | 14400 | 2 | 8 | 2240 | 2 | 19 | 7 | E | 9 | 7 | E | 9 | 29.7 | E | 9 | 6.7 | E | 9 | 24 | A | 7 | 1004 | E | 9 | 270 | E | 9 | 4.4 | E | 9 | -9900 | ? | 0 | 9319 | E | 9 | 1.7 | E | 8 | 0.104 | F | 8 | 0.16 | F | 8 | -9900 | -9900 | ? | 0
2001-09-02 | 18:00 | 301 | 1342 | 190 | 2 | 8 | 420 | 2 | 15 | 96 | 2 | 8 | 19300 | 2 | 8 | 32900 | 2 | 15 | 11900 | 2 | 8 | 1820 | 2 | 19 | 4 | E | 9 | 4 | E | 9 | 26.3 | E | 9 | 12.2 | E | 9 | 42 | A | 7 | 1004 | E | 9 | 260 | E | 9 | 4.4 | E | 9 | -9900 | ? | 0 | 9433 | E | 9 | 1.8 | E | 8 | 0.104 | F | 8 | 0.16 | F | 8 | -9900 | -9900 | ? | 0
2001-09-02 | 19:00 | 66 | 1018 | 13 | 2 | 8 | 148 | 2 | 15 | 7 | 2 | 8 | 1900 | 2 | 8 | 8400 | 2 | 15 | 1300 | 2 | 8 | 170 | 2 | 19 | 2 | E | 9 | 2 | E | 9 | 21.7 | E | 9 | 11.4 | E | 9 | 52 | A | 7 | 1004 | E | 9 | 230 | E | 9 | 4.8 | E | 9 | -9900 | ? | 0 | 17517 | E | 9 | 1.9 | E | 8 | 0.104 | F | 8 | 0.16 | F | 8 | -9900 | -9900 | ? | 0
2001-09-02 | 20:00 | 0 | 0 | 0 | 2 | 0 | 0 | 2 | 0 | 0 | 2 | 0 | 0 | 2 | 0 | 0 | 2 | 0 | 0 | 2 | 0 | 0 | 2 | 0 | 2 | E | 9 | 2 | E | 9 | 19.3 | E | 9 | 10.8 | E | 9 | 58 | A | 7 | 1004 | E | 9 | 220 | E | 9 | 5.3 | E | 9 | -9900 | ? | 0 | 18264 | E | 9 | 1.9 | E | 8 | 0.104 | F | 8 | 0.16 | F | 8 | -9900 | -9900 | ? | 0
2001-09-02 | 21:00 | 0 | 0 | 0 | 2 | 0 | 0 | 2 | 0 | 0 | 2 | 0 | 0 | 2 | 0 | 0 | 2 | 0 | 0 | 2 | 0 | 0 | 2 | 0 | 1 | E | 9 | 1 | E | 9 | 17.4 | E | 9 | 10.3 | E | 9 | 63 | A | 7 | 1004 | E | 9 | 220 | E | 9 | 4.8 | E | 9 | -9900 | ? | 0 | 19011 | E | 9 | 2 | E | 8 | 0.104 | F | 8 | 0.16 | F | 8 | -9900 | -9900 | ? | 0
2001-09-02 | 22:00 | 0 | 0 | 0 | 2 | 0 | 0 | 2 | 0 | 0 | 2 | 0 | 0 | 2 | 0 | 0 | 2 | 0 | 0 | 2 | 0 | 0 | 2 | 0 | 1 | E | 9 | 1 | E | 9 | 15.6 | E | 9 | 9.5 | E | 9 | 67 | A | 7 | 1004 | E | 9 | 210 | E | 9 | 3.7 | E | 9 | -9900 | ? | 0 | 19759 | E | 9 | 2.1 | E | 8 | 0.104 | F | 8 | 0.16 | F | 8 | -9900 | -9900 | ? | 0
2001-09-02 | 23:00 | 0 | 0 | 0 | 2 | 0 | 0 | 2 | 0 | 0 | 2 | 0 | 0 | 2 | 0 | 0 | 2 | 0 | 0 | 2 | 0 | 0 | 2 | 0 | 1 | E | 9 | 1 | E | 9 | 13.4 | E | 9 | 8.7 | E | 9 | 73 | A | 7 | 1004 | E | 9 | 200 | E | 9 | 3.7 | E | 9 | -9900 | ? | 0 | 20506 | E | 9 | 2.1 | E | 8 | 0.104 | F | 8 | 0.16 | F | 8 | -9900 | -9900 | ? | 0
2001-09-02 | 24:00 | 0 | 0 | 0 | 2 | 0 | 0 | 2 | 0 | 0 | 2 | 0 | 0 | 2 | 0 | 0 | 2 | 0 | 0 | 2 | 0 | 0 | 2 | 0 | 0 | E | 9 | 0 | E | 9 | 11.7 | E | 9 | 7.7 | E | 9 | 76 | A | 7 | 1004 | E | 9 | 170 | E | 9 | 3.1 | E | 9 | -9900 | ? | 0 | 21253 | E | 9 | 2.1 | E | 8 | 0.104 | F | 8 | 0.16 | F | 8 | -9900 | -9900 | ? | 0
2001-09-03 | 1:00 | 0 | 0 | 0 | 2 | 0 | 0 | 2 | 0 | 0 | 2 | 0 | 0 | 2 | 0 | 0 | 2 | 0 | 0 | 2 | 0 | 0 | 2 | 0 | 0 | E | 9 | 0 | E | 9 | 10 | A | 7 | 7 | A | 7 | 82 | A | 7 | 1004 | E | 9 | 210 | A | 7 | 1.5 | A | 7 | 16100 | A | 7 | 77777 | A | 7 | 2 | E | 8 | 0.103 | F | 8 | 0.16 | F | 8 | -9900 | -9900 | ? | 0
2001-09-03 | 2:00 | 0 | 0 | 0 | 2 | 0 | 0 | 2 | 0 | 0 | 2 | 0 | 0 | 2 | 0 | 0 | 2 | 0 | 0 | 2 | 0 | 0 | 2 | 0 | 0 | E | 9 | 0 | E | 9 | 9.3 | E | 9 | 6.8 | E | 9 | 84 | A | 7 | 1004 | E | 9 | 180 | E | 9 | 0.4 | E | 9 | -9900 | ? | 0 | 77777 | E | 9 | 2 | E | 8 | 0.103 | F | 8 | 0.16 | F | 8 | -9900 | -9900 | ? | 0
2001-09-03 | 3:00 | 0 | 0 | 0 | 2 | 0 | 0 | 2 | 0 | 0 | 2 | 0 | 0 | 2 | 0 | 0 | 2 | 0 | 0 | 2 | 0 | 0 | 2 | 0 | 1 | E | 9 | 0 | E | 9 | 9.8 | E | 9 | 7.6 | E | 9 | 86 | A | 7 | 1004 | E | 9 | 140 | E | 9 | 1.3 | E | 9 | -9900 | ? | 0 | 77777 | E | 9 | 2 | E | 8 | 0.103 | F | 8 | 0.16 | F | 8 | -9900 | -9900 | ? | 0
2001-09-03 | 4:00 | 0 | 0 | 0 | 2 | 0 | 0 | 2 | 0 | 0 | 2 | 0 | 0 | 2 | 0 | 0 | 2 | 0 | 0 | 2 | 0 | 0 | 2 | 0 | 1 | E | 9 | 1 | E | 9 | 9.6 | E | 9 | 6.9 | E | 9 | 83 | A | 7 | 1004 | E | 9 | 140 | E | 9 | 1.7 | E | 9 | -9900 | ? | 0 | 77777 | E | 9 | 2 | E | 8 | 0.103 | F | 8 | 0.16 | F | 8 | -9900 | -9900 | ? | 0
2001-09-03 | 5:00 | 0 | 0 | 0 | 2 | 0 | 0 | 2 | 0 | 0 | 2 | 0 | 0 | 2 | 0 | 0 | 2 | 0 | 0 | 2 | 0 | 0 | 2 | 0 | 0 | E | 9 | 0 | E | 9 | 8.4 | E | 9 | 6.6 | E | 9 | 88 | A | 7 | 1004 | E | 9 | 320 | E | 9 | 0.1 | E | 9 | -9900 | ? | 0 | 77777 | E | 9 | 2 | E | 8 | 0.103 | F | 8 | 0.16 | F | 8 | -9900 | -9900 | ? | 0
2001-09-03 | 6:00 | 12 | 459 | 0 | 2 | 8 | 0 | 2 | 15 | 0 | 2 | 8 | 0 | 2 | 8 | 0 | 2 | 15 | 0 | 2 | 8 | 0 | 2 | 19 | 0 | E | 9 | 0 | E | 9 | 7.7 | E | 9 | 6.4 | E | 9 | 91 | A | 7 | 1004 | E | 9 | 160 | E | 9 | 2.1 | E | 9 | -9900 | ? | 0 | 77777 | E | 9 | 2 | E | 8 | 0.103 | F | 8 | 0.16 | F | 8 | -9900 | -9900 | ? | 0
2001-09-03 | 7:00 | 196 | 1343 | 88 | 2 | 8 | 427 | 2 | 15 | 25 | 2 | 8 | 9000 | 2 | 8 | 30700 | 2 | 15 | 4600 | 2 | 8 | 520 | 2 | 19 | 0 | E | 9 | 0 | E | 9 | 9.9 | E | 9 | 8.4 | E | 9 | 90 | A | 7 | 1004 | E | 9 | 160 | E | 9 | 4 | E | 9 | -9900 | ? | 0 | 77777 | E | 9 | 2 | E | 8 | 0.103 | F | 8 | 0.16 | F | 8 | -9900 | -9900 | ? | 0
2001-09-03 | 8:00 | 436 | 1343 | 266 | 2 | 8 | 621 | 2 | 15 | 64 | 2 | 8 | 28000 | 2 | 8 | 56600 | 2 | 15 | 9600 | 2 | 8 | 1250 | 2 | 19 | 0 | E | 9 | 0 | E | 9 | 14.2 | E | 9 | 9.3 | E | 9 | 72 | A | 7 | 1004 | E | 9 | 160 | E | 9 | 3.4 | E | 9 | -9900 | ? | 0 | 21787 | E | 9 | 2 | E | 8 | 0.103 | F | 8 | 0.16 | F | 8 | -9900 | -9900 | ? | 0
2001-09-03 | 9:00 | 656 | 1343 | 447 | 2 | 8 | 749 | 2 | 15 | 80 | 2 | 8 | 47000 | 2 | 8 | 73400 | 2 | 15 | 11100 | 2 | 8 | 1740 | 2 | 19 | 2 | E | 9 | 2 | E | 9 | 15.8 | E | 9 | 10.2 | E | 9 | 69 | A | 7 | 1004 | E | 9 | 200 | E | 9 | 3.3 | E | 9 | -9900 | ? | 0 | 21923 | E | 9 | 2 | E | 8 | 0.103 | F | 8 | 0.16 | F | 8 | -9900 | -9900 | ? | 0
2001-09-03 | 10:00 | 840 | 1343 | 605 | 2 | 8 | 817 | 2 | 15 | 93 | 2 | 8 | 64800 | 2 | 8 | 82200 | 2 | 15 | 13200 | 2 | 8 | 2350 | 2 | 19 | 2 | E | 9 | 2 | E | 9 | 19 | A | 7 | 11 | A | 7 | 60 | A | 7 | 1004 | E | 9 | 30 | E | 9 | 2.2 | E | 9 | 16100 | A | 7 | 77777 | A | 7 | 2 | E | 8 | 0.103 | F | 8 | 0.16 | F | 8 | -9900 | -9900 | ? | 0
2001-09-03 | 11:00 | 975 | 1343 | 743 | 2 | 8 | 832 | 2 | 15 | 138 | 2 | 8 | 77800 | 2 | 8 | 83500 | 2 | 15 | 17100 | 2 | 8 | 3790 | 2 | 19 | 1 | E | 9 | 1 | E | 9 | 22 | A | 7 | 10 | A | 7 | 46 | A | 7 | 1004 | E | 9 | 40 | A | 7 | 2.6 | A | 7 | 16100 | A | 7 | 77777 | A | 7 | 1.9 | E | 8 | 0.103 | F | 8 | 0.16 | F | 8 | -9900 | -9900 | ? | 0
2001-09-03 | 12:00 | 1051 | 1343 | 561 | 2 | 8 | 293 | 2 | 15 | 330 | 2 | 8 | 61100 | 2 | 8 | 31700 | 2 | 15 | 36200 | 2 | 8 | 11140 | 2 | 19 | 0 | E | 9 | 0 | E | 9 | 24.7 | E | 9 | 10.5 | E | 9 | 41 | A | 7 | 1004 | E | 9 | 230 | E | 9 | 4.6 | E | 9 | -9900 | ? | 0 | 77777 | E | 9 | 1.9 | E | 8 | 0.103 | F | 8 | 0.16 | F | 8 | -9900 | -9900 | ? | 0
2001-09-03 | 13:00 | 1064 | 1343 | 698 | 2 | 8 | 554 | 2 | 15 | 258 | 2 | 8 | 75500 | 2 | 8 | 57800 | 2 | 15 | 29500 | 2 | 8 | 9080 | 2 | 19 | 0 | E | 9 | 0 | E | 9 | 26.3 | E | 9 | 10.4 | E | 9 | 37 | A | 7 | 1004 | E | 9 | 130 | E | 9 | 3.8 | E | 9 | -9900 | ? | 0 | 77777 | E | 9 | 1.9 | E | 8 | 0.103 | F | 8 | 0.16 | F | 8 | -9900 | -9900 | ? | 0
2001-09-03 | 14:00 | 1013 | 1343 | 682 | 2 | 8 | 613 | 2 | 15 | 219 | 2 | 8 | 71500 | 2 | 8 | 61900 | 2 | 15 | 24700 | 2 | 8 | 6780 | 2 | 19 | 0 | E | 9 | 0 | E | 9 | 27.9 | E | 9 | 9.3 | E | 9 | 31 | A | 7 | 1004 | E | 9 | 130 | E | 9 | 5.3 | E | 9 | -9900 | ? | 0 | 77777 | E | 9 | 1.9 | E | 8 | 0.103 | F | 8 | 0.16 | F | 8 | -9900 | -9900 | ? | 0
2001-09-03 | 15:00 | 901 | 1343 | 657 | 2 | 8 | 779 | 2 | 15 | 133 | 2 | 8 | 68300 | 2 | 8 | 77700 | 2 | 15 | 16000 | 2 | 8 | 3240 | 2 | 19 | 0 | E | 9 | 0 | E | 9 | 28.9 | E | 9 | 11.4 | E | 9 | 34 | A | 7 | 1004 | E | 9 | 80 | E | 9 | 6.2 | E | 9 | -9900 | ? | 0 | 77777 | E | 9 | 1.9 | E | 8 | 0.103 | F | 8 | 0.16 | F | 8 | -9900 | -9900 | ? | 0
2001-09-03 | 16:00 | 736 | 1343 | 536 | 2 | 8 | 777 | 2 | 15 | 109 | 2 | 8 | 55300 | 2 | 8 | 76400 | 2 | 15 | 13400 | 2 | 8 | 2270 | 2 | 19 | 1 | E | 9 | 1 | E | 9 | 27.6 | E | 9 | 11.8 | E | 9 | 37 | A | 7 | 1004 | E | 9 | 20 | E | 9 | 7.1 | E | 9 | -9900 | ? | 0 | 19570 | E | 9 | 1.9 | E | 8 | 0.103 | F | 8 | 0.16 | F | 8 | -9900 | -9900 | ? | 0
2001-09-03 | 17:00 | 528 | 1343 | 371 | 2 | 8 | 660 | 2 | 15 | 111 | 2 | 8 | 38200 | 2 | 8 | 61800 | 2 | 15 | 13800 | 2 | 8 | 2110 | 2 | 19 | 0 | E | 9 | 0 | E | 9 | 25.2 | E | 9 | 11.7 | E | 9 | 43 | A | 7 | 1004 | E | 9 | 330 | E | 9 | 8 | E | 9 | -9900 | ? | 0 | 77777 | E | 9 | 1.9 | E | 8 | 0.103 | F | 8 | 0.16 | F | 8 | -9900 | -9900 | ? | 0
2001-09-03 | 18:00 | 294 | 1343 | 182 | 2 | 8 | 385 | 2 | 15 | 98 | 2 | 8 | 18400 | 2 | 8 | 29800 | 2 | 15 | 11800 | 2 | 8 | 1870 | 2 | 19 | 0 | E | 9 | 0 | E | 9 | 22.9 | E | 9 | 11.2 | E | 9 | 48 | A | 7 | 1004 | E | 9 | 300 | E | 9 | 5.8 | E | 9 | -9900 | ? | 0 | 77777 | E | 9 | 1.9 | E | 8 | 0.103 | F | 8 | 0.16 | F | 8 | -9900 | -9900 | ? | 0
2001-09-03 | 19:00 | 61 | 974 | 10 | 2 | 8 | 127 | 2 | 15 | 6 | 2 | 8 | 1600 | 2 | 8 | 7200 | 2 | 15 | 1100 | 2 | 8 | 150 | 2 | 19 | 0 | E | 9 | 0 | E | 9 | 18.9 | E | 9 | 10.5 | E | 9 | 58 | A | 7 | 1004 | E | 9 | 300 | E | 9 | 5.6 | E | 9 | -9900 | ? | 0 | 77777 | E | 9 | 1.9 | E | 8 | 0.103 | F | 8 | 0.16 | F | 8 | -9900 | -9900 | ? | 0
2001-09-03 | 20:00 | 0 | 0 | 0 | 2 | 0 | 0 | 2 | 0 | 0 | 2 | 0 | 0 | 2 | 0 | 0 | 2 | 0 | 0 | 2 | 0 | 0 | 2 | 0 | 1 | E | 9 | 1 | E | 9 | 16.6 | E | 9 | 9.3 | E | 9 | 62 | A | 7 | 1004 | E | 9 | 360 | E | 9 | 3.5 | E | 9 | -9900 | ? | 0 | 18454 | E | 9 | 1.9 | E | 8 | 0.103 | F | 8 | 0.16 | F | 8 | -9900 | -9900 | ? | 0
2001-09-03 | 21:00 | 0 | 0 | 0 | 2 | 0 | 0 | 2 | 0 | 0 | 2 | 0 | 0 | 2 | 0 | 0 | 2 | 0 | 0 | 2 | 0 | 0 | 2 | 0 | 1 | E | 9 | 1 | E | 9 | 14.8 | E | 9 | 8.7 | E | 9 | 67 | A | 7 | 1004 | E | 9 | 360 | E | 9 | 3.4 | E | 9 | -9900 | ? | 0 | 16481 | E | 9 | 1.8 | E | 8 | 0.103 | F | 8 | 0.16 | F | 8 | -9900 | -9900 | ? | 0
2001-09-03 | 22:00 | 0 | 0 | 0 | 2 | 0 | 0 | 2 | 0 | 0 | 2 | 0 | 0 | 2 | 0 | 0 | 2 | 0 | 0 | 2 | 0 | 0 | 2 | 0 | 1 | E | 9 | 1 | E | 9 | 13.6 | E | 9 | 8.7 | E | 9 | 72 | A | 7 | 1004 | E | 9 | 10 | E | 9 | 3.2 | E | 9 | -9900 | ? | 0 | 17627 | E | 9 | 1.8 | E | 8 | 0.103 | F | 8 | 0.16 | F | 8 | -9900 | -9900 | ? | 0
2001-09-03 | 23:00 | 0 | 0 | 0 | 2 | 0 | 0 | 2 | 0 | 0 | 2 | 0 | 0 | 2 | 0 | 0 | 2 | 0 | 0 | 2 | 0 | 0 | 2 | 0 | 0 | E | 9 | 0 | E | 9 | 12.4 | E | 9 | 8.6 | E | 9 | 78 | A | 7 | 1004 | E | 9 | 320 | E | 9 | 4.6 | E | 9 | -9900 | ? | 0 | 77777 | E | 9 | 1.8 | E | 8 | 0.103 | F | 8 | 0.16 | F | 8 | -9900 | -9900 | ? | 0
2001-09-03 | 24:00 | 0 | 0 | 0 | 2 | 0 | 0 | 2 | 0 | 0 | 2 | 0 | 0 | 2 | 0 | 0 | 2 | 0 | 0 | 2 | 0 | 0 | 2 | 0 | 1 | E | 9 | 1 | E | 9 | 11.2 | E | 9 | 7.9 | E | 9 | 80 | A | 7 | 1004 | E | 9 | 10 | E | 9 | 3 | E | 9 | -9900 | ? | 0 | 14249 | E | 9 | 1.8 | E | 8 | 0.103 | F | 8 | 0.16 | F | 8 | -9900 | -9900 | ? | 0
2001-09-04 | 1:00 | 0 | 0 | 0 | 2 | 0 | 0 | 2 | 0 | 0 | 2 | 0 | 0 | 2 | 0 | 0 | 2 | 0 | 0 | 2 | 0 | 0 | 2 | 0 | 1 | E | 9 | 1 | E | 9 | 11.1 | E | 9 | 7.8 | E | 9 | 80 | A | 7 | 1004 | E | 9 | 10 | E | 9 | 2.8 | E | 9 | -9900 | ? | 0 | 13625 | E | 9 | 1.8 | E | 8 | 0.103 | F | 8 | 0.16 | F | 8 | -9900 | -9900 | ? | 0
2001-09-04 | 2:00 | 0 | 0 | 0 | 2 | 0 | 0 | 2 | 0 | 0 | 2 | 0 | 0 | 2 | 0 | 0 | 2 | 0 | 0 | 2 | 0 | 0 | 2 | 0 | 1 | E | 9 | 1 | E | 9 | 10.3 | E | 9 | 7.8 | E | 9 | 84 | A | 7 | 1004 | E | 9 | 360 | E | 9 | 2.7 | E | 9 | -9900 | ? | 0 | 13046 | E | 9 | 1.8 | E | 8 | 0.103 | F | 8 | 0.16 | F | 8 | -9900 | -9900 | ? | 0
2001-09-04 | 3:00 | 0 | 0 | 0 | 2 | 0 | 0 | 2 | 0 | 0 | 2 | 0 | 0 | 2 | 0 | 0 | 2 | 0 | 0 | 2 | 0 | 0 | 2 | 0 | 1 | E | 9 | 1 | E | 9 | 9.7 | E | 9 | 7.7 | E | 9 | 87 | A | 7 | 1004 | E | 9 | 360 | E | 9 | 2.6 | E | 9 | -9900 | ? | 0 | 12467 | E | 9 | 1.8 | E | 8 | 0.103 | F | 8 | 0.16 | F | 8 | -9900 | -9900 | ? | 0
2001-09-04 | 4:00 | 0 | 0 | 0 | 2 | 0 | 0 | 2 | 0 | 0 | 2 | 0 | 0 | 2 | 0 | 0 | 2 | 0 | 0 | 2 | 0 | 0 | 2 | 0 | 1 | E | 9 | 1 | E | 9 | 9.6 | E | 9 | 7.6 | E | 9 | 87 | A | 7 | 1004 | E | 9 | 360 | E | 9 | 2.4 | E | 9 | -9900 | ? | 0 | 11873 | E | 9 | 1.8 | E | 8 | 0.103 | F | 8 | 0.16 | F | 8 | -9900 | -9900 | ? | 0
2001-09-04 | 5:00 | 0 | 0 | 0 | 2 | 0 | 0 | 2 | 0 | 0 | 2 | 0 | 0 | 2 | 0 | 0 | 2 | 0 | 0 | 2 | 0 | 0 | 2 | 0 | 1 | E | 9 | 1 | E | 9 | 9.5 | E | 9 | 6.9 | E | 9 | 84 | A | 7 | 1004 | E | 9 | 280 | E | 9 | 3.8 | E | 9 | -9900 | ? | 0 | 11309 | E | 9 | 1.8 | E | 8 | 0.103 | F | 8 | 0.16 | F | 8 | -9900 | -9900 | ? | 0
2001-09-04 | 6:00 | 11 | 414 | 0 | 2 | 8 | 0 | 2 | 15 | 0 | 2 | 8 | 0 | 2 | 8 | 0 | 2 | 15 | 0 | 2 | 8 | 0 | 2 | 19 | 1 | E | 9 | 1 | E | 9 | 8.8 | E | 9 | 6.9 | E | 9 | 88 | A | 7 | 1004 | E | 9 | 10 | E | 9 | 2.1 | E | 9 | -9900 | ? | 0 | 10835 | E | 9 | 1.8 | E | 8 | 0.103 | F | 8 | 0.16 | F | 8 | -9900 | -9900 | ? | 0
2001-09-04 | 7:00 | 192 | 1344 | 31 | 2 | 8 | 0 | 2 | 15 | 31 | 2 | 8 | 3600 | 2 | 8 | 0 | 2 | 15 | 3600 | 2 | 8 | 1160 | 2 | 19 | 1 | E | 9 | 1 | E | 9 | 10.4 | E | 9 | 7.4 | E | 9 | 82 | A | 7 | 1004 | E | 9 | 10 | E | 9 | 3.5 | E | 9 | -9900 | ? | 0 | 10241 | E | 9 | 1.8 | E | 8 | 0.103 | F | 8 | 0.16 | F | 8 | -9900 | -9900 | ? | 0
2001-09-04 | 8:00 | 432 | 1344 | 52 | 2 | 8 | 0 | 2 | 15 | 52 | 2 | 8 | 6200 | 2 | 8 | 0 | 2 | 15 | 6200 | 2 | 8 | 2260 | 2 | 19 | 1 | E | 9 | 1 | E | 9 | 12 | E | 9 | 7.9 | E | 9 | 76 | A | 7 | 1004 | E | 9 | 360 | E | 9 | 3.4 | E | 9 | -9900 | ? | 0 | 9677 | E | 9 | 1.8 | E | 8 | 0.103 | F | 8 | 0.16 | F | 8 | -9900 | -9900 | ? | 0
2001-09-04 | 9:00 | 652 | 1344 | 231 | 2 | 8 | 58 | 2 | 15 | 203 | 2 | 8 | 25400 | 2 | 8 | 5800 | 2 | 15 | 22600 | 2 | 8 | 6030 | 2 | 19 | 1 | E | 9 | 1 | E | 9 | 13.5 | E | 9 | 8.3 | E | 9 | 71 | A | 7 | 1004 | E | 9 | 40 | E | 9 | 5.8 | E | 9 | -9900 | ? | 0 | 9143 | E | 9 | 1.8 | E | 8 | 0.103 | F | 8 | 0.16 | F | 8 | -9900 | -9900 | ? | 0
2001-09-04 | 10:00 | 836 | 1344 | 540 | 2 | 8 | 505 | 2 | 15 | 225 | 2 | 8 | 57100 | 2 | 8 | 51900 | 2 | 15 | 24700 | 2 | 8 | 5520 | 2 | 19 | 1 | E | 9 | 1 | E | 9 | 15.1 | E | 9 | 8.8 | E | 9 | 66 | A | 7 | 1004 | E | 9 | 40 | E | 9 | 6.7 | E | 9 | -9900 | ? | 0 | 8729 | E | 9 | 1.8 | E | 8 | 0.103 | F | 8 | 0.16 | F | 8 | -9900 | -9900 | ? | 0
2001-09-04 | 11:00 | 971 | 1344 | 675 | 2 | 8 | 594 | 2 | 15 | 245 | 2 | 8 | 72400 | 2 | 8 | 61700 | 2 | 15 | 27600 | 2 | 8 | 7200 | 2 | 19 | 1 | E | 9 | 1 | E | 9 | 17.1 | E | 9 | 8.8 | E | 9 | 58 | A | 7 | 1004 | E | 9 | 30 | E | 9 | 7.1 | E | 9 | -9900 | ? | 0 | 8105 | E | 9 | 1.7 | E | 8 | 0.103 | F | 8 | 0.16 | F | 8 | -9900 | -9900 | ? | 0
2001-09-04 | 12:00 | 1047 | 1344 | 230 | 2 | 8 | 24 | 2 | 15 | 211 | 2 | 8 | 25500 | 2 | 8 | 2400 | 2 | 15 | 23600 | 2 | 8 | 8780 | 2 | 19 | 0 | E | 9 | 0 | E | 9 | 19.2 | E | 9 | 8.7 | E | 9 | 51 | A | 7 | 1004 | E | 9 | 10 | E | 9 | 6.9 | E | 9 | -9900 | ? | 0 | 77777 | E | 9 | 1.7 | E | 8 | 0.103 | F | 8 | 0.16 | F | 8 | -9900 | -9900 | ? | 0
2001-09-04 | 13:00 | 1060 | 1344 | 527 | 2 | 8 | 193 | 2 | 15 | 374 | 2 | 8 | 57700 | 2 | 8 | 20500 | 2 | 15 | 41500 | 2 | 8 | 13130 | 2 | 19 | 0 | E | 9 | 0 | E | 9 | 20.8 | E | 9 | 9.1 | E | 9 | 47 | A | 7 | 1004 | E | 9 | 360 | E | 9 | 6.3 | E | 9 | -9900 | ? | 0 | 77777 | E | 9 | 1.6 | E | 8 | 0.103 | F | 8 | 0.16 | F | 8 | -9900 | -9900 | ? | 0
2001-09-04 | 14:00 | 1008 | 1344 | 472 | 2 | 8 | 133 | 2 | 15 | 372 | 2 | 8 | 51500 | 2 | 8 | 14100 | 2 | 15 | 40900 | 2 | 8 | 12170 | 2 | 19 | 0 | E | 9 | 0 | E | 9 | 24 | E | 9 | 6.8 | E | 9 | 33 | A | 7 | 1004 | E | 9 | 360 | E | 9 | 5.2 | E | 9 | -9900 | ? | 0 | 77777 | E | 9 | 1.6 | E | 8 | 0.103 | F | 8 | 0.16 | F | 8 | -9900 | -9900 | ? | 0
2001-09-04 | 15:00 | 895 | 1344 | 329 | 2 | 8 | 74 | 2 | 15 | 280 | 2 | 8 | 36300 | 2 | 8 | 7500 | 2 | 15 | 31300 | 2 | 8 | 9700 | 2 | 19 | 0 | E | 9 | 0 | E | 9 | 24.5 | E | 9 | 7.4 | E | 9 | 33 | A | 7 | 1004 | E | 9 | 30 | E | 9 | 6.5 | E | 9 | -9900 | ? | 0 | 7079 | E | 9 | 1.5 | E | 8 | 0.103 | F | 8 | 0.16 | F | 8 | -9900 | -9900 | ? | 0
2001-09-04 | 16:00 | 729 | 1344 | 501 | 2 | 8 | 558 | 2 | 15 | 197 | 2 | 8 | 52600 | 2 | 8 | 56500 | 2 | 15 | 21900 | 2 | 8 | 4370 | 2 | 19 | 0 | E | 9 | 0 | E | 9 | 24.4 | E | 9 | 8.4 | E | 9 | 36 | A | 7 | 1004 | E | 9 | 30 | E | 9 | 5.9 | E | 9 | -9900 | ? | 0 | 77777 | E | 9 | 1.5 | E | 8 | 0.103 | F | 8 | 0.16 | F | 8 | -9900 | -9900 | ? | 0
2001-09-04 | 17:00 | 522 | 1344 | 331 | 2 | 8 | 536 | 2 | 15 | 123 | 2 | 8 | 35000 | 2 | 8 | 51100 | 2 | 15 | 15100 | 2 | 8 | 2380 | 2 | 19 | 0 | E | 9 | 0 | E | 9 | 22.1 | E | 9 | 9.4 | E | 9 | 44 | A | 7 | 1004 | E | 9 | 20 | E | 9 | 5.8 | E | 9 | -9900 | ? | 0 | 77777 | E | 9 | 1.4 | E | 8 | 0.103 | F | 8 | 0.16 | F | 8 | -9900 | -9900 | ? | 0
2001-09-04 | 18:00 | 287 | 1344 | 188 | 2 | 8 | 324 | 2 | 15 | 119 | 2 | 8 | 19200 | 2 | 8 | 24900 | 2 | 15 | 13900 | 2 | 8 | 2540 | 2 | 19 | 0 | E | 9 | 0 | E | 9 | 18.6 | E | 9 | 8.7 | E | 9 | 52 | A | 7 | 1004 | E | 9 | 40 | E | 9 | 5.1 | E | 9 | -9900 | ? | 0 | 77777 | E | 9 | 1.4 | E | 8 | 0.103 | F | 8 | 0.16 | F | 8 | -9900 | -9900 | ? | 0
2001-09-04 | 19:00 | 56 | 952 | 9 | 2 | 8 | 100 | 2 | 15 | 6 | 2 | 8 | 1400 | 2 | 8 | 5600 | 2 | 15 | 1000 | 2 | 8 | 150 | 2 | 19 | 0 | E | 9 | 0 | E | 9 | 14.7 | E | 9 | 8.2 | E | 9 | 65 | A | 7 | 1004 | E | 9 | 330 | E | 9 | 2.9 | E | 9 | -9900 | ? | 0 | 77777 | E | 9 | 1.3 | E | 8 | 0.103 | F | 8 | 0.16 | F | 8 | -9900 | -9900 | ? | 0
2001-09-04 | 20:00 | 0 | 0 | 0 | 2 | 0 | 0 | 2 | 0 | 0 | 2 | 0 | 0 | 2 | 0 | 0 | 2 | 0 | 0 | 2 | 0 | 0 | 2 | 0 | 0 | E | 9 | 0 | E | 9 | 12.3 | E | 9 | 7.5 | E | 9 | 72 | A | 7 | 1004 | E | 9 | 320 | E | 9 | 3.3 | E | 9 | -9900 | ? | 0 | 77777 | E | 9 | 1.3 | E | 8 | 0.103 | F | 8 | 0.16 | F | 8 | -9900 | -9900 | ? | 0
2001-09-04 | 21:00 | 0 | 0 | 0 | 2 | 0 | 0 | 2 | 0 | 0 | 2 | 0 | 0 | 2 | 0 | 0 | 2 | 0 | 0 | 2 | 0 | 0 | 2 | 0 | 0 | E | 9 | 0 | E | 9 | 11 | E | 9 | 7.4 | E | 9 | 78 | A | 7 | 1004 | E | 9 | 310 | E | 9 | 3.1 | E | 9 | -9900 | ? | 0 | 77777 | E | 9 | 1.2 | E | 8 | 0.103 | F | 8 | 0.16 | F | 8 | -9900 | -9900 | ? | 0
2001-09-04 | 22:00 | 0 | 0 | 0 | 2 | 0 | 0 | 2 | 0 | 0 | 2 | 0 | 0 | 2 | 0 | 0 | 2 | 0 | 0 | 2 | 0 | 0 | 2 | 0 | 0 | E | 9 | 0 | E | 9 | 10.4 | E | 9 | 6.8 | E | 9 | 78 | A | 7 | 1004 | E | 9 | 320 | E | 9 | 2.5 | E | 9 | -9900 | ? | 0 | 77777 | E | 9 | 1.2 | E | 8 | 0.103 | F | 8 | 0.16 | F | 8 | -9900 | -9900 | ? | 0
2001-09-04 | 23:00 | 0 | 0 | 0 | 2 | 0 | 0 | 2 | 0 | 0 | 2 | 0 | 0 | 2 | 0 | 0 | 2 | 0 | 0 | 2 | 0 | 0 | 2 | 0 | 0 | E | 9 | 0 | E | 9 | 9.7 | E | 9 | 6.8 | E | 9 | 82 | A | 7 | 1004 | E | 9 | 310 | E | 9 | 2.9 | E | 9 | -9900 | ? | 0 | 77777 | E | 9 | 1.2 | E | 8 | 0.103 | F | 8 | 0.16 | F | 8 | -9900 | -9900 | ? | 0
2001-09-04 | 24:00 | 0 | 0 | 0 | 2 | 0 | 0 | 2 | 0 | 0 | 2 | 0 | 0 | 2 | 0 | 0 | 2 | 0 | 0 | 2 | 0 | 0 | 2 | 0 | 0 | E | 9 | 0 | E | 9 | 9.1 | E | 9 | 6.7 | E | 9 | 85 | A | 7 | 1004 | E | 9 | 310 | E | 9 | 2.7 | E | 9 | -9900 | ? | 0 | 77777 | E | 9 | 1.1 | E | 8 | 0.103 | F | 8 | 0.16 | F | 8 | -9900 | -9900 | ? | 0
2001-09-05 | 1:00 | 0 | 0 | 0 | 2 | 0 | 0 | 2 | 0 | 0 | 2 | 0 | 0 | 2 | 0 | 0 | 2 | 0 | 0 | 2 | 0 | 0 | 2 | 0 | 0 | E | 9 | 0 | A | 7 | 9 | A | 7 | 6 | A | 7 | 81 | A | 7 | 1004 | E | 9 | 310 | A | 7 | 2.1 | A | 7 | 16100 | A | 7 | 77777 | A | 7 | 1.1 | E | 8 | 0.102 | F | 8 | 0.16 | F | 8 | -9900 | -9900 | ? | 0
2001-09-05 | 2:00 | 0 | 0 | 0 | 2 | 0 | 0 | 2 | 0 | 0 | 2 | 0 | 0 | 2 | 0 | 0 | 2 | 0 | 0 | 2 | 0 | 0 | 2 | 0 | 2 | B | 8 | 2 | B | 8 | 8.5 | B | 8 | 5.9 | B | 8 | 84 | A | 7 | 1004 | E | 9 | 290 | B | 8 | 2.1 | B | 8 | -9900 | ? | 0 | 18683 | B | 8 | 1.1 | E | 8 | 0.102 | F | 8 | 0.16 | F | 8 | -9900 | -9900 | ? | 0
2001-09-05 | 3:00 | 0 | 0 | 0 | 2 | 0 | 0 | 2 | 0 | 0 | 2 | 0 | 0 | 2 | 0 | 0 | 2 | 0 | 0 | 2 | 0 | 0 | 2 | 0 | 3 | B | 8 | 3 | B | 8 | 8.2 | B | 8 | 6 | B | 8 | 86 | A | 7 | 1004 | E | 9 | 270 | B | 8 | 2.1 | B | 8 | -9900 | ? | 0 | 15367 | B | 8 | 1 | E | 8 | 0.102 | F | 8 | 0.16 | F | 8 | -9900 | -9900 | ? | 0
2001-09-05 | 4:00 | 0 | 0 | 0 | 2 | 0 | 0 | 2 | 0 | 0 | 2 | 0 | 0 | 2 | 0 | 0 | 2 | 0 | 0 | 2 | 0 | 0 | 2 | 0 | 5 | B | 8 | 5 | B | 8 | 7.8 | B | 8 | 5.8 | B | 8 | 87 | A | 7 | 1004 | E | 9 | 250 | B | 8 | 2.1 | B | 8 | -9900 | ? | 0 | 12050 | B | 8 | 1 | E | 8 | 0.102 | F | 8 | 0.16 | F | 8 | -9900 | -9900 | ? | 0
2001-09-05 | 5:00 | 0 | 0 | 0 | 2 | 0 | 0 | 2 | 0 | 0 | 2 | 0 | 0 | 2 | 0 | 0 | 2 | 0 | 0 | 2 | 0 | 0 | 2 | 0 | 7 | B | 8 | 7 | B | 8 | 7.6 | B | 8 | 5.8 | B | 8 | 88 | A | 7 | 1004 | E | 9 | 230 | B | 8 | 2.1 | B | 8 | -9900 | ? | 0 | 8733 | B | 8 | 1 | E | 8 | 0.102 | F | 8 | 0.16 | F | 8 | -9900 | -9900 | ? | 0
2001-09-05 | 6:00 | 10 | 392 | 0 | 2 | 8 | 0 | 2 | 15 | 0 | 2 | 8 | 0 | 2 | 8 | 0 | 2 | 15 | 0 | 2 | 8 | 0 | 2 | 19 | 8 | B | 8 | 8 | B | 8 | 7.5 | B | 8 | 5.8 | B | 8 | 89 | A | 7 | 1004 | E | 9 | 210 | B | 8 | 2.1 | B | 8 | -9900 | ? | 0 | 5417 | B | 8 | 0.9 | E | 8 | 0.102 | F | 8 | 0.16 | F | 8 | -9900 | -9900 | ? | 0
2001-09-05 | 7:00 | 187 | 1344 | 49 | 2 | 8 | 36 | 2 | 15 | 44 | 2 | 8 | 5400 | 2 | 8 | 2600 | 2 | 15 | 5000 | 2 | 8 | 1090 | 2 | 19 | 10 | E | 9 | 10 | E | 9 | 9 | A | 7 | 7 | A | 7 | 87 | A | 7 | 1004 | E | 9 | 190 | A | 7 | 2.1 | A | 7 | 16100 | A | 7 | 2100 | A | 7 | 0.9 | E | 8 | 0.102 | F | 8 | 0.16 | F | 8 | -9900 | -9900 | ? | 0
2001-09-05 | 8:00 | 428 | 1344 | 165 | 2 | 8 | 110 | 2 | 15 | 130 | 2 | 8 | 17900 | 2 | 8 | 10200 | 2 | 15 | 14700 | 2 | 8 | 2930 | 2 | 19 | 10 | E | 9 | 10 | E | 9 | 10.1 | E | 9 | 8.1 | E | 9 | 87 | A | 7 | 1004 | E | 9 | 200 | E | 9 | 2 | E | 9 | -9900 | ? | 0 | 1776 | E | 9 | 0.9 | E | 8 | 0.102 | F | 8 | 0.16 | F | 8 | -9900 | -9900 | ? | 0
2001-09-05 | 9:00 | 648 | 1344 | 441 | 2 | 8 | 593 | 2 | 15 | 154 | 2 | 8 | 46800 | 2 | 8 | 59100 | 2 | 15 | 18200 | 2 | 8 | 3180 | 2 | 19 | 10 | E | 9 | 10 | E | 9 | 11.7 | E | 9 | 8 | E | 9 | 78 | A | 7 | 1004 | E | 9 | 250 | E | 9 | 7 | E | 9 | -9900 | ? | 0 | 1451 | E | 9 | 0.8 | E | 8 | 0.102 | F | 8 | 0.16 | F | 8 | -9900 | -9900 | ? | 0
2001-09-05 | 10:00 | 832 | 1344 | 426 | 2 | 8 | 247 | 2 | 15 | 273 | 2 | 8 | 45700 | 2 | 8 | 26300 | 2 | 15 | 29400 | 2 | 8 | 7030 | 2 | 19 | 10 | E | 9 | 10 | E | 9 | 11.6 | E | 9 | 8 | E | 9 | 79 | A | 7 | 1004 | E | 9 | 270 | E | 9 | 7.6 | E | 9 | -9900 | ? | 0 | 1811 | E | 9 | 0.8 | E | 8 | 0.102 | F | 8 | 0.16 | F | 8 | -9900 | -9900 | ? | 0
2001-09-05 | 11:00 | 966 | 1344 | 164 | 2 | 8 | 6 | 2 | 15 | 160 | 2 | 8 | 20000 | 2 | 8 | 400 | 2 | 15 | 19700 | 2 | 8 | 7960 | 2 | 19 | 10 | E | 9 | 10 | E | 9 | 13.2 | E | 9 | 8.5 | E | 9 | 73 | A | 7 | 1004 | E | 9 | 260 | E | 9 | 8 | E | 9 | -9900 | ? | 0 | 2171 | E | 9 | 0.9 | E | 8 | 0.102 | F | 8 | 0.16 | F | 8 | -9900 | -9900 | ? | 0
2001-09-05 | 12:00 | 1042 | 1344 | 124 | 2 | 8 | 0 | 2 | 15 | 124 | 2 | 8 | 15500 | 2 | 8 | 0 | 2 | 15 | 15500 | 2 | 8 | 6510 | 2 | 19 | 10 | E | 9 | 10 | E | 9 | 14.9 | E | 9 | 9 | E | 9 | 68 | A | 7 | 1004 | E | 9 | 260 | E | 9 | 7.9 | E | 9 | -9900 | ? | 0 | 2531 | E | 9 | 1 | E | 8 | 0.102 | F | 8 | 0.16 | F | 8 | -9900 | -9900 | ? | 0
2001-09-05 | 13:00 | 1055 | 1344 | 233 | 2 | 8 | 12 | 2 | 15 | 223 | 2 | 8 | 27900 | 2 | 8 | 1000 | 2 | 15 | 27200 | 2 | 8 | 10800 | 2 | 19 | 10 | E | 9 | 10 | E | 9 | 15.9 | E | 9 | 8.9 | E | 9 | 63 | A | 7 | 1004 | E | 9 | 280 | E | 9 | 7.7 | E | 9 | -9900 | ? | 0 | 2890 | E | 9 | 1.1 | E | 8 | 0.102 | F | 8 | 0.16 | F | 8 | -9900 | -9900 | ? | 0
2001-09-05 | 14:00 | 1003 | 1344 | 657 | 2 | 8 | 492 | 2 | 15 | 290 | 2 | 8 | 69600 | 2 | 8 | 51100 | 2 | 15 | 31400 | 2 | 8 | 9100 | 2 | 19 | 10 | E | 9 | 10 | E | 9 | 17.4 | E | 9 | 8.9 | E | 9 | 57 | A | 7 | 1004 | E | 9 | 270 | E | 9 | 6.5 | E | 9 | -9900 | ? | 0 | 3250 | E | 9 | 1.1 | E | 8 | 0.102 | F | 8 | 0.16 | F | 8 | -9900 | -9900 | ? | 0
2001-09-05 | 15:00 | 889 | 1344 | 565 | 2 | 8 | 491 | 2 | 15 | 239 | 2 | 8 | 59900 | 2 | 8 | 50700 | 2 | 15 | 26300 | 2 | 8 | 6250 | 2 | 19 | 10 | E | 9 | 9 | E | 9 | 19.1 | E | 9 | 9.4 | E | 9 | 53 | A | 7 | 1004 | E | 9 | 260 | E | 9 | 6 | E | 9 | -9900 | ? | 0 | 4498 | E | 9 | 1.2 | E | 8 | 0.102 | F | 8 | 0.16 | F | 8 | -9900 | -9900 | ? | 0
2001-09-05 | 16:00 | 723 | 1344 | 364 | 2 | 8 | 188 | 2 | 15 | 262 | 2 | 8 | 39400 | 2 | 8 | 19400 | 2 | 15 | 28900 | 2 | 8 | 6720 | 2 | 19 | 10 | E | 9 | 10 | E | 9 | 19.6 | E | 9 | 9.9 | E | 9 | 53 | A | 7 | 1004 | E | 9 | 290 | E | 9 | 7.5 | E | 9 | -9900 | ? | 0 | 2805 | E | 9 | 1.3 | E | 8 | 0.102 | F | 8 | 0.16 | F | 8 | -9900 | -9900 | ? | 0
2001-09-05 | 17:00 | 515 | 1344 | 334 | 2 | 8 | 518 | 2 | 15 | 135 | 2 | 8 | 34800 | 2 | 8 | 49100 | 2 | 15 | 16000 | 2 | 8 | 2640 | 2 | 19 | 7 | E | 9 | 6 | E | 9 | 20 | E | 9 | 9.8 | E | 9 | 52 | A | 7 | 1004 | E | 9 | 260 | E | 9 | 5.8 | E | 9 | -9900 | ? | 0 | 6685 | E | 9 | 1.4 | E | 8 | 0.102 | F | 8 | 0.16 | F | 8 | -9900 | -9900 | ? | 0
2001-09-05 | 18:00 | 279 | 1344 | 165 | 2 | 8 | 278 | 2 | 15 | 107 | 2 | 8 | 16900 | 2 | 8 | 21100 | 2 | 15 | 12500 | 2 | 8 | 2230 | 2 | 19 | 9 | E | 9 | 9 | E | 9 | 18.9 | E | 9 | 9.8 | E | 9 | 55 | A | 7 | 1004 | E | 9 | 290 | E | 9 | 5.7 | E | 9 | -9900 | ? | 0 | 3621 | E | 9 | 1.5 | E | 8 | 0.102 | F | 8 | 0.16 | F | 8 | -9900 | -9900 | ? | 0
2001-09-05 | 19:00 | 51 | 907 | 6 | 2 | 8 | 79 | 2 | 15 | 4 | 2 | 8 | 1000 | 2 | 8 | 4400 | 2 | 15 | 700 | 2 | 8 | 110 | 2 | 19 | 9 | E | 9 | 9 | E | 9 | 14.9 | E | 9 | 9.3 | E | 9 | 69 | A | 7 | 1004 | E | 9 | 280 | E | 9 | 3.6 | E | 9 | -9900 | ? | 0 | 4029 | E | 9 | 1.6 | E | 8 | 0.102 | F | 8 | 0.16 | F | 8 | -9900 | -9900 | ? | 0
2001-09-05 | 20:00 | 0 | 0 | 0 | 2 | 0 | 0 | 2 | 0 | 0 | 2 | 0 | 0 | 2 | 0 | 0 | 2 | 0 | 0 | 2 | 0 | 0 | 2 | 0 | 4 | E | 9 | 3 | E | 9 | 13.1 | E | 9 | 8.1 | E | 9 | 72 | A | 7 | 1004 | E | 9 | 260 | E | 9 | 3.1 | E | 9 | -9900 | ? | 0 | 9967 | E | 9 | 1.7 | E | 8 | 0.102 | F | 8 | 0.16 | F | 8 | -9900 | -9900 | ? | 0
2001-09-05 | 21:00 | 0 | 0 | 0 | 2 | 0 | 0 | 2 | 0 | 0 | 2 | 0 | 0 | 2 | 0 | 0 | 2 | 0 | 0 | 2 | 0 | 0 | 2 | 0 | 3 | E | 9 | 3 | E | 9 | 11.5 | E | 9 | 7.5 | E | 9 | 76 | A | 7 | 1004 | E | 9 | 230 | E | 9 | 4 | E | 9 | -9900 | ? | 0 | 11061 | E | 9 | 1.8 | E | 8 | 0.102 | F | 8 | 0.16 | F | 8 | -9900 | -9900 | ? | 0
2001-09-05 | 22:00 | 0 | 0 | 0 | 2 | 0 | 0 | 2 | 0 | 0 | 2 | 0 | 0 | 2 | 0 | 0 | 2 | 0 | 0 | 2 | 0 | 0 | 2 | 0 | 3 | E | 9 | 3 | E | 9 | 10.8 | E | 9 | 7.4 | E | 9 | 79 | A | 7 | 1004 | E | 9 | 280 | E | 9 | 3.4 | E | 9 | -9900 | ? | 0 | 12155 | E | 9 | 1.8 | E | 8 | 0.102 | F | 8 | 0.16 | F | 8 | -9900 | -9900 | ? | 0
2001-09-05 | 23:00 | 0 | 0 | 0 | 2 | 0 | 0 | 2 | 0 | 0 | 2 | 0 | 0 | 2 | 0 | 0 | 2 | 0 | 0 | 2 | 0 | 0 | 2 | 0 | 3 | E | 9 | 2 | E | 9 | 10.2 | E | 9 | 7.4 | E | 9 | 83 | A | 7 | 1004 | E | 9 | 270 | E | 9 | 3.3 | E | 9 | -9900 | ? | 0 | 13249 | E | 9 | 1.8 | E | 8 | 0.102 | F | 8 | 0.16 | F | 8 | -9900 | -9900 | ? | 0
2001-09-05 | 24:00 | 0 | 0 | 0 | 2 | 0 | 0 | 2 | 0 | 0 | 2 | 0 | 0 | 2 | 0 | 0 | 2 | 0 | 0 | 2 | 0 | 0 | 2 | 0 | 2 | E | 9 | 2 | E | 9 | 9.6 | E | 9 | 7.3 | E | 9 | 86 | A | 7 | 1004 | E | 9 | 280 | E | 9 | 3.8 | E | 9 | -9900 | ? | 0 | 14343 | E | 9 | 1.8 | E | 8 | 0.102 | F | 8 | 0.16 | F | 8 | -9900 | -9900 | ? | 0
2001-09-06 | 1:00 | 0 | 0 | 0 | 2 | 0 | 0 | 2 | 0 | 0 | 2 | 0 | 0 | 2 | 0 | 0 | 2 | 0 | 0 | 2 | 0 | 0 | 2 | 0 | 2 | E | 9 | 2 | E | 9 | 9.5 | E | 9 | 7.3 | E | 9 | 86 | A | 7 | 1004 | E | 9 | 310 | E | 9 | 4.7 | E | 9 | -9900 | ? | 0 | 15437 | E | 9 | 1.8 | E | 8 | 0.101 | F | 8 | 0.16 | F | 8 | -9900 | -9900 | ? | 0
2001-09-06 | 2:00 | 0 | 0 | 0 | 2 | 0 | 0 | 2 | 0 | 0 | 2 | 0 | 0 | 2 | 0 | 0 | 2 | 0 | 0 | 2 | 0 | 0 | 2 | 0 | 2 | E | 9 | 1 | E | 9 | 8.9 | E | 9 | 7.2 | E | 9 | 89 | A | 7 | 1004 | E | 9 | 260 | E | 9 | 3 | E | 9 | -9900 | ? | 0 | 16530 | E | 9 | 1.8 | E | 8 | 0.101 | F | 8 | 0.16 | F | 8 | -9900 | -9900 | ? | 0
2001-09-06 | 3:00 | 0 | 0 | 0 | 2 | 0 | 0 | 2 | 0 | 0 | 2 | 0 | 0 | 2 | 0 | 0 | 2 | 0 | 0 | 2 | 0 | 0 | 2 | 0 | 1 | E | 9 | 1 | E | 9 | 8.9 | E | 9 | 7.2 | E | 9 | 89 | A | 7 | 1004 | E | 9 | 320 | E | 9 | 1.8 | E | 9 | -9900 | ? | 0 | 17624 | E | 9 | 1.8 | E | 8 | 0.101 | F | 8 | 0.16 | F | 8 | -9900 | -9900 | ? | 0
2001-09-06 | 4:00 | 0 | 0 | 0 | 2 | 0 | 0 | 2 | 0 | 0 | 2 | 0 | 0 | 2 | 0 | 0 | 2 | 0 | 0 | 2 | 0 | 0 | 2 | 0 | 1 | E | 9 | 1 | E | 9 | 8.2 | E | 9 | 6.6 | E | 9 | 90 | A | 7 | 1004 | E | 9 | 300 | E | 9 | 2.3 | E | 9 | -9900 | ? | 0 | 18719 | E | 9 | 1.8 | E | 8 | 0.101 | F | 8 | 0.16 | F | 8 | -9900 | -9900 | ? | 0
2001-09-06 | 5:00 | 0 | 0 | 0 | 2 | 0 | 0 | 2 | 0 | 0 | 2 | 0 | 0 | 2 | 0 | 0 | 2 | 0 | 0 | 2 | 0 | 0 | 2 | 0 | 6 | E | 9 | 6 | E | 9 | 7 | E | 9 | 6.6 | E | 9 | 97 | A | 7 | 1004 | E | 9 | 280 | E | 9 | 3.3 | E | 9 | -9900 | ? | 0 | 19813 | E | 9 | 1.7 | E | 8 | 0.101 | F | 8 | 0.16 | F | 8 | -9900 | -9900 | ? | 0
2001-09-06 | 6:00 | 8 | 370 | 0 | 2 | 8 | 0 | 2 | 15 | 0 | 2 | 8 | 0 | 2 | 8 | 0 | 2 | 15 | 0 | 2 | 8 | 0 | 2 | 19 | 0 | E | 9 | 0 | E | 9 | 5.9 | E | 9 | 5.3 | E | 9 | 96 | A | 7 | 1004 | E | 9 | 340 | E | 9 | 0.1 | E | 9 | -9900 | ? | 0 | 20906 | E | 9 | 1.7 | E | 8 | 0.101 | F | 8 | 0.16 | F | 8 | -9900 | -9900 | ? | 0
2001-09-06 | 7:00 | 183 | 1345 | 78 | 2 | 8 | 373 | 2 | 15 | 27 | 2 | 8 | 8100 | 2 | 8 | 24600 | 2 | 15 | 4800 | 2 | 8 | 500 | 2 | 19 | 0 | E | 9 | 0 | E | 9 | 8 | A | 7 | 7 | A | 7 | 93 | A | 7 | 1004 | E | 9 | 290 | A | 7 | 1.5 | A | 7 | 16100 | A | 7 | 77777 | A | 7 | 1.7 | E | 8 | 0.101 | F | 8 | 0.16 | F | 8 | -9900 | -9900 | ? | 0
2001-09-06 | 8:00 | 424 | 1345 | 233 | 2 | 8 | 460 | 2 | 15 | 88 | 2 | 8 | 24800 | 2 | 8 | 41400 | 2 | 15 | 11800 | 2 | 8 | 1630 | 2 | 19 | 0 | E | 9 | 0 | E | 9 | 13 | E | 9 | 9.1 | E | 9 | 77 | A | 7 | 1004 | E | 9 | 30 | E | 9 | 2.4 | E | 9 | -9900 | ? | 0 | 77777 | E | 9 | 1.7 | E | 8 | 0.101 | F | 8 | 0.16 | F | 8 | -9900 | -9900 | ? | 0
2001-09-06 | 9:00 | 644 | 1345 | 440 | 2 | 8 | 708 | 2 | 15 | 100 | 2 | 8 | 46400 | 2 | 8 | 69700 | 2 | 15 | 13000 | 2 | 8 | 2120 | 2 | 19 | 0 | E | 9 | 0 | E | 9 | 16 | E | 9 | 9.1 | E | 9 | 64 | A | 7 | 1004 | E | 9 | 30 | E | 9 | 2.2 | E | 9 | -9900 | ? | 0 | 77777 | E | 9 | 1.7 | E | 8 | 0.101 | F | 8 | 0.16 | F | 8 | -9900 | -9900 | ? | 0
2001-09-06 | 10:00 | 828 | 1345 | 588 | 2 | 8 | 805 | 2 | 15 | 91 | 2 | 8 | 62900 | 2 | 8 | 80900 | 2 | 15 | 13000 | 2 | 8 | 2270 | 2 | 19 | 0 | E | 9 | 0 | E | 9 | 19 | E | 9 | 9.2 | E | 9 | 53 | A | 7 | 1004 | E | 9 | 30 | E | 9 | 1.6 | E | 9 | -9900 | ? | 0 | 77777 | E | 9 | 1.7 | E | 8 | 0.101 | F | 8 | 0.16 | F | 8 | -9900 | -9900 | ? | 0
2001-09-06 | 11:00 | 962 | 1345 | 680 | 2 | 8 | 713 | 2 | 15 | 169 | 2 | 8 | 72200 | 2 | 8 | 72500 | 2 | 15 | 20100 | 2 | 8 | 4900 | 2 | 19 | 0 | E | 9 | 0 | E | 9 | 21 | E | 9 | 9.3 | E | 9 | 47 | A | 7 | 1004 | E | 9 | 10 | E | 9 | 1.9 | E | 9 | -9900 | ? | 0 | 77777 | E | 9 | 1.6 | E | 8 | 0.101 | F | 8 | 0.16 | F | 8 | -9900 | -9900 | ? | 0
2001-09-06 | 12:00 | 1038 | 1345 | 755 | 2 | 8 | 796 | 2 | 15 | 140 | 2 | 8 | 79700 | 2 | 8 | 80200 | 2 | 15 | 17600 | 2 | 8 | 4350 | 2 | 19 | 0 | E | 9 | 0 | E | 9 | 22 | E | 9 | 9.4 | E | 9 | 45 | A | 7 | 1004 | E | 9 | 30 | E | 9 | 1.7 | E | 9 | -9900 | ? | 0 | 77777 | E | 9 | 1.6 | E | 8 | 0.101 | F | 8 | 0.16 | F | 8 | -9900 | -9900 | ? | 0
2001-09-06 | 13:00 | 1050 | 1345 | 766 | 2 | 8 | 789 | 2 | 15 | 149 | 2 | 8 | 80400 | 2 | 8 | 79300 | 2 | 15 | 18300 | 2 | 8 | 4670 | 2 | 19 | 0 | E | 9 | 0 | E | 9 | 25 | E | 9 | 9.4 | E | 9 | 37 | A | 7 | 1004 | E | 9 | 0 | E | 9 | 0 | E | 9 | -9900 | ? | 0 | 77777 | E | 9 | 1.6 | E | 8 | 0.101 | F | 8 | 0.16 | F | 8 | -9900 | -9900 | ? | 0
2001-09-06 | 14:00 | 997 | 1345 | 722 | 2 | 8 | 801 | 2 | 15 | 126 | 2 | 8 | 76500 | 2 | 8 | 80800 | 2 | 15 | 16400 | 2 | 8 | 3710 | 2 | 19 | 0 | E | 9 | 0 | E | 9 | 26 | E | 9 | 8.5 | E | 9 | 33 | A | 7 | 1004 | E | 9 | 10 | E | 9 | 0.9 | E | 9 | -9900 | ? | 0 | 77777 | E | 9 | 1.5 | E | 8 | 0.101 | F | 8 | 0.16 | F | 8 | -9900 | -9900 | ? | 0
2001-09-06 | 15:00 | 884 | 1345 | 606 | 2 | 8 | 694 | 2 | 15 | 149 | 2 | 8 | 64300 | 2 | 8 | 70400 | 2 | 15 | 17900 | 2 | 8 | 3880 | 2 | 19 | 0 | E | 9 | 0 | E | 9 | 27 | E | 9 | 7.6 | E | 9 | 29 | A | 7 | 1004 | E | 9 | 20 | E | 9 | 2.3 | E | 9 | -9900 | ? | 0 | 77777 | E | 9 | 1.5 | E | 8 | 0.101 | F | 8 | 0.16 | F | 8 | -9900 | -9900 | ? | 0
2001-09-06 | 16:00 | 717 | 1345 | 504 | 2 | 8 | 716 | 2 | 15 | 121 | 2 | 8 | 53000 | 2 | 8 | 71300 | 2 | 15 | 14900 | 2 | 8 | 2670 | 2 | 19 | 0 | E | 9 | 0 | E | 9 | 26 | E | 9 | 8.6 | E | 9 | 33 | A | 7 | 1004 | E | 9 | 20 | E | 9 | 2.1 | E | 9 | -9900 | ? | 0 | 77777 | E | 9 | 1.4 | E | 8 | 0.101 | F | 8 | 0.16 | F | 8 | -9900 | -9900 | ? | 0
2001-09-06 | 17:00 | 508 | 1345 | 362 | 2 | 8 | 692 | 2 | 15 | 100 | 2 | 8 | 37400 | 2 | 8 | 64500 | 2 | 15 | 12900 | 2 | 8 | 1910 | 2 | 19 | 0 | E | 9 | 0 | E | 9 | 25 | E | 9 | 8.7 | E | 9 | 35 | A | 7 | 1004 | E | 9 | 350 | E | 9 | 1.9 | E | 9 | -9900 | ? | 0 | 77777 | E | 9 | 1.4 | E | 8 | 0.101 | F | 8 | 0.16 | F | 8 | -9900 | -9900 | ? | 0
2001-09-06 | 18:00 | 272 | 1345 | 172 | 2 | 8 | 377 | 2 | 15 | 95 | 2 | 8 | 17200 | 2 | 8 | 28200 | 2 | 15 | 11500 | 2 | 8 | 1820 | 2 | 19 | 0 | E | 9 | 0 | E | 9 | 21 | E | 9 | 8.8 | E | 9 | 46 | A | 7 | 1004 | E | 9 | 350 | E | 9 | 2.2 | E | 9 | -9900 | ? | 0 | 77777 | E | 9 | 1.4 | E | 8 | 0.101 | F | 8 | 0.16 | F | 8 | -9900 | -9900 | ? | 0
2001-09-06 | 19:00 | 47 | 863 | 5 | 2 | 8 | 98 | 2 | 15 | 3 | 2 | 8 | 1000 | 2 | 8 | 5700 | 2 | 15 | 600 | 2 | 8 | 110 | 2 | 19 | 0 | E | 9 | 0 | E | 9 | 18.4 | E | 9 | 8.9 | E | 9 | 54 | A | 7 | 1004 | E | 9 | 350 | E | 9 | 2.5 | E | 9 | -9900 | ? | 0 | 77777 | E | 9 | 1.3 | E | 8 | 0.101 | F | 8 | 0.16 | F | 8 | -9900 | -9900 | ? | 0
2001-09-06 | 20:00 | 0 | 0 | 0 | 2 | 0 | 0 | 2 | 0 | 0 | 2 | 0 | 0 | 2 | 0 | 0 | 2 | 0 | 0 | 2 | 0 | 0 | 2 | 0 | 0 | E | 9 | 0 | E | 9 | 17 | E | 9 | 8.9 | E | 9 | 59 | A | 7 | 1004 | E | 9 | 330 | E | 9 | 2.8 | E | 9 | -9900 | ? | 0 | 77777 | E | 9 | 1.3 | E | 8 | 0.101 | F | 8 | 0.16 | F | 8 | -9900 | -9900 | ? | 0
2001-09-06 | 21:00 | 0 | 0 | 0 | 2 | 0 | 0 | 2 | 0 | 0 | 2 | 0 | 0 | 2 | 0 | 0 | 2 | 0 | 0 | 2 | 0 | 0 | 2 | 0 | 0 | E | 9 | 0 | E | 9 | 16 | A | 7 | 9 | A | 7 | 63 | A | 7 | 1004 | E | 9 | 330 | A | 7 | 3.1 | A | 7 | 16100 | A | 7 | 77777 | A | 7 | 1.3 | E | 8 | 0.101 | F | 8 | 0.16 | F | 8 | -9900 | -9900 | ? | 0
2001-09-06 | 22:00 | 0 | 0 | 0 | 2 | 0 | 0 | 2 | 0 | 0 | 2 | 0 | 0 | 2 | 0 | 0 | 2 | 0 | 0 | 2 | 0 | 0 | 2 | 0 | 0 | E | 9 | 0 | E | 9 | 16.2 | E | 9 | 8.9 | E | 9 | 62 | A | 7 | 1004 | E | 9 | 360 | E | 9 | 1.1 | E | 9 | -9900 | ? | 0 | 77777 | E | 9 | 1.2 | E | 8 | 0.101 | F | 8 | 0.16 | F | 8 | -9900 | -9900 | ? | 0
2001-09-06 | 23:00 | 0 | 0 | 0 | 2 | 0 | 0 | 2 | 0 | 0 | 2 | 0 | 0 | 2 | 0 | 0 | 2 | 0 | 0 | 2 | 0 | 0 | 2 | 0 | 0 | E | 9 | 0 | E | 9 | 12.3 | E | 9 | 5.8 | E | 9 | 64 | A | 7 | 1004 | E | 9 | 20 | E | 9 | 3.8 | E | 9 | -9900 | ? | 0 | 77777 | E | 9 | 1.2 | E | 8 | 0.101 | F | 8 | 0.16 | F | 8 | -9900 | -9900 | ? | 0
2001-09-06 | 24:00 | 0 | 0 | 0 | 2 | 0 | 0 | 2 | 0 | 0 | 2 | 0 | 0 | 2 | 0 | 0 | 2 | 0 | 0 | 2 | 0 | 0 | 2 | 0 | 0 | E | 9 | 0 | E | 9 | 11.5 | E | 9 | 4.8 | E | 9 | 63 | A | 7 | 1004 | E | 9 | 30 | E | 9 | 2.5 | E | 9 | -9900 | ? | 0 | 77777 | E | 9 | 1.3 | E | 8 | 0.101 | F | 8 | 0.16 | F | 8 | -9900 | -9900 | ? | 0
2001-09-07 | 1:00 | 0 | 0 | 0 | 2 | 0 | 0 | 2 | 0 | 0 | 2 | 0 | 0 | 2 | 0 | 0 | 2 | 0 | 0 | 2 | 0 | 0 | 2 | 0 | 0 | E | 9 | 0 | E | 9 | 10.6 | E | 9 | 4.7 | E | 9 | 67 | A | 7 | 1004 | E | 9 | 30 | E | 9 | 4.1 | E | 9 | -9900 | ? | 0 | 77777 | E | 9 | 1.3 | E | 8 | 0.101 | F | 8 | 0.16 | F | 8 | -9900 | -9900 | ? | 0
2001-09-07 | 2:00 | 0 | 0 | 0 | 2 | 0 | 0 | 2 | 0 | 0 | 2 | 0 | 0 | 2 | 0 | 0 | 2 | 0 | 0 | 2 | 0 | 0 | 2 | 0 | 0 | E | 9 | 0 | E | 9 | 11.8 | E | 9 | 6.6 | E | 9 | 70 | A | 7 | 1004 | E | 9 | 350 | E | 9 | 2.7 | E | 9 | -9900 | ? | 0 | 77777 | E | 9 | 1.3 | E | 8 | 0.101 | F | 8 | 0.16 | F | 8 | -9900 | -9900 | ? | 0
2001-09-07 | 3:00 | 0 | 0 | 0 | 2 | 0 | 0 | 2 | 0 | 0 | 2 | 0 | 0 | 2 | 0 | 0 | 2 | 0 | 0 | 2 | 0 | 0 | 2 | 0 | 0 | E | 9 | 0 | E | 9 | 13 | E | 9 | 7.5 | E | 9 | 69 | A | 7 | 1004 | E | 9 | 350 | E | 9 | 3.3 | E | 9 | -9900 | ? | 0 | 77777 | E | 9 | 1.3 | E | 8 | 0.101 | F | 8 | 0.16 | F | 8 | -9900 | -9900 | ? | 0
2001-09-07 | 4:00 | 0 | 0 | 0 | 2 | 0 | 0 | 2 | 0 | 0 | 2 | 0 | 0 | 2 | 0 | 0 | 2 | 0 | 0 | 2 | 0 | 0 | 2 | 0 | 0 | E | 9 | 0 | E | 9 | 12.1 | E | 9 | 6.4 | E | 9 | 68 | A | 7 | 1004 | E | 9 | 310 | E | 9 | 3.4 | E | 9 | -9900 | ? | 0 | 77777 | E | 9 | 1.4 | E | 8 | 0.101 | F | 8 | 0.16 | F | 8 | -9900 | -9900 | ? | 0
2001-09-07 | 5:00 | 0 | 0 | 0 | 2 | 0 | 0 | 2 | 0 | 0 | 2 | 0 | 0 | 2 | 0 | 0 | 2 | 0 | 0 | 2 | 0 | 0 | 2 | 0 | 0 | E | 9 | 0 | E | 9 | 12.3 | E | 9 | 6.4 | E | 9 | 67 | A | 7 | 1004 | E | 9 | 320 | E | 9 | 2.6 | E | 9 | -9900 | ? | 0 | 77777 | E | 9 | 1.4 | E | 8 | 0.101 | F | 8 | 0.16 | F | 8 | -9900 | -9900 | ? | 0
2001-09-07 | 6:00 | 7 | 348 | 0 | 2 | 8 | 0 | 2 | 15 | 0 | 2 | 8 | 0 | 2 | 8 | 0 | 2 | 15 | 0 | 2 | 8 | 0 | 2 | 19 | 0 | E | 9 | 0 | E | 9 | 13.4 | E | 9 | 7.3 | E | 9 | 67 | A | 7 | 1004 | E | 9 | 360 | E | 9 | 3.2 | E | 9 | -9900 | ? | 0 | 77777 | E | 9 | 1.4 | E | 8 | 0.101 | F | 8 | 0.16 | F | 8 | -9900 | -9900 | ? | 0
2001-09-07 | 7:00 | 178 | 1346 | 45 | 2 | 8 | 40 | 2 | 15 | 40 | 2 | 8 | 5000 | 2 | 8 | 2600 | 2 | 15 | 4600 | 2 | 8 | 840 | 2 | 19 | 0 | E | 9 | 0 | E | 9 | 12.6 | E | 9 | 6.2 | E | 9 | 65 | A | 7 | 1004 | E | 9 | 40 | E | 9 | 3.8 | E | 9 | -9900 | ? | 0 | 77777 | E | 9 | 1.4 | E | 8 | 0.101 | F | 8 | 0.16 | F | 8 | -9900 | -9900 | ? | 0
2001-09-07 | 8:00 | 419 | 1346 | 211 | 2 | 8 | 290 | 2 | 15 | 120 | 2 | 8 | 22300 | 2 | 8 | 26500 | 2 | 15 | 14000 | 2 | 8 | 2410 | 2 | 19 | 0 | E | 9 | 0 | E | 9 | 16.8 | E | 9 | 8.1 | E | 9 | 56 | A | 7 | 1004 | E | 9 | 70 | E | 9 | 7.5 | E | 9 | -9900 | ? | 0 | 77777 | E | 9 | 1.5 | E | 8 | 0.101 | F | 8 | 0.16 | F | 8 | -9900 | -9900 | ? | 0
2001-09-07 | 9:00 | 640 | 1346 | 215 | 2 | 8 | 29 | 2 | 15 | 201 | 2 | 8 | 24300 | 2 | 8 | 2400 | 2 | 15 | 23100 | 2 | 8 | 7710 | 2 | 19 | 0 | E | 9 | 0 | E | 9 | 19.9 | E | 9 | 9 | E | 9 | 49 | A | 7 | 1004 | E | 9 | 80 | E | 9 | 7.1 | E | 9 | -9900 | ? | 0 | 77777 | E | 9 | 1.5 | E | 8 | 0.101 | F | 8 | 0.16 | F | 8 | -9900 | -9900 | ? | 0
2001-09-07 | 10:00 | 823 | 1346 | 286 | 2 | 8 | 59 | 2 | 15 | 250 | 2 | 8 | 31500 | 2 | 8 | 6000 | 2 | 15 | 27800 | 2 | 8 | 8280 | 2 | 19 | 1 | E | 9 | 0 | E | 9 | 22.1 | E | 9 | 8 | E | 9 | 40 | A | 7 | 1004 | E | 9 | 70 | E | 9 | 7.3 | E | 9 | -9900 | ? | 0 | 77777 | E | 9 | 1.5 | E | 8 | 0.101 | F | 8 | 0.16 | F | 8 | -9900 | -9900 | ? | 0
2001-09-07 | 11:00 | 957 | 1346 | 680 | 2 | 8 | 618 | 2 | 15 | 240 | 2 | 8 | 73000 | 2 | 8 | 64200 | 2 | 15 | 27200 | 2 | 8 | 6880 | 2 | 19 | 1 | E | 9 | 1 | E | 9 | 24.2 | E | 9 | 7.9 | E | 9 | 35 | A | 7 | 1004 | E | 9 | 70 | E | 9 | 9 | E | 9 | -9900 | ? | 0 | 77777 | E | 9 | 1.5 | E | 8 | 0.101 | F | 8 | 0.16 | F | 8 | -9900 | -9900 | ? | 0
2001-09-07 | 12:00 | 1033 | 1346 | 773 | 2 | 8 | 862 | 2 | 15 | 110 | 2 | 8 | 79900 | 2 | 8 | 86100 | 2 | 15 | 13600 | 2 | 8 | 2980 | 2 | 19 | 1 | E | 9 | 0 | E | 9 | 24.4 | E | 9 | 6.8 | E | 9 | 32 | A | 7 | 1004 | E | 9 | 70 | E | 9 | 10.6 | E | 9 | -9900 | ? | 0 | 77777 | E | 9 | 1.4 | E | 8 | 0.101 | F | 8 | 0.16 | F | 8 | -9900 | -9900 | ? | 0
2001-09-07 | 13:00 | 1045 | 1346 | 773 | 2 | 8 | 807 | 2 | 15 | 144 | 2 | 8 | 81200 | 2 | 8 | 81300 | 2 | 15 | 18000 | 2 | 8 | 4500 | 2 | 19 | 0 | E | 9 | 0 | E | 9 | 26.6 | E | 9 | 6.7 | E | 9 | 28 | A | 7 | 1004 | E | 9 | 70 | E | 9 | 7.6 | E | 9 | -9900 | ? | 0 | 77777 | E | 9 | 1.4 | E | 8 | 0.101 | F | 8 | 0.16 | F | 8 | -9900 | -9900 | ? | 0
2001-09-07 | 14:00 | 992 | 1346 | 748 | 2 | 8 | 886 | 2 | 15 | 93 | 2 | 8 | 77700 | 2 | 8 | 88500 | 2 | 15 | 12300 | 2 | 8 | 2560 | 2 | 19 | 0 | E | 9 | 0 | E | 9 | 22.7 | E | 9 | 10.6 | E | 9 | 46 | A | 7 | 1004 | E | 9 | 60 | E | 9 | 7.7 | E | 9 | -9900 | ? | 0 | 77777 | E | 9 | 1.3 | E | 8 | 0.101 | F | 8 | 0.16 | F | 8 | -9900 | -9900 | ? | 0
2001-09-07 | 15:00 | 878 | 1346 | 647 | 2 | 8 | 805 | 2 | 15 | 121 | 2 | 8 | 67700 | 2 | 8 | 80500 | 2 | 15 | 15100 | 2 | 8 | 2930 | 2 | 19 | 0 | E | 9 | 0 | E | 9 | 27.9 | E | 9 | 8.6 | E | 9 | 30 | A | 7 | 1004 | E | 9 | 60 | E | 9 | 8.4 | E | 9 | -9900 | ? | 0 | 77777 | E | 9 | 1.3 | E | 8 | 0.101 | F | 8 | 0.16 | F | 8 | -9900 | -9900 | ? | 0
2001-09-07 | 16:00 | 710 | 1346 | 498 | 2 | 8 | 717 | 2 | 15 | 118 | 2 | 8 | 52400 | 2 | 8 | 71300 | 2 | 15 | 14700 | 2 | 8 | 2590 | 2 | 19 | 0 | E | 9 | 0 | E | 9 | 28 | E | 9 | 7.5 | E | 9 | 27 | A | 7 | 1004 | E | 9 | 50 | E | 9 | 6.9 | E | 9 | -9900 | ? | 0 | 77777 | E | 9 | 1.2 | E | 8 | 0.101 | F | 8 | 0.16 | F | 8 | -9900 | -9900 | ? | 0
2001-09-07 | 17:00 | 501 | 1346 | 339 | 2 | 8 | 621 | 2 | 15 | 107 | 2 | 8 | 34700 | 2 | 8 | 57400 | 2 | 15 | 13300 | 2 | 8 | 2000 | 2 | 19 | 0 | E | 9 | 0 | E | 9 | 26.2 | E | 9 | 6.4 | E | 9 | 28 | A | 7 | 1004 | E | 9 | 40 | E | 9 | 7.6 | E | 9 | -9900 | ? | 0 | 77777 | E | 9 | 1.2 | E | 8 | 0.101 | F | 8 | 0.16 | F | 8 | -9900 | -9900 | ? | 0
2001-09-07 | 18:00 | 265 | 1346 | 163 | 2 | 8 | 323 | 2 | 15 | 99 | 2 | 8 | 16700 | 2 | 8 | 23900 | 2 | 15 | 12000 | 2 | 8 | 2040 | 2 | 19 | 0 | E | 9 | 0 | E | 9 | 26.4 | E | 9 | 6.3 | E | 9 | 28 | A | 7 | 1004 | E | 9 | 40 | E | 9 | 7.7 | E | 9 | -9900 | ? | 0 | 77777 | E | 9 | 1.2 | E | 8 | 0.101 | F | 8 | 0.16 | F | 8 | -9900 | -9900 | ? | 0
2001-09-07 | 19:00 | 42 | 819 | 3 | 2 | 8 | 76 | 2 | 15 | 2 | 2 | 8 | 700 | 2 | 8 | 4400 | 2 | 15 | 400 | 2 | 8 | 80 | 2 | 19 | 0 | E | 9 | 0 | E | 9 | 23.5 | E | 9 | 6.2 | E | 9 | 33 | A | 7 | 1004 | E | 9 | 50 | E | 9 | 5.7 | E | 9 | -9900 | ? | 0 | 77777 | E | 9 | 1.1 | E | 8 | 0.101 | F | 8 | 0.16 | F | 8 | -9900 | -9900 | ? | 0
2001-09-07 | 20:00 | 0 | 0 | 0 | 2 | 0 | 0 | 2 | 0 | 0 | 2 | 0 | 0 | 2 | 0 | 0 | 2 | 0 | 0 | 2 | 0 | 0 | 2 | 0 | 0 | E | 9 | 0 | E | 9 | 20.7 | E | 9 | 7.2 | E | 9 | 42 | A | 7 | 1004 | E | 9 | 40 | E | 9 | 5.9 | E | 9 | -9900 | ? | 0 | 77777 | E | 9 | 1.1 | E | 8 | 0.101 | F | 8 | 0.16 | F | 8 | -9900 | -9900 | ? | 0
2001-09-07 | 21:00 | 0 | 0 | 0 | 2 | 0 | 0 | 2 | 0 | 0 | 2 | 0 | 0 | 2 | 0 | 0 | 2 | 0 | 0 | 2 | 0 | 0 | 2 | 0 | 0 | E | 9 | 0 | E | 9 | 19.8 | E | 9 | 7.1 | E | 9 | 44 | A | 7 | 1004 | E | 9 | 40 | E | 9 | 6 | E | 9 | -9900 | ? | 0 | 77777 | E | 9 | 1 | E | 8 | 0.101 | F | 8 | 0.16 | F | 8 | -9900 | -9900 | ? | 0
2001-09-07 | 22:00 | 0 | 0 | 0 | 2 | 0 | 0 | 2 | 0 | 0 | 2 | 0 | 0 | 2 | 0 | 0 | 2 | 0 | 0 | 2 | 0 | 0 | 2 | 0 | 0 | E | 9 | 0 | E | 9 | 19 | A | 7 | 7 | A | 7 | 46 | A | 7 | 1004 | E | 9 | 360 | A | 7 | 4.6 | A | 7 | 16100 | A | 7 | 77777 | A | 7 | 1 | E | 8 | 0.101 | F | 8 | 0.16 | F | 8 | -9900 | -9900 | ? | 0
2001-09-07 | 23:00 | 0 | 0 | 0 | 2 | 0 | 0 | 2 | 0 | 0 | 2 | 0 | 0 | 2 | 0 | 0 | 2 | 0 | 0 | 2 | 0 | 0 | 2 | 0 | 0 | E | 9 | 0 | E | 9 | 15.1 | E | 9 | 7.9 | E | 9 | 62 | A | 7 | 1004 | E | 9 | 360 | E | 9 | 4.5 | E | 9 | -9900 | ? | 0 | 77777 | E | 9 | 1 | E | 8 | 0.101 | F | 8 | 0.16 | F | 8 | -9900 | -9900 | ? | 0
2001-09-07 | 24:00 | 0 | 0 | 0 | 2 | 0 | 0 | 2 | 0 | 0 | 2 | 0 | 0 | 2 | 0 | 0 | 2 | 0 | 0 | 2 | 0 | 0 | 2 | 0 | 0 | E | 9 | 0 | E | 9 | 13.1 | E | 9 | 7.9 | E | 9 | 71 | A | 7 | 1004 | E | 9 | 350 | E | 9 | 4.4 | E | 9 | -9900 | ? | 0 | 77777 | E | 9 | 1 | E | 8 | 0.101 | F | 8 | 0.16 | F | 8 | -9900 | -9900 | ? | 0
2001-09-08 | 1:00 | 0 | 0 | 0 | 2 | 0 | 0 | 2 | 0 | 0 | 2 | 0 | 0 | 2 | 0 | 0 | 2 | 0 | 0 | 2 | 0 | 0 | 2 | 0 | 0 | E | 9 | 0 | E | 9 | 13.2 | E | 9 | 7.8 | E | 9 | 70 | A | 7 | 1004 | E | 9 | 350 | E | 9 | 4.3 | E | 9 | -9900 | ? | 0 | 77777 | E | 9 | 1 | E | 8 | 0.1 | F | 8 | 0.16 | F | 8 | -9900 | -9900 | ? | 0
2001-09-08 | 2:00 | 0 | 0 | 0 | 2 | 0 | 0 | 2 | 0 | 0 | 2 | 0 | 0 | 2 | 0 | 0 | 2 | 0 | 0 | 2 | 0 | 0 | 2 | 0 | 0 | E | 9 | 0 | E | 9 | 12.2 | E | 9 | 6.8 | E | 9 | 70 | A | 7 | 1004 | E | 9 | 340 | E | 9 | 4.2 | E | 9 | -9900 | ? | 0 | 77777 | E | 9 | 1.1 | E | 8 | 0.1 | F | 8 | 0.16 | F | 8 | -9900 | -9900 | ? | 0
2001-09-08 | 3:00 | 0 | 0 | 0 | 2 | 0 | 0 | 2 | 0 | 0 | 2 | 0 | 0 | 2 | 0 | 0 | 2 | 0 | 0 | 2 | 0 | 0 | 2 | 0 | 0 | E | 9 | 0 | E | 9 | 10.3 | E | 9 | 6.7 | E | 9 | 78 | A | 7 | 1004 | E | 9 | 280 | E | 9 | 4.1 | E | 9 | -9900 | ? | 0 | 77777 | E | 9 | 1.1 | E | 8 | 0.1 | F | 8 | 0.16 | F | 8 | -9900 | -9900 | ? | 0
2001-09-08 | 4:00 | 0 | 0 | 0 | 2 | 0 | 0 | 2 | 0 | 0 | 2 | 0 | 0 | 2 | 0 | 0 | 2 | 0 | 0 | 2 | 0 | 0 | 2 | 0 | 0 | E | 9 | 0 | E | 9 | 9.3 | E | 9 | 6.7 | E | 9 | 84 | A | 7 | 1004 | E | 9 | 210 | E | 9 | 4.1 | E | 9 | -9900 | ? | 0 | 77777 | E | 9 | 1.1 | E | 8 | 0.1 | F | 8 | 0.16 | F | 8 | -9900 | -9900 | ? | 0
2001-09-08 | 5:00 | 0 | 0 | 0 | 2 | 0 | 0 | 2 | 0 | 0 | 2 | 0 | 0 | 2 | 0 | 0 | 2 | 0 | 0 | 2 | 0 | 0 | 2 | 0 | 3 | E | 9 | 3 | E | 9 | 7.4 | E | 9 | 5.6 | E | 9 | 88 | A | 7 | 1004 | E | 9 | 150 | E | 9 | 4 | E | 9 | -9900 | ? | 0 | 16515 | E | 9 | 1.1 | E | 8 | 0.1 | F | 8 | 0.16 | F | 8 | -9900 | -9900 | ? | 0
2001-09-08 | 6:00 | 6 | 325 | 0 | 2 | 8 | 0 | 2 | 15 | 0 | 2 | 8 | 0 | 2 | 8 | 0 | 2 | 15 | 0 | 2 | 8 | 0 | 2 | 19 | 5 | E | 9 | 5 | E | 9 | 7.5 | E | 9 | 5.5 | E | 9 | 87 | A | 7 | 1004 | E | 9 | 90 | E | 9 | 3.9 | E | 9 | -9900 | ? | 0 | 11030 | E | 9 | 1.2 | E | 8 | 0.1 | F | 8 | 0.16 | F | 8 | -9900 | -9900 | ? | 0
2001-09-08 | 7:00 | 174 | 1346 | 73 | 2 | 8 | 376 | 2 | 15 | 24 | 2 | 8 | 7400 | 2 | 8 | 25800 | 2 | 15 | 4100 | 2 | 8 | 490 | 2 | 19 | 8 | E | 9 | 8 | E | 9 | 10.5 | E | 9 | 8.5 | E | 9 | 87 | A | 7 | 1004 | E | 9 | 30 | E | 9 | 3.8 | E | 9 | -9900 | ? | 0 | 5545 | E | 9 | 1.2 | E | 8 | 0.1 | F | 8 | 0.16 | F | 8 | -9900 | -9900 | ? | 0
2001-09-08 | 8:00 | 415 | 1346 | 244 | 2 | 8 | 600 | 2 | 15 | 59 | 2 | 8 | 25700 | 2 | 8 | 53900 | 2 | 15 | 9100 | 2 | 8 | 1150 | 2 | 19 | 10 | E | 9 | 10 | E | 9 | 16.6 | E | 9 | 8.4 | E | 9 | 58 | A | 7 | 1004 | E | 9 | 320 | E | 9 | 3.7 | E | 9 | -9900 | ? | 0 | 60 | E | 9 | 1.2 | E | 8 | 0.1 | F | 8 | 0.16 | F | 8 | -9900 | -9900 | ? | 0
2001-09-08 | 9:00 | 635 | 1346 | 434 | 2 | 8 | 759 | 2 | 15 | 75 | 2 | 8 | 45800 | 2 | 8 | 74100 | 2 | 15 | 10700 | 2 | 8 | 1630 | 2 | 19 | 10 | E | 9 | 10 | E | 9 | 20.6 | E | 9 | 8.4 | E | 9 | 45 | A | 7 | 1004 | E | 9 | 30 | E | 9 | 5.1 | E | 9 | -9900 | ? | 0 | 120 | E | 9 | 1.2 | E | 8 | 0.1 | F | 8 | 0.16 | F | 8 | -9900 | -9900 | ? | 0
2001-09-08 | 10:00 | 819 | 1346 | 582 | 2 | 8 | 804 | 2 | 15 | 91 | 2 | 8 | 62100 | 2 | 8 | 80700 | 2 | 15 | 12900 | 2 | 8 | 2250 | 2 | 19 | 10 | E | 9 | 10 | E | 9 | 23.7 | E | 9 | 8.3 | E | 9 | 37 | A | 7 | 1004 | E | 9 | 360 | E | 9 | 4.7 | E | 9 | -9900 | ? | 0 | 2551 | E | 9 | 1.3 | E | 8 | 0.1 | F | 8 | 0.16 | F | 8 | -9900 | -9900 | ? | 0
2001-09-08 | 11:00 | 953 | 1346 | 703 | 2 | 8 | 855 | 2 | 15 | 96 | 2 | 8 | 72900 | 2 | 8 | 85200 | 2 | 15 | 12400 | 2 | 8 | 2430 | 2 | 19 | 6 | E | 9 | 6 | E | 9 | 25.7 | E | 9 | 8.3 | E | 9 | 33 | A | 7 | 1004 | E | 9 | 270 | E | 9 | 2.9 | E | 9 | -9900 | ? | 0 | 4982 | E | 9 | 1.3 | E | 8 | 0.1 | F | 8 | 0.16 | F | 8 | -9900 | -9900 | ? | 0
2001-09-08 | 12:00 | 1028 | 1346 | 756 | 2 | 8 | 832 | 2 | 15 | 119 | 2 | 8 | 81000 | 2 | 8 | 84400 | 2 | 15 | 16400 | 2 | 8 | 3780 | 2 | 19 | 2 | E | 9 | 2 | E | 9 | 28.8 | E | 9 | 7.2 | E | 9 | 26 | A | 7 | 1004 | E | 9 | 280 | E | 9 | 2.5 | E | 9 | -9900 | ? | 0 | 7413 | E | 9 | 1.4 | E | 8 | 0.1 | F | 8 | 0.16 | F | 8 | -9900 | -9900 | ? | 0
2001-09-08 | 13:00 | 1040 | 1346 | 785 | 2 | 8 | 873 | 2 | 15 | 109 | 2 | 8 | 81100 | 2 | 8 | 87300 | 2 | 15 | 13600 | 2 | 8 | 3010 | 2 | 19 | 5 | E | 9 | 5 | E | 9 | 30.9 | E | 9 | 8.1 | E | 9 | 24 | A | 7 | 1004 | E | 9 | 350 | E | 9 | 4.3 | E | 9 | -9900 | ? | 0 | 9844 | E | 9 | 1.4 | E | 8 | 0.1 | F | 8 | 0.16 | F | 8 | -9900 | -9900 | ? | 0
2001-09-08 | 14:00 | 986 | 1346 | 716 | 2 | 8 | 789 | 2 | 15 | 137 | 2 | 8 | 75200 | 2 | 8 | 79300 | 2 | 15 | 17000 | 2 | 8 | 3840 | 2 | 19 | 8 | E | 9 | 8 | E | 9 | 32.9 | E | 9 | 8.1 | E | 9 | 22 | A | 7 | 1004 | E | 9 | 20 | E | 9 | 4.4 | E | 9 | -9900 | ? | 0 | 12276 | E | 9 | 1.5 | E | 8 | 0.1 | F | 8 | 0.16 | F | 8 | -9900 | -9900 | ? | 0
2001-09-08 | 15:00 | 872 | 1346 | 641 | 2 | 8 | 823 | 2 | 15 | 107 | 2 | 8 | 67900 | 2 | 8 | 82600 | 2 | 15 | 14300 | 2 | 8 | 2690 | 2 | 19 | 5 | E | 9 | 4 | E | 9 | 34 | E | 9 | 8 | E | 9 | 20 | A | 7 | 1004 | E | 9 | 350 | E | 9 | 2.9 | E | 9 | -9900 | ? | 0 | 14707 | E | 9 | 1.5 | E | 8 | 0.1 | F | 8 | 0.16 | F | 8 | -9900 | -9900 | ? | 0
2001-09-08 | 16:00 | 704 | 1346 | 506 | 2 | 8 | 780 | 2 | 15 | 98 | 2 | 8 | 52600 | 2 | 8 | 76500 | 2 | 15 | 12500 | 2 | 8 | 2060 | 2 | 19 | 5 | E | 9 | 4 | E | 9 | 34 | E | 9 | 9 | E | 9 | 22 | A | 7 | 1004 | E | 9 | 320 | E | 9 | 1.1 | E | 9 | -9900 | ? | 0 | 17138 | E | 9 | 1.6 | E | 8 | 0.1 | F | 8 | 0.16 | F | 8 | -9900 | -9900 | ? | 0
2001-09-08 | 17:00 | 494 | 1346 | 341 | 2 | 8 | 656 | 2 | 15 | 100 | 2 | 8 | 35100 | 2 | 8 | 60600 | 2 | 15 | 12800 | 2 | 8 | 1880 | 2 | 19 | 6 | E | 9 | 6 | E | 9 | 32.1 | E | 9 | 11.9 | E | 9 | 29 | A | 7 | 1004 | E | 9 | 270 | E | 9 | 7.4 | E | 9 | -9900 | ? | 0 | 19569 | E | 9 | 1.6 | E | 8 | 0.1 | F | 8 | 0.16 | F | 8 | -9900 | -9900 | ? | 0
2001-09-08 | 18:00 | 258 | 1346 | 170 | 2 | 8 | 401 | 2 | 15 | 93 | 2 | 8 | 16900 | 2 | 8 | 29200 | 2 | 15 | 11300 | 2 | 8 | 1790 | 2 | 19 | 1 | E | 9 | 0 | E | 9 | 28.1 | E | 9 | 12.9 | E | 9 | 39 | A | 7 | 1004 | E | 9 | 280 | E | 9 | 7.1 | E | 9 | -9900 | ? | 0 | 77777 | E | 9 | 1.7 | E | 8 | 0.1 | F | 8 | 0.16 | F | 8 | -9900 | -9900 | ? | 0
2001-09-08 | 19:00 | 38 | 774 | 2 | 2 | 8 | 85 | 2 | 15 | 1 | 2 | 8 | 600 | 2 | 8 | 4800 | 2 | 15 | 400 | 2 | 8 | 40 | 2 | 19 | 1 | E | 9 | 0 | E | 9 | 25.2 | E | 9 | 10.8 | E | 9 | 40 | A | 7 | 1004 | E | 9 | 290 | E | 9 | 6.7 | E | 9 | -9900 | ? | 0 | 77777 | E | 9 | 1.7 | E | 8 | 0.1 | F | 8 | 0.16 | F | 8 | -9900 | -9900 | ? | 0
2001-09-08 | 20:00 | 0 | 0 | 0 | 2 | 0 | 0 | 2 | 0 | 0 | 2 | 0 | 0 | 2 | 0 | 0 | 2 | 0 | 0 | 2 | 0 | 0 | 2 | 0 | 1 | E | 9 | 0 | E | 9 | 22.3 | E | 9 | 9.7 | E | 9 | 45 | A | 7 | 1004 | E | 9 | 300 | E | 9 | 5.1 | E | 9 | -9900 | ? | 0 | 77777 | E | 9 | 1.8 | E | 8 | 0.1 | F | 8 | 0.16 | F | 8 | -9900 | -9900 | ? | 0
2001-09-08 | 21:00 | 0 | 0 | 0 | 2 | 0 | 0 | 2 | 0 | 0 | 2 | 0 | 0 | 2 | 0 | 0 | 2 | 0 | 0 | 2 | 0 | 0 | 2 | 0 | 1 | E | 9 | 0 | E | 9 | 20.3 | E | 9 | 9.7 | E | 9 | 51 | A | 7 | 1004 | E | 9 | 320 | E | 9 | 5.1 | E | 9 | -9900 | ? | 0 | 77777 | E | 9 | 1.8 | E | 8 | 0.1 | F | 8 | 0.16 | F | 8 | -9900 | -9900 | ? | 0
2001-09-08 | 22:00 | 0 | 0 | 0 | 2 | 0 | 0 | 2 | 0 | 0 | 2 | 0 | 0 | 2 | 0 | 0 | 2 | 0 | 0 | 2 | 0 | 0 | 2 | 0 | 1 | E | 9 | 0 | E | 9 | 18.4 | E | 9 | 9.6 | E | 9 | 56 | A | 7 | 1004 | E | 9 | 340 | E | 9 | 6.1 | E | 9 | -9900 | ? | 0 | 77777 | E | 9 | 1.9 | E | 8 | 0.1 | F | 8 | 0.16 | F | 8 | -9900 | -9900 | ? | 0
2001-09-08 | 23:00 | 0 | 0 | 0 | 2 | 0 | 0 | 2 | 0 | 0 | 2 | 0 | 0 | 2 | 0 | 0 | 2 | 0 | 0 | 2 | 0 | 0 | 2 | 0 | 1 | E | 9 | 0 | E | 9 | 15.4 | E | 9 | 9.6 | E | 9 | 68 | A | 7 | 1004 | E | 9 | 360 | E | 9 | 6.6 | E | 9 | -9900 | ? | 0 | 77777 | E | 9 | 1.9 | E | 8 | 0.1 | F | 8 | 0.16 | F | 8 | -9900 | -9900 | ? | 0
2001-09-08 | 24:00 | 0 | 0 | 0 | 2 | 0 | 0 | 2 | 0 | 0 | 2 | 0 | 0 | 2 | 0 | 0 | 2 | 0 | 0 | 2 | 0 | 0 | 2 | 0 | 1 | E | 9 | 0 | E | 9 | 15.5 | E | 9 | 9.5 | E | 9 | 67 | A | 7 | 1004 | E | 9 | 80 | E | 9 | 2.5 | E | 9 | -9900 | ? | 0 | 77777 | E | 9 | 1.9 | E | 8 | 0.1 | F | 8 | 0.16 | F | 8 | -9900 | -9900 | ? | 0
2001-09-09 | 1:00 | 0 | 0 | 0 | 2 | 0 | 0 | 2 | 0 | 0 | 2 | 0 | 0 | 2 | 0 | 0 | 2 | 0 | 0 | 2 | 0 | 0 | 2 | 0 | 1 | E | 9 | 1 | E | 9 | 14.5 | E | 9 | 9.5 | E | 9 | 72 | A | 7 | 1004 | E | 9 | 100 | E | 9 | 2.5 | E | 9 | -9900 | ? | 0 | 77777 | E | 9 | 2 | E | 8 | 0.1 | F | 8 | 0.16 | F | 8 | -9900 | -9900 | ? | 0
2001-09-09 | 2:00 | 0 | 0 | 0 | 2 | 0 | 0 | 2 | 0 | 0 | 2 | 0 | 0 | 2 | 0 | 0 | 2 | 0 | 0 | 2 | 0 | 0 | 2 | 0 | 1 | E | 9 | 1 | E | 9 | 14.6 | E | 9 | 9.4 | E | 9 | 71 | A | 7 | 1004 | E | 9 | 120 | E | 9 | 2.4 | E | 9 | -9900 | ? | 0 | 77777 | E | 9 | 2 | E | 8 | 0.1 | F | 8 | 0.16 | F | 8 | -9900 | -9900 | ? | 0
2001-09-09 | 3:00 | 0 | 0 | 0 | 2 | 0 | 0 | 2 | 0 | 0 | 2 | 0 | 0 | 2 | 0 | 0 | 2 | 0 | 0 | 2 | 0 | 0 | 2 | 0 | 1 | E | 9 | 1 | E | 9 | 14.7 | E | 9 | 9.3 | E | 9 | 70 | A | 7 | 1004 | E | 9 | 140 | E | 9 | 2.4 | E | 9 | -9900 | ? | 0 | 77777 | E | 9 | 2 | E | 8 | 0.1 | F | 8 | 0.16 | F | 8 | -9900 | -9900 | ? | 0
2001-09-09 | 4:00 | 0 | 0 | 0 | 2 | 0 | 0 | 2 | 0 | 0 | 2 | 0 | 0 | 2 | 0 | 0 | 2 | 0 | 0 | 2 | 0 | 0 | 2 | 0 | 1 | E | 9 | 1 | E | 9 | 14.7 | E | 9 | 9.3 | E | 9 | 70 | A | 7 | 1004 | E | 9 | 40 | E | 9 | 4.4 | E | 9 | -9900 | ? | 0 | 77777 | E | 9 | 2.1 | E | 8 | 0.1 | F | 8 | 0.16 | F | 8 | -9900 | -9900 | ? | 0
2001-09-09 | 5:00 | 0 | 0 | 0 | 2 | 0 | 0 | 2 | 0 | 0 | 2 | 0 | 0 | 2 | 0 | 0 | 2 | 0 | 0 | 2 | 0 | 0 | 2 | 0 | 1 | E | 9 | 1 | E | 9 | 10.8 | E | 9 | 7.2 | E | 9 | 78 | A | 7 | 1004 | E | 9 | 180 | E | 9 | 2.3 | E | 9 | -9900 | ? | 0 | 77777 | E | 9 | 2.1 | E | 8 | 0.1 | F | 8 | 0.16 | F | 8 | -9900 | -9900 | ? | 0
2001-09-09 | 6:00 | 5 | 303 | 0 | 2 | 8 | 0 | 2 | 15 | 0 | 2 | 8 | 0 | 2 | 8 | 0 | 2 | 15 | 0 | 2 | 8 | 0 | 2 | 19 | 1 | E | 9 | 1 | E | 9 | 11.8 | E | 9 | 8.2 | E | 9 | 79 | A | 7 | 1004 | E | 9 | 200 | E | 9 | 2.3 | E | 9 | -9900 | ? | 0 | 77777 | E | 9 | 2.1 | E | 8 | 0.1 | F | 8 | 0.16 | F | 8 | -9900 | -9900 | ? | 0
2001-09-09 | 7:00 | 169 | 1347 | 66 | 2 | 8 | 315 | 2 | 15 | 26 | 2 | 8 | 6800 | 2 | 8 | 20000 | 2 | 15 | 4300 | 2 | 8 | 480 | 2 | 19 | 1 | E | 9 | 1 | E | 9 | 12.9 | E | 9 | 9.1 | E | 9 | 78 | A | 7 | 1004 | E | 9 | 220 | E | 9 | 2.3 | E | 9 | -9900 | ? | 0 | 77777 | E | 9 | 2.2 | E | 8 | 0.1 | F | 8 | 0.16 | F | 8 | -9900 | -9900 | ? | 0
2001-09-09 | 8:00 | 411 | 1347 | 247 | 2 | 8 | 649 | 2 | 15 | 49 | 2 | 8 | 25900 | 2 | 8 | 58500 | 2 | 15 | 8000 | 2 | 8 | 1020 | 2 | 19 | 1 | E | 9 | 1 | E | 9 | 16.6 | E | 9 | 10.1 | E | 9 | 65 | A | 7 | 1004 | E | 9 | 240 | E | 9 | 2.2 | E | 9 | -9900 | ? | 0 | 77777 | E | 9 | 2.2 | E | 8 | 0.1 | F | 8 | 0.16 | F | 8 | -9900 | -9900 | ? | 0
2001-09-09 | 9:00 | 631 | 1347 | 438 | 2 | 8 | 787 | 2 | 15 | 68 | 2 | 8 | 46600 | 2 | 8 | 77100 | 2 | 15 | 10400 | 2 | 8 | 1530 | 2 | 19 | 1 | E | 9 | 1 | E | 9 | 20 | A | 7 | 10 | A | 7 | 53 | A | 7 | 1004 | E | 9 | 260 | E | 9 | 2.2 | E | 9 | -9900 | ? | 0 | 77777 | A | 7 | 2.2 | E | 8 | 0.1 | F | 8 | 0.16 | F | 8 | -9900 | -9900 | ? | 0
2001-09-09 | 10:00 | 815 | 1347 | 576 | 2 | 8 | 793 | 2 | 15 | 95 | 2 | 8 | 61200 | 2 | 8 | 79400 | 2 | 15 | 13000 | 2 | 8 | 2300 | 2 | 19 | 1 | E | 9 | 1 | E | 9 | 22 | E | 9 | 10.1 | E | 9 | 47 | A | 7 | 1004 | E | 9 | 320 | E | 9 | 4.7 | E | 9 | -9900 | ? | 0 | 77777 | E | 9 | 2.3 | E | 8 | 0.1 | F | 8 | 0.16 | F | 8 | -9900 | -9900 | ? | 0
2001-09-09 | 11:00 | 948 | 1347 | 691 | 2 | 8 | 819 | 2 | 15 | 113 | 2 | 8 | 73600 | 2 | 8 | 82700 | 2 | 15 | 15200 | 2 | 8 | 3140 | 2 | 19 | 0 | E | 9 | 0 | E | 9 | 22.9 | E | 9 | 10.2 | E | 9 | 45 | A | 7 | 1004 | E | 9 | 310 | E | 9 | 3.7 | E | 9 | -9900 | ? | 0 | 77777 | E | 9 | 2.3 | E | 8 | 0.1 | F | 8 | 0.16 | F | 8 | -9900 | -9900 | ? | 0
2001-09-09 | 12:00 | 1023 | 1347 | 762 | 2 | 8 | 874 | 2 | 15 | 96 | 2 | 8 | 79000 | 2 | 8 | 87400 | 2 | 15 | 12500 | 2 | 8 | 2750 | 2 | 19 | 1 | E | 9 | 0 | E | 9 | 24.9 | E | 9 | 10.2 | E | 9 | 40 | A | 7 | 1004 | E | 9 | 340 | E | 9 | 4.1 | E | 9 | -9900 | ? | 0 | 77777 | E | 9 | 2.2 | E | 8 | 0.1 | F | 8 | 0.16 | F | 8 | -9900 | -9900 | ? | 0
2001-09-09 | 13:00 | 1034 | 1347 | 767 | 2 | 8 | 837 | 2 | 15 | 122 | 2 | 8 | 82000 | 2 | 8 | 84800 | 2 | 15 | 16700 | 2 | 8 | 3890 | 2 | 19 | 0 | E | 9 | 0 | E | 9 | 26.8 | E | 9 | 10.3 | E | 9 | 36 | A | 7 | 1004 | E | 9 | 340 | E | 9 | 2.1 | E | 9 | -9900 | ? | 0 | 77777 | E | 9 | 2.2 | E | 8 | 0.1 | F | 8 | 0.16 | F | 8 | -9900 | -9900 | ? | 0
2001-09-09 | 14:00 | 980 | 1347 | 723 | 2 | 8 | 856 | 2 | 15 | 98 | 2 | 8 | 74900 | 2 | 8 | 85400 | 2 | 15 | 12600 | 2 | 8 | 2570 | 2 | 19 | 1 | E | 9 | 0 | E | 9 | 29.8 | E | 9 | 7.4 | E | 9 | 25 | A | 7 | 1004 | E | 9 | 350 | E | 9 | 4.4 | E | 9 | -9900 | ? | 0 | 77777 | E | 9 | 2.2 | E | 8 | 0.1 | F | 8 | 0.16 | F | 8 | -9900 | -9900 | ? | 0
2001-09-09 | 15:00 | 866 | 1347 | 635 | 2 | 8 | 818 | 2 | 15 | 109 | 2 | 8 | 67100 | 2 | 8 | 82000 | 2 | 15 | 14300 | 2 | 8 | 2690 | 2 | 19 | 1 | E | 9 | 1 | E | 9 | 30 | E | 9 | 7.9 | E | 9 | 25 | A | 7 | 1004 | E | 9 | 310 | E | 9 | 4.2 | E | 9 | -9900 | ? | 0 | 77777 | E | 9 | 2.2 | E | 8 | 0.1 | F | 8 | 0.16 | F | 8 | -9900 | -9900 | ? | 0
2001-09-09 | 16:00 | 697 | 1347 | 501 | 2 | 8 | 775 | 2 | 15 | 99 | 2 | 8 | 51900 | 2 | 8 | 75900 | 2 | 15 | 12500 | 2 | 8 | 2050 | 2 | 19 | 1 | E | 9 | 1 | E | 9 | 29.7 | E | 9 | 8.5 | E | 9 | 27 | A | 7 | 1004 | E | 9 | 320 | E | 9 | 4 | E | 9 | -9900 | ? | 0 | 77777 | E | 9 | 2.2 | E | 8 | 0.1 | F | 8 | 0.16 | F | 8 | -9900 | -9900 | ? | 0
2001-09-09 | 17:00 | 487 | 1347 | 335 | 2 | 8 | 645 | 2 | 15 | 101 | 2 | 8 | 34400 | 2 | 8 | 59300 | 2 | 15 | 12900 | 2 | 8 | 1890 | 2 | 19 | 1 | E | 9 | 1 | E | 9 | 29.6 | E | 9 | 8.6 | E | 9 | 27 | A | 7 | 1004 | E | 9 | 270 | E | 9 | 4.9 | E | 9 | -9900 | ? | 0 | 77777 | E | 9 | 2.1 | E | 8 | 0.1 | F | 8 | 0.16 | F | 8 | -9900 | -9900 | ? | 0
2001-09-09 | 18:00 | 250 | 1347 | 161 | 2 | 8 | 355 | 2 | 15 | 95 | 2 | 8 | 16000 | 2 | 8 | 25400 | 2 | 15 | 11200 | 2 | 8 | 1840 | 2 | 19 | 0 | E | 9 | 0 | E | 9 | 25.6 | E | 9 | 12.7 | E | 9 | 45 | A | 7 | 1004 | E | 9 | 240 | E | 9 | 3.1 | E | 9 | -9900 | ? | 0 | 77777 | E | 9 | 2.1 | E | 8 | 0.1 | F | 8 | 0.16 | F | 8 | -9900 | -9900 | ? | 0
2001-09-09 | 19:00 | 34 | 730 | 1 | 2 | 8 | 67 | 2 | 15 | 1 | 2 | 8 | 500 | 2 | 8 | 3800 | 2 | 15 | 300 | 2 | 8 | 40 | 2 | 19 | 0 | E | 9 | 0 | E | 9 | 23.5 | E | 9 | 12.8 | E | 9 | 51 | A | 7 | 1004 | E | 9 | 90 | E | 9 | 3.5 | E | 9 | -9900 | ? | 0 | 77777 | E | 9 | 2.1 | E | 8 | 0.1 | F | 8 | 0.16 | F | 8 | -9900 | -9900 | ? | 0
2001-09-09 | 20:00 | 0 | 0 | 0 | 2 | 0 | 0 | 2 | 0 | 0 | 2 | 0 | 0 | 2 | 0 | 0 | 2 | 0 | 0 | 2 | 0 | 0 | 2 | 0 | 0 | E | 9 | 0 | E | 9 | 20.5 | E | 9 | 11.8 | E | 9 | 57 | A | 7 | 1004 | E | 9 | 60 | E | 9 | 3.8 | E | 9 | -9900 | ? | 0 | 77777 | E | 9 | 2.1 | E | 8 | 0.1 | F | 8 | 0.16 | F | 8 | -9900 | -9900 | ? | 0
2001-09-09 | 21:00 | 0 | 0 | 0 | 2 | 0 | 0 | 2 | 0 | 0 | 2 | 0 | 0 | 2 | 0 | 0 | 2 | 0 | 0 | 2 | 0 | 0 | 2 | 0 | 0 | E | 9 | 0 | E | 9 | 19.4 | E | 9 | 10.9 | E | 9 | 58 | A | 7 | 1004 | E | 9 | 20 | E | 9 | 4.2 | E | 9 | -9900 | ? | 0 | 77777 | E | 9 | 2.1 | E | 8 | 0.1 | F | 8 | 0.16 | F | 8 | -9900 | -9900 | ? | 0
2001-09-09 | 22:00 | 0 | 0 | 0 | 2 | 0 | 0 | 2 | 0 | 0 | 2 | 0 | 0 | 2 | 0 | 0 | 2 | 0 | 0 | 2 | 0 | 0 | 2 | 0 | 0 | E | 9 | 0 | E | 9 | 18.4 | E | 9 | 10 | E | 9 | 58 | A | 7 | 1004 | E | 9 | 60 | E | 9 | 0.4 | E | 9 | -9900 | ? | 0 | 77777 | E | 9 | 2 | E | 8 | 0.1 | F | 8 | 0.16 | F | 8 | -9900 | -9900 | ? | 0
2001-09-09 | 23:00 | 0 | 0 | 0 | 2 | 0 | 0 | 2 | 0 | 0 | 2 | 0 | 0 | 2 | 0 | 0 | 2 | 0 | 0 | 2 | 0 | 0 | 2 | 0 | 0 | E | 9 | 0 | E | 9 | 16.3 | E | 9 | 10.1 | E | 9 | 67 | A | 7 | 1004 | E | 9 | 330 | E | 9 | 3.8 | E | 9 | -9900 | ? | 0 | 77777 | E | 9 | 2 | E | 8 | 0.1 | F | 8 | 0.16 | F | 8 | -9900 | -9900 | ? | 0
2001-09-09 | 24:00 | 0 | 0 | 0 | 2 | 0 | 0 | 2 | 0 | 0 | 2 | 0 | 0 | 2 | 0 | 0 | 2 | 0 | 0 | 2 | 0 | 0 | 2 | 0 | 0 | E | 9 | 0 | E | 9 | 15.3 | E | 9 | 10.1 | E | 9 | 71 | A | 7 | 1004 | E | 9 | 0 | E | 9 | 0 | E | 9 | -9900 | ? | 0 | 77777 | E | 9 | 2 | E | 8 | 0.1 | F | 8 | 0.16 | F | 8 | -9900 | -9900 | ? | 0
2001-09-10 | 1:00 | 0 | 0 | 0 | 2 | 0 | 0 | 2 | 0 | 0 | 2 | 0 | 0 | 2 | 0 | 0 | 2 | 0 | 0 | 2 | 0 | 0 | 2 | 0 | 0 | E | 9 | 0 | E | 9 | 13.2 | E | 9 | 9.2 | E | 9 | 77 | A | 7 | 1004 | E | 9 | 0 | E | 9 | 0 | E | 9 | -9900 | ? | 0 | 77777 | E | 9 | 2 | E | 8 | 0.099 | F | 8 | 0.16 | F | 8 | -9900 | -9900 | ? | 0
2001-09-10 | 2:00 | 0 | 0 | 0 | 2 | 0 | 0 | 2 | 0 | 0 | 2 | 0 | 0 | 2 | 0 | 0 | 2 | 0 | 0 | 2 | 0 | 0 | 2 | 0 | 0 | E | 9 | 0 | E | 9 | 14.2 | E | 9 | 8.3 | E | 9 | 68 | A | 7 | 1004 | E | 9 | 0 | E | 9 | 0 | E | 9 | -9900 | ? | 0 | 77777 | E | 9 | 2 | E | 8 | 0.099 | F | 8 | 0.16 | F | 8 | -9900 | -9900 | ? | 0
2001-09-10 | 3:00 | 0 | 0 | 0 | 2 | 0 | 0 | 2 | 0 | 0 | 2 | 0 | 0 | 2 | 0 | 0 | 2 | 0 | 0 | 2 | 0 | 0 | 2 | 0 | 0 | E | 9 | 0 | E | 9 | 14.1 | E | 9 | 8.4 | E | 9 | 69 | A | 7 | 1004 | E | 9 | 280 | E | 9 | 1.9 | E | 9 | -9900 | ? | 0 | 13136 | E | 9 | 2 | E | 8 | 0.099 | F | 8 | 0.16 | F | 8 | -9900 | -9900 | ? | 0
2001-09-10 | 4:00 | 0 | 0 | 0 | 2 | 0 | 0 | 2 | 0 | 0 | 2 | 0 | 0 | 2 | 0 | 0 | 2 | 0 | 0 | 2 | 0 | 0 | 2 | 0 | 0 | E | 9 | 0 | E | 9 | 12.1 | E | 9 | 6.4 | E | 9 | 68 | A | 7 | 1004 | E | 9 | 250 | E | 9 | 2.1 | E | 9 | -9900 | ? | 0 | 77777 | E | 9 | 2 | E | 8 | 0.099 | F | 8 | 0.16 | F | 8 | -9900 | -9900 | ? | 0
2001-09-10 | 5:00 | 0 | 0 | 0 | 2 | 0 | 0 | 2 | 0 | 0 | 2 | 0 | 0 | 2 | 0 | 0 | 2 | 0 | 0 | 2 | 0 | 0 | 2 | 0 | 1 | E | 9 | 1 | E | 9 | 10 | E | 9 | 7.5 | E | 9 | 84 | A | 7 | 1004 | E | 9 | 230 | E | 9 | 2.1 | E | 9 | -9900 | ? | 0 | 10745 | E | 9 | 2 | E | 8 | 0.099 | F | 8 | 0.16 | F | 8 | -9900 | -9900 | ? | 0
2001-09-10 | 6:00 | 4 | 258 | 0 | 2 | 8 | 0 | 2 | 15 | 0 | 2 | 8 | 0 | 2 | 8 | 0 | 2 | 15 | 0 | 2 | 8 | 0 | 2 | 19 | 0 | E | 9 | 0 | E | 9 | 10 | E | 9 | 7.6 | E | 9 | 85 | A | 7 | 1004 | E | 9 | 200 | E | 9 | 2.3 | E | 9 | -9900 | ? | 0 | 77777 | E | 9 | 2 | E | 8 | 0.099 | F | 8 | 0.16 | F | 8 | -9900 | -9900 | ? | 0
2001-09-10 | 7:00 | 165 | 1348 | 65 | 2 | 8 | 325 | 2 | 15 | 25 | 2 | 8 | 6700 | 2 | 8 | 20400 | 2 | 15 | 4200 | 2 | 8 | 460 | 2 | 19 | 0 | E | 9 | 0 | E | 9 | 12.9 | E | 9 | 8.7 | E | 9 | 76 | A | 7 | 1004 | E | 9 | 170 | E | 9 | 2.4 | E | 9 | -9900 | ? | 0 | 11685 | E | 9 | 2 | E | 8 | 0.099 | F | 8 | 0.16 | F | 8 | -9900 | -9900 | ? | 0
2001-09-10 | 8:00 | 406 | 1348 | 238 | 2 | 8 | 599 | 2 | 15 | 57 | 2 | 8 | 25100 | 2 | 8 | 53500 | 2 | 15 | 8900 | 2 | 8 | 1110 | 2 | 19 | 0 | E | 9 | 0 | E | 9 | 15.9 | E | 9 | 6.7 | E | 9 | 54 | A | 7 | 1004 | E | 9 | 150 | E | 9 | 2.5 | E | 9 | -9900 | ? | 0 | 77777 | E | 9 | 2 | E | 8 | 0.099 | F | 8 | 0.16 | F | 8 | -9900 | -9900 | ? | 0
2001-09-10 | 9:00 | 627 | 1348 | 428 | 2 | 8 | 753 | 2 | 15 | 77 | 2 | 8 | 44900 | 2 | 8 | 73300 | 2 | 15 | 10800 | 2 | 8 | 1650 | 2 | 19 | 0 | E | 9 | 0 | E | 9 | 17.8 | E | 9 | 8.8 | E | 9 | 56 | A | 7 | 1004 | E | 9 | 120 | E | 9 | 2.6 | E | 9 | -9900 | ? | 0 | 77777 | E | 9 | 2 | E | 8 | 0.099 | F | 8 | 0.16 | F | 8 | -9900 | -9900 | ? | 0
2001-09-10 | 10:00 | 810 | 1348 | 565 | 2 | 8 | 740 | 2 | 15 | 119 | 2 | 8 | 60300 | 2 | 8 | 75000 | 2 | 15 | 15100 | 2 | 8 | 2900 | 2 | 19 | 0 | E | 9 | 0 | E | 9 | 19.8 | E | 9 | 8.9 | E | 9 | 49 | A | 7 | 1004 | E | 9 | 180 | E | 9 | 3.7 | E | 9 | -9900 | ? | 0 | 77777 | E | 9 | 2 | E | 8 | 0.099 | F | 8 | 0.16 | F | 8 | -9900 | -9900 | ? | 0
2001-09-10 | 11:00 | 944 | 1348 | 686 | 2 | 8 | 813 | 2 | 15 | 115 | 2 | 8 | 72900 | 2 | 8 | 82000 | 2 | 15 | 15300 | 2 | 8 | 3150 | 2 | 19 | 0 | E | 9 | 0 | E | 9 | 22.7 | E | 9 | 9 | E | 9 | 42 | A | 7 | 1004 | E | 9 | 0 | E | 9 | 0 | E | 9 | -9900 | ? | 0 | 77777 | E | 9 | 2 | E | 8 | 0.099 | F | 8 | 0.16 | F | 8 | -9900 | -9900 | ? | 0
2001-09-10 | 12:00 | 1018 | 1348 | 732 | 2 | 8 | 754 | 2 | 15 | 161 | 2 | 8 | 78400 | 2 | 8 | 77200 | 2 | 15 | 19900 | 2 | 8 | 5180 | 2 | 19 | 0 | E | 9 | 0 | E | 9 | 25.7 | E | 9 | 9 | E | 9 | 35 | A | 7 | 1004 | E | 9 | 170 | E | 9 | 2 | E | 9 | -9900 | ? | 0 | 77777 | E | 9 | 2.1 | E | 8 | 0.099 | F | 8 | 0.16 | F | 8 | -9900 | -9900 | ? | 0
2001-09-10 | 13:00 | 1029 | 1348 | 773 | 2 | 8 | 862 | 2 | 15 | 114 | 2 | 8 | 79900 | 2 | 8 | 86100 | 2 | 15 | 14000 | 2 | 8 | 2980 | 2 | 19 | 0 | E | 9 | 0 | E | 9 | 25.6 | E | 9 | 8.1 | E | 9 | 33 | A | 7 | 1004 | E | 9 | 160 | E | 9 | 1.7 | E | 9 | -9900 | ? | 0 | 77777 | E | 9 | 2.2 | E | 8 | 0.099 | F | 8 | 0.16 | F | 8 | -9900 | -9900 | ? | 0
2001-09-10 | 14:00 | 975 | 1348 | 705 | 2 | 8 | 777 | 2 | 15 | 141 | 2 | 8 | 73500 | 2 | 8 | 77900 | 2 | 15 | 17100 | 2 | 8 | 3820 | 2 | 19 | 0 | E | 9 | 0 | E | 9 | 26.9 | E | 9 | 7.1 | E | 9 | 28 | A | 7 | 1004 | E | 9 | 40 | E | 9 | 0.5 | E | 9 | -9900 | ? | 0 | 77777 | E | 9 | 2.2 | E | 8 | 0.099 | F | 8 | 0.16 | F | 8 | -9900 | -9900 | ? | 0
2001-09-10 | 15:00 | 859 | 1348 | 602 | 2 | 8 | 732 | 2 | 15 | 134 | 2 | 8 | 64100 | 2 | 8 | 74300 | 2 | 15 | 16600 | 2 | 8 | 3410 | 2 | 19 | 0 | E | 9 | 0 | E | 9 | 27.5 | E | 9 | 6.3 | E | 9 | 26 | A | 7 | 1004 | E | 9 | 120 | E | 9 | 4.2 | E | 9 | -9900 | ? | 0 | 17993 | E | 9 | 2.3 | E | 8 | 0.099 | F | 8 | 0.16 | F | 8 | -9900 | -9900 | ? | 0
2001-09-10 | 16:00 | 691 | 1348 | 480 | 2 | 8 | 694 | 2 | 15 | 124 | 2 | 8 | 50300 | 2 | 8 | 68500 | 2 | 15 | 15100 | 2 | 8 | 2650 | 2 | 19 | 0 | E | 9 | 0 | E | 9 | 27.5 | E | 9 | 7.3 | E | 9 | 28 | A | 7 | 1004 | E | 9 | 80 | E | 9 | 1 | E | 9 | -9900 | ? | 0 | 17922 | E | 9 | 2.3 | E | 8 | 0.099 | F | 8 | 0.16 | F | 8 | -9900 | -9900 | ? | 0
2001-09-10 | 17:00 | 480 | 1348 | 338 | 2 | 8 | 667 | 2 | 15 | 100 | 2 | 8 | 34700 | 2 | 8 | 61100 | 2 | 15 | 12900 | 2 | 8 | 1860 | 2 | 19 | 0 | E | 9 | 0 | E | 9 | 27.4 | E | 9 | 8.4 | E | 9 | 30 | A | 7 | 1004 | E | 9 | 220 | E | 9 | 2.5 | E | 9 | -9900 | ? | 0 | 77777 | E | 9 | 2.4 | E | 8 | 0.099 | F | 8 | 0.16 | F | 8 | -9900 | -9900 | ? | 0
2001-09-10 | 18:00 | 243 | 1348 | 151 | 2 | 8 | 327 | 2 | 15 | 92 | 2 | 8 | 15500 | 2 | 8 | 23000 | 2 | 15 | 11400 | 2 | 8 | 1890 | 2 | 19 | 0 | E | 9 | 0 | E | 9 | 24.7 | E | 9 | 10.1 | E | 9 | 40 | A | 7 | 1004 | E | 9 | 190 | E | 9 | 2.1 | E | 9 | -9900 | ? | 0 | 19582 | E | 9 | 2.4 | E | 8 | 0.099 | F | 8 | 0.16 | F | 8 | -9900 | -9900 | ? | 0
2001-09-10 | 19:00 | 30 | 708 | 0 | 2 | 8 | 54 | 2 | 15 | 0 | 2 | 8 | 0 | 2 | 8 | 0 | 2 | 15 | 0 | 2 | 8 | 0 | 2 | 19 | 0 | E | 9 | 0 | E | 9 | 21.3 | E | 9 | 11.6 | E | 9 | 54 | A | 7 | 1004 | E | 9 | 150 | E | 9 | 1.8 | E | 9 | -9900 | ? | 0 | 20412 | E | 9 | 2.5 | E | 8 | 0.099 | F | 8 | 0.16 | F | 8 | -9900 | -9900 | ? | 0
2001-09-10 | 20:00 | 0 | 0 | 0 | 2 | 0 | 0 | 2 | 0 | 0 | 2 | 0 | 0 | 2 | 0 | 0 | 2 | 0 | 0 | 2 | 0 | 0 | 2 | 0 | 0 | E | 9 | 0 | E | 9 | 19.3 | E | 9 | 11.6 | E | 9 | 61 | A | 7 | 1004 | E | 9 | 170 | E | 9 | 2 | E | 9 | -9900 | ? | 0 | 20941 | E | 9 | 2.6 | E | 8 | 0.099 | F | 8 | 0.16 | F | 8 | -9900 | -9900 | ? | 0
2001-09-10 | 21:00 | 0 | 0 | 0 | 2 | 0 | 0 | 2 | 0 | 0 | 2 | 0 | 0 | 2 | 0 | 0 | 2 | 0 | 0 | 2 | 0 | 0 | 2 | 0 | 0 | E | 9 | 0 | E | 9 | 17.2 | E | 9 | 11.7 | E | 9 | 70 | A | 7 | 1004 | E | 9 | 280 | E | 9 | 2.8 | E | 9 | -9900 | ? | 0 | 19911 | E | 9 | 2.6 | E | 8 | 0.099 | F | 8 | 0.16 | F | 8 | -9900 | -9900 | ? | 0
2001-09-10 | 22:00 | 0 | 0 | 0 | 2 | 0 | 0 | 2 | 0 | 0 | 2 | 0 | 0 | 2 | 0 | 0 | 2 | 0 | 0 | 2 | 0 | 0 | 2 | 0 | 0 | E | 9 | 0 | E | 9 | 17.2 | E | 9 | 10.8 | E | 9 | 66 | A | 7 | 1004 | E | 9 | 210 | E | 9 | 2.5 | E | 9 | -9900 | ? | 0 | 20411 | E | 9 | 2.7 | E | 8 | 0.099 | F | 8 | 0.16 | F | 8 | -9900 | -9900 | ? | 0
2001-09-10 | 23:00 | 0 | 0 | 0 | 2 | 0 | 0 | 2 | 0 | 0 | 2 | 0 | 0 | 2 | 0 | 0 | 2 | 0 | 0 | 2 | 0 | 0 | 2 | 0 | 0 | E | 9 | 0 | E | 9 | 17.1 | E | 9 | 11.9 | E | 9 | 71 | A | 7 | 1004 | E | 9 | 230 | E | 9 | 2.8 | E | 9 | -9900 | ? | 0 | 20821 | E | 9 | 2.6 | E | 8 | 0.099 | F | 8 | 0.16 | F | 8 | -9900 | -9900 | ? | 0
2001-09-10 | 24:00 | 0 | 0 | 0 | 2 | 0 | 0 | 2 | 0 | 0 | 2 | 0 | 0 | 2 | 0 | 0 | 2 | 0 | 0 | 2 | 0 | 0 | 2 | 0 | 0 | E | 9 | 0 | E | 9 | 17.1 | E | 9 | 10.9 | E | 9 | 67 | A | 7 | 1004 | E | 9 | 290 | E | 9 | 3.3 | E | 9 | -9900 | ? | 0 | 21290 | E | 9 | 2.6 | E | 8 | 0.099 | F | 8 | 0.16 | F | 8 | -9900 | -9900 | ? | 0
2001-09-11 | 1:00 | 0 | 0 | 0 | 2 | 0 | 0 | 2 | 0 | 0 | 2 | 0 | 0 | 2 | 0 | 0 | 2 | 0 | 0 | 2 | 0 | 0 | 2 | 0 | 0 | E | 9 | 0 | A | 7 | 15 | A | 7 | 11 | A | 7 | 77 | A | 7 | 1004 | E | 9 | 300 | A | 7 | 3.6 | A | 7 | 16100 | A | 7 | 77777 | A | 7 | 2.5 | E | 8 | 0.099 | F | 8 | 0.16 | F | 8 | -9900 | -9900 | ? | 0
2001-09-11 | 2:00 | 0 | 0 | 0 | 2 | 0 | 0 | 2 | 0 | 0 | 2 | 0 | 0 | 2 | 0 | 0 | 2 | 0 | 0 | 2 | 0 | 0 | 2 | 0 | 0 | E | 9 | 0 | E | 9 | 13.3 | E | 9 | 10.3 | E | 9 | 82 | A | 7 | 1004 | E | 9 | 240 | E | 9 | 3.3 | E | 9 | -9900 | ? | 0 | 77777 | E | 9 | 2.5 | E | 8 | 0.099 | F | 8 | 0.16 | F | 8 | -9900 | -9900 | ? | 0
2001-09-11 | 3:00 | 0 | 0 | 0 | 2 | 0 | 0 | 2 | 0 | 0 | 2 | 0 | 0 | 2 | 0 | 0 | 2 | 0 | 0 | 2 | 0 | 0 | 2 | 0 | 0 | E | 9 | 0 | E | 9 | 10.5 | E | 9 | 10.5 | E | 9 | 100 | A | 7 | 1004 | E | 9 | 210 | E | 9 | 3.3 | E | 9 | -9900 | ? | 0 | 77777 | E | 9 | 2.4 | E | 8 | 0.099 | F | 8 | 0.16 | F | 8 | -9900 | -9900 | ? | 0
2001-09-11 | 4:00 | 0 | 0 | 0 | 2 | 0 | 0 | 2 | 0 | 0 | 2 | 0 | 0 | 2 | 0 | 0 | 2 | 0 | 0 | 2 | 0 | 0 | 2 | 0 | 0 | E | 9 | 0 | E | 9 | 10.8 | E | 9 | 9.8 | E | 9 | 94 | A | 7 | 1004 | E | 9 | 180 | E | 9 | 3.2 | E | 9 | -9900 | ? | 0 | 77777 | E | 9 | 2.4 | E | 8 | 0.099 | F | 8 | 0.16 | F | 8 | -9900 | -9900 | ? | 0
2001-09-11 | 5:00 | 0 | 0 | 0 | 2 | 0 | 0 | 2 | 0 | 0 | 2 | 0 | 0 | 2 | 0 | 0 | 2 | 0 | 0 | 2 | 0 | 0 | 2 | 0 | 0 | E | 9 | 0 | E | 9 | 9 | E | 9 | 9 | E | 9 | 100 | A | 7 | 1004 | E | 9 | 160 | E | 9 | 3.2 | E | 9 | -9900 | ? | 0 | 77777 | E | 9 | 2.3 | E | 8 | 0.099 | F | 8 | 0.16 | F | 8 | -9900 | -9900 | ? | 0
2001-09-11 | 6:00 | 3 | 236 | 0 | 2 | 8 | 0 | 2 | 15 | 0 | 2 | 8 | 0 | 2 | 8 | 0 | 2 | 15 | 0 | 2 | 8 | 0 | 2 | 19 | 0 | E | 9 | 0 | E | 9 | 9.3 | E | 9 | 9.3 | E | 9 | 100 | A | 7 | 1004 | E | 9 | 130 | E | 9 | 3.2 | E | 9 | -9900 | ? | 0 | 77777 | E | 9 | 2.3 | E | 8 | 0.099 | F | 8 | 0.16 | F | 8 | -9900 | -9900 | ? | 0
2001-09-11 | 7:00 | 160 | 1348 | 66 | 2 | 8 | 374 | 2 | 15 | 21 | 2 | 8 | 6700 | 2 | 8 | 25000 | 2 | 15 | 3800 | 2 | 8 | 440 | 2 | 19 | 0 | E | 9 | 0 | E | 9 | 11.5 | E | 9 | 11.5 | E | 9 | 100 | A | 7 | 1004 | E | 9 | 140 | E | 9 | 3.2 | E | 9 | -9900 | ? | 0 | 77777 | E | 9 | 2.3 | E | 8 | 0.099 | F | 8 | 0.16 | F | 8 | -9900 | -9900 | ? | 0
2001-09-11 | 8:00 | 402 | 1348 | 237 | 2 | 8 | 608 | 2 | 15 | 55 | 2 | 8 | 24400 | 2 | 8 | 54100 | 2 | 15 | 8200 | 2 | 8 | 1080 | 2 | 19 | 0 | E | 9 | 0 | E | 9 | 17.8 | E | 9 | 12.8 | E | 9 | 73 | A | 7 | 1004 | E | 9 | 70 | E | 9 | 3.1 | E | 9 | -9900 | ? | 0 | 77777 | E | 9 | 2.2 | E | 8 | 0.099 | F | 8 | 0.16 | F | 8 | -9900 | -9900 | ? | 0
2001-09-11 | 9:00 | 622 | 1348 | 422 | 2 | 8 | 752 | 2 | 15 | 74 | 2 | 8 | 44400 | 2 | 8 | 73200 | 2 | 15 | 10600 | 2 | 8 | 1600 | 2 | 19 | 0 | E | 9 | 0 | E | 9 | 21 | A | 7 | 12 | A | 7 | 56 | A | 7 | 1004 | E | 9 | 40 | A | 7 | 3.1 | A | 7 | 16100 | A | 7 | 77777 | A | 7 | 2.2 | E | 8 | 0.099 | F | 8 | 0.16 | F | 8 | -9900 | -9900 | ? | 0
2001-09-11 | 10:00 | 806 | 1348 | 575 | 2 | 8 | 810 | 2 | 15 | 90 | 2 | 8 | 61400 | 2 | 8 | 81200 | 2 | 15 | 12700 | 2 | 8 | 2190 | 2 | 19 | 0 | E | 9 | 0 | E | 9 | 23 | A | 7 | 11 | A | 7 | 47 | A | 7 | 1004 | E | 9 | 30 | A | 7 | 2.6 | A | 7 | 16100 | A | 7 | 77777 | A | 7 | 2.1 | E | 8 | 0.099 | F | 8 | 0.16 | F | 8 | -9900 | -9900 | ? | 0
2001-09-11 | 11:00 | 939 | 1348 | 634 | 2 | 8 | 617 | 2 | 15 | 203 | 2 | 8 | 66100 | 2 | 8 | 62000 | 2 | 15 | 22800 | 2 | 8 | 5500 | 2 | 19 | 0 | E | 9 | 0 | E | 9 | 27 | E | 9 | 11.3 | E | 9 | 38 | A | 7 | 1004 | E | 9 | 80 | E | 9 | 2.8 | E | 9 | -9900 | ? | 0 | 77777 | E | 9 | 2.1 | E | 8 | 0.099 | F | 8 | 0.16 | F | 8 | -9900 | -9900 | ? | 0
2001-09-11 | 12:00 | 1014 | 1348 | 744 | 2 | 8 | 778 | 2 | 15 | 158 | 2 | 8 | 77200 | 2 | 8 | 77800 | 2 | 15 | 18600 | 2 | 8 | 4440 | 2 | 19 | 0 | E | 9 | 0 | E | 9 | 27.1 | E | 9 | 11.4 | E | 9 | 38 | A | 7 | 1004 | E | 9 | 60 | E | 9 | 1.4 | E | 9 | -9900 | ? | 0 | 77777 | E | 9 | 2.1 | E | 8 | 0.099 | F | 8 | 0.16 | F | 8 | -9900 | -9900 | ? | 0
2001-09-11 | 13:00 | 1024 | 1348 | 694 | 2 | 8 | 603 | 2 | 15 | 235 | 2 | 8 | 72400 | 2 | 8 | 60600 | 2 | 15 | 26200 | 2 | 8 | 7310 | 2 | 19 | 0 | E | 9 | 0 | E | 9 | 28.2 | E | 9 | 10.8 | E | 9 | 34 | A | 7 | 1004 | E | 9 | 30 | E | 9 | 3.6 | E | 9 | -9900 | ? | 0 | 77777 | E | 9 | 2.1 | E | 8 | 0.099 | F | 8 | 0.16 | F | 8 | -9900 | -9900 | ? | 0
2001-09-11 | 14:00 | 969 | 1348 | 692 | 2 | 8 | 753 | 2 | 15 | 150 | 2 | 8 | 74100 | 2 | 8 | 77000 | 2 | 15 | 18600 | 2 | 8 | 4440 | 2 | 19 | 1 | E | 9 | 0 | E | 9 | 28.8 | E | 9 | 10.1 | E | 9 | 31 | A | 7 | 1004 | E | 9 | 90 | E | 9 | 5.8 | E | 9 | -9900 | ? | 0 | 77777 | E | 9 | 2.1 | E | 8 | 0.099 | F | 8 | 0.16 | F | 8 | -9900 | -9900 | ? | 0
2001-09-11 | 15:00 | 853 | 1348 | 596 | 2 | 8 | 726 | 2 | 15 | 136 | 2 | 8 | 63400 | 2 | 8 | 73600 | 2 | 15 | 16700 | 2 | 8 | 3430 | 2 | 19 | 1 | E | 9 | 0 | E | 9 | 29 | E | 9 | 9.4 | E | 9 | 29 | A | 7 | 1004 | E | 9 | 60 | E | 9 | 4.4 | E | 9 | -9900 | ? | 0 | 77777 | E | 9 | 2.1 | E | 8 | 0.099 | F | 8 | 0.16 | F | 8 | -9900 | -9900 | ? | 0
2001-09-11 | 16:00 | 684 | 1348 | 474 | 2 | 8 | 650 | 2 | 15 | 143 | 2 | 8 | 49000 | 2 | 8 | 63600 | 2 | 15 | 16700 | 2 | 8 | 2970 | 2 | 19 | 1 | E | 9 | 0 | E | 9 | 30.2 | E | 9 | 10.7 | E | 9 | 30 | A | 7 | 1004 | E | 9 | 110 | E | 9 | 4.5 | E | 9 | -9900 | ? | 0 | 77777 | E | 9 | 2.1 | E | 8 | 0.099 | F | 8 | 0.16 | F | 8 | -9900 | -9900 | ? | 0
2001-09-11 | 17:00 | 473 | 1348 | 278 | 2 | 8 | 359 | 2 | 15 | 152 | 2 | 8 | 29300 | 2 | 8 | 34100 | 2 | 15 | 17300 | 2 | 8 | 3190 | 2 | 19 | 1 | E | 9 | 0 | E | 9 | 29.7 | E | 9 | 11.6 | E | 9 | 33 | A | 7 | 1004 | E | 9 | 110 | E | 9 | 5.3 | E | 9 | -9900 | ? | 0 | 77777 | E | 9 | 2.1 | E | 8 | 0.099 | F | 8 | 0.16 | F | 8 | -9900 | -9900 | ? | 0
2001-09-11 | 18:00 | 236 | 1348 | 140 | 2 | 8 | 249 | 2 | 15 | 96 | 2 | 8 | 14200 | 2 | 8 | 17200 | 2 | 15 | 11200 | 2 | 8 | 2010 | 2 | 19 | 1 | E | 9 | 0 | E | 9 | 26.4 | E | 9 | 11.9 | E | 9 | 40 | A | 7 | 1004 | E | 9 | 120 | E | 9 | 5.5 | E | 9 | -9900 | ? | 0 | 77777 | E | 9 | 2.1 | E | 8 | 0.099 | F | 8 | 0.16 | F | 8 | -9900 | -9900 | ? | 0
2001-09-11 | 19:00 | 27 | 663 | 0 | 2 | 8 | 0 | 2 | 15 | 0 | 2 | 8 | 0 | 2 | 8 | 0 | 2 | 15 | 0 | 2 | 8 | 0 | 2 | 19 | 1 | E | 9 | 0 | E | 9 | 25.5 | E | 9 | 12.1 | E | 9 | 43 | A | 7 | 1004 | E | 9 | 120 | E | 9 | 3.5 | E | 9 | -9900 | ? | 0 | 77777 | E | 9 | 2.1 | E | 8 | 0.099 | F | 8 | 0.16 | F | 8 | -9900 | -9900 | ? | 0
2001-09-11 | 20:00 | 0 | 0 | 0 | 2 | 0 | 0 | 2 | 0 | 0 | 2 | 0 | 0 | 2 | 0 | 0 | 2 | 0 | 0 | 2 | 0 | 0 | 2 | 0 | 1 | E | 9 | 1 | E | 9 | 23.9 | E | 9 | 12.3 | E | 9 | 48 | A | 7 | 1004 | E | 9 | 110 | E | 9 | 3.7 | E | 9 | -9900 | ? | 0 | 77777 | E | 9 | 2.1 | E | 8 | 0.099 | F | 8 | 0.16 | F | 8 | -9900 | -9900 | ? | 0
2001-09-11 | 21:00 | 0 | 0 | 0 | 2 | 0 | 0 | 2 | 0 | 0 | 2 | 0 | 0 | 2 | 0 | 0 | 2 | 0 | 0 | 2 | 0 | 0 | 2 | 0 | 1 | E | 9 | 1 | E | 9 | 21.7 | E | 9 | 12 | E | 9 | 54 | A | 7 | 1004 | E | 9 | 130 | E | 9 | 2.8 | E | 9 | -9900 | ? | 0 | 77777 | E | 9 | 2.1 | E | 8 | 0.099 | F | 8 | 0.16 | F | 8 | -9900 | -9900 | ? | 0
2001-09-11 | 22:00 | 0 | 0 | 0 | 2 | 0 | 0 | 2 | 0 | 0 | 2 | 0 | 0 | 2 | 0 | 0 | 2 | 0 | 0 | 2 | 0 | 0 | 2 | 0 | 2 | E | 9 | 1 | E | 9 | 21.2 | E | 9 | 12.2 | E | 9 | 56 | A | 7 | 1004 | E | 9 | 140 | E | 9 | 2.5 | E | 9 | -9900 | ? | 0 | 20812 | E | 9 | 2.1 | E | 8 | 0.099 | F | 8 | 0.16 | F | 8 | -9900 | -9900 | ? | 0
2001-09-11 | 23:00 | 0 | 0 | 0 | 2 | 0 | 0 | 2 | 0 | 0 | 2 | 0 | 0 | 2 | 0 | 0 | 2 | 0 | 0 | 2 | 0 | 0 | 2 | 0 | 3 | E | 9 | 2 | E | 9 | 21.3 | E | 9 | 12.4 | E | 9 | 57 | A | 7 | 1004 | E | 9 | 150 | E | 9 | 2.1 | E | 9 | -9900 | ? | 0 | 19208 | E | 9 | 2.1 | E | 8 | 0.099 | F | 8 | 0.16 | F | 8 | -9900 | -9900 | ? | 0
2001-09-11 | 24:00 | 0 | 0 | 0 | 2 | 0 | 0 | 2 | 0 | 0 | 2 | 0 | 0 | 2 | 0 | 0 | 2 | 0 | 0 | 2 | 0 | 0 | 2 | 0 | 4 | E | 9 | 3 | E | 9 | 20.9 | E | 9 | 12.7 | E | 9 | 59 | A | 7 | 1004 | E | 9 | 210 | E | 9 | 0.7 | E | 9 | -9900 | ? | 0 | 17604 | E | 9 | 2.1 | E | 8 | 0.099 | F | 8 | 0.16 | F | 8 | -9900 | -9900 | ? | 0
2001-09-12 | 1:00 | 0 | 0 | 0 | 2 | 0 | 0 | 2 | 0 | 0 | 2 | 0 | 0 | 2 | 0 | 0 | 2 | 0 | 0 | 2 | 0 | 0 | 2 | 0 | 5 | E | 9 | 4 | E | 9 | 19.8 | E | 9 | 12.4 | E | 9 | 62 | A | 7 | 1004 | E | 9 | 210 | E | 9 | 0.9 | E | 9 | -9900 | ? | 0 | 16001 | E | 9 | 2.1 | E | 8 | 0.098 | F | 8 | 0.16 | F | 8 | -9900 | -9900 | ? | 0
2001-09-12 | 2:00 | 0 | 0 | 0 | 2 | 0 | 0 | 2 | 0 | 0 | 2 | 0 | 0 | 2 | 0 | 0 | 2 | 0 | 0 | 2 | 0 | 0 | 2 | 0 | 6 | E | 9 | 5 | E | 9 | 19.9 | E | 9 | 12.7 | E | 9 | 63 | A | 7 | 1004 | E | 9 | 220 | E | 9 | 1 | E | 9 | -9900 | ? | 0 | 14397 | E | 9 | 2.1 | E | 8 | 0.098 | F | 8 | 0.16 | F | 8 | -9900 | -9900 | ? | 0
2001-09-12 | 3:00 | 0 | 0 | 0 | 2 | 0 | 0 | 2 | 0 | 0 | 2 | 0 | 0 | 2 | 0 | 0 | 2 | 0 | 0 | 2 | 0 | 0 | 2 | 0 | 7 | E | 9 | 5 | E | 9 | 18.3 | E | 9 | 11.8 | E | 9 | 66 | A | 7 | 1004 | E | 9 | 60 | E | 9 | 2.7 | E | 9 | -9900 | ? | 0 | 12794 | E | 9 | 2.1 | E | 8 | 0.098 | F | 8 | 0.16 | F | 8 | -9900 | -9900 | ? | 0
2001-09-12 | 4:00 | 0 | 0 | 0 | 2 | 0 | 0 | 2 | 0 | 0 | 2 | 0 | 0 | 2 | 0 | 0 | 2 | 0 | 0 | 2 | 0 | 0 | 2 | 0 | 9 | E | 9 | 7 | E | 9 | 16.7 | E | 9 | 11 | E | 9 | 69 | A | 7 | 1004 | E | 9 | 230 | E | 9 | 1.3 | E | 9 | -9900 | ? | 0 | 11190 | E | 9 | 2.1 | E | 8 | 0.098 | F | 8 | 0.16 | F | 8 | -9900 | -9900 | ? | 0
2001-09-12 | 5:00 | 0 | 0 | 0 | 2 | 0 | 0 | 2 | 0 | 0 | 2 | 0 | 0 | 2 | 0 | 0 | 2 | 0 | 0 | 2 | 0 | 0 | 2 | 0 | 9 | E | 9 | 8 | E | 9 | 16.2 | E | 9 | 10.6 | E | 9 | 69 | A | 7 | 1004 | E | 9 | 240 | E | 9 | 1.5 | E | 9 | -9900 | ? | 0 | 9586 | E | 9 | 2.1 | E | 8 | 0.098 | F | 8 | 0.16 | F | 8 | -9900 | -9900 | ? | 0
2001-09-12 | 6:00 | 3 | 214 | 0 | 2 | 8 | 0 | 2 | 15 | 0 | 2 | 8 | 0 | 2 | 8 | 0 | 2 | 15 | 0 | 2 | 8 | 0 | 2 | 19 | 10 | E | 9 | 8 | E | 9 | 15.8 | E | 9 | 10.8 | E | 9 | 72 | A | 7 | 1004 | E | 9 | 250 | E | 9 | 1.7 | E | 9 | -9900 | ? | 0 | 7982 | E | 9 | 2.1 | E | 8 | 0.098 | F | 8 | 0.16 | F | 8 | -9900 | -9900 | ? | 0
2001-09-12 | 7:00 | 156 | 1349 | 57 | 2 | 8 | 247 | 2 | 15 | 29 | 2 | 8 | 5900 | 2 | 8 | 14900 | 2 | 15 | 4200 | 2 | 8 | 520 | 2 | 19 | 10 | E | 9 | 9 | E | 9 | 18.8 | E | 9 | 12.9 | E | 9 | 69 | A | 7 | 1004 | E | 9 | 40 | E | 9 | 3.3 | E | 9 | -9900 | ? | 0 | 6379 | E | 9 | 2.1 | E | 8 | 0.098 | F | 8 | 0.16 | F | 8 | -9900 | -9900 | ? | 0
2001-09-12 | 8:00 | 397 | 1349 | 215 | 2 | 8 | 445 | 2 | 15 | 84 | 2 | 8 | 22800 | 2 | 8 | 39200 | 2 | 15 | 11300 | 2 | 8 | 1540 | 2 | 19 | 10 | E | 9 | 10 | E | 9 | 20.5 | E | 9 | 14.5 | E | 9 | 68 | A | 7 | 1004 | E | 9 | 70 | E | 9 | 4.6 | E | 9 | -9900 | ? | 0 | 4775 | E | 9 | 2.1 | E | 8 | 0.098 | F | 8 | 0.16 | F | 8 | -9900 | -9900 | ? | 0
2001-09-12 | 9:00 | 618 | 1349 | 387 | 2 | 8 | 585 | 2 | 15 | 118 | 2 | 8 | 40100 | 2 | 8 | 56600 | 2 | 15 | 14100 | 2 | 8 | 2380 | 2 | 19 | 10 | E | 9 | 10 | E | 9 | 21.7 | E | 9 | 14.9 | E | 9 | 65 | A | 7 | 1004 | E | 9 | 70 | E | 9 | 5.2 | E | 9 | -9900 | ? | 0 | 3172 | E | 9 | 2.1 | E | 8 | 0.098 | F | 8 | 0.16 | F | 8 | -9900 | -9900 | ? | 0
2001-09-12 | 10:00 | 801 | 1349 | 575 | 2 | 8 | 780 | 2 | 15 | 110 | 2 | 8 | 59900 | 2 | 8 | 77500 | 2 | 15 | 13800 | 2 | 8 | 2480 | 2 | 19 | 10 | E | 9 | 10 | E | 9 | 23.6 | E | 9 | 14.7 | E | 9 | 57 | A | 7 | 1004 | E | 9 | 80 | E | 9 | 4.9 | E | 9 | -9900 | ? | 0 | 1567 | E | 9 | 2.1 | E | 8 | 0.098 | F | 8 | 0.16 | F | 8 | -9900 | -9900 | ? | 0
2001-09-12 | 11:00 | 934 | 1349 | 646 | 2 | 8 | 695 | 2 | 15 | 163 | 2 | 8 | 68400 | 2 | 8 | 70600 | 2 | 15 | 19400 | 2 | 8 | 4510 | 2 | 19 | 10 | E | 9 | 10 | E | 9 | 26.5 | E | 9 | 14.7 | E | 9 | 48 | A | 7 | 1004 | E | 9 | 210 | E | 9 | 6.6 | E | 9 | -9900 | ? | 0 | 3739 | E | 9 | 2.1 | E | 8 | 0.098 | F | 8 | 0.16 | F | 8 | -9900 | -9900 | ? | 0
2001-09-12 | 12:00 | 1008 | 1349 | 721 | 2 | 8 | 736 | 2 | 15 | 169 | 2 | 8 | 76800 | 2 | 8 | 75200 | 2 | 15 | 20500 | 2 | 8 | 5300 | 2 | 19 | 10 | E | 9 | 9 | E | 9 | 27.2 | E | 9 | 14.1 | E | 9 | 45 | A | 7 | 1004 | E | 9 | 250 | E | 9 | 5.2 | E | 9 | -9900 | ? | 0 | 5911 | E | 9 | 2.1 | E | 8 | 0.098 | F | 8 | 0.16 | F | 8 | -9900 | -9900 | ? | 0
2001-09-12 | 13:00 | 1018 | 1349 | 694 | 2 | 8 | 621 | 2 | 15 | 225 | 2 | 8 | 72700 | 2 | 8 | 62600 | 2 | 15 | 25300 | 2 | 8 | 6950 | 2 | 19 | 10 | E | 9 | 8 | E | 9 | 30.1 | E | 9 | 11.8 | E | 9 | 32 | A | 7 | 1004 | E | 9 | 150 | E | 9 | 5.4 | E | 9 | -9900 | ? | 0 | 8083 | E | 9 | 2.1 | E | 8 | 0.098 | F | 8 | 0.16 | F | 8 | -9900 | -9900 | ? | 0
2001-09-12 | 14:00 | 963 | 1349 | 686 | 2 | 8 | 741 | 2 | 15 | 156 | 2 | 8 | 73200 | 2 | 8 | 75600 | 2 | 15 | 19100 | 2 | 8 | 4550 | 2 | 19 | 10 | E | 9 | 7 | E | 9 | 30.3 | E | 9 | 11.6 | E | 9 | 32 | A | 7 | 1004 | E | 9 | 260 | E | 9 | 5.5 | E | 9 | -9900 | ? | 0 | 10255 | E | 9 | 2.1 | E | 8 | 0.098 | F | 8 | 0.16 | F | 8 | -9900 | -9900 | ? | 0
2001-09-12 | 15:00 | 847 | 1349 | 577 | 2 | 8 | 689 | 2 | 15 | 143 | 2 | 8 | 61000 | 2 | 8 | 69600 | 2 | 15 | 17200 | 2 | 8 | 3550 | 2 | 19 | 9 | E | 9 | 6 | E | 9 | 30.4 | E | 9 | 12.6 | E | 9 | 34 | A | 7 | 1004 | E | 9 | 270 | E | 9 | 7.2 | E | 9 | -9900 | ? | 0 | 12426 | E | 9 | 2.1 | E | 8 | 0.098 | F | 8 | 0.16 | F | 8 | -9900 | -9900 | ? | 0
2001-09-12 | 16:00 | 677 | 1349 | 468 | 2 | 8 | 581 | 2 | 15 | 176 | 2 | 8 | 49300 | 2 | 8 | 58200 | 2 | 15 | 20000 | 2 | 8 | 3740 | 2 | 19 | 8 | E | 9 | 5 | E | 9 | 30 | E | 9 | 13.6 | E | 9 | 37 | A | 7 | 1004 | E | 9 | 300 | E | 9 | 7.3 | E | 9 | -9900 | ? | 0 | 14598 | E | 9 | 2.1 | E | 8 | 0.098 | F | 8 | 0.16 | F | 8 | -9900 | -9900 | ? | 0
2001-09-12 | 17:00 | 466 | 1349 | 236 | 2 | 8 | 231 | 2 | 15 | 156 | 2 | 8 | 24800 | 2 | 8 | 21800 | 2 | 15 | 17200 | 2 | 8 | 3290 | 2 | 19 | 7 | E | 9 | 5 | E | 9 | 28 | E | 9 | 13 | E | 9 | 40 | A | 7 | 1004 | E | 9 | 290 | E | 9 | 8 | E | 9 | -9900 | ? | 0 | 16770 | E | 9 | 2.1 | E | 8 | 0.098 | F | 8 | 0.16 | F | 8 | -9900 | -9900 | ? | 0
2001-09-12 | 18:00 | 228 | 1349 | 21 | 2 | 8 | 0 | 2 | 15 | 21 | 2 | 8 | 2500 | 2 | 8 | 0 | 2 | 15 | 2500 | 2 | 8 | 860 | 2 | 19 | 6 | E | 9 | 4 | E | 9 | 25.8 | E | 9 | 13 | E | 9 | 45 | A | 7 | 1004 | E | 9 | 290 | E | 9 | 6.7 | E | 9 | -9900 | ? | 0 | 18942 | E | 9 | 2.1 | E | 8 | 0.098 | F | 8 | 0.16 | F | 8 | -9900 | -9900 | ? | 0
2001-09-12 | 19:00 | 23 | 618 | 0 | 2 | 8 | 0 | 2 | 15 | 0 | 2 | 8 | 0 | 2 | 8 | 0 | 2 | 15 | 0 | 2 | 8 | 0 | 2 | 19 | 5 | E | 9 | 3 | E | 9 | 22.1 | E | 9 | 12.6 | E | 9 | 55 | A | 7 | 1004 | E | 9 | 310 | E | 9 | 6.3 | E | 9 | -9900 | ? | 0 | 21114 | E | 9 | 2.1 | E | 8 | 0.098 | F | 8 | 0.16 | F | 8 | -9900 | -9900 | ? | 0
2001-09-12 | 20:00 | 0 | 0 | 0 | 2 | 0 | 0 | 2 | 0 | 0 | 2 | 0 | 0 | 2 | 0 | 0 | 2 | 0 | 0 | 2 | 0 | 0 | 2 | 0 | 4 | E | 9 | 2 | E | 9 | 20 | E | 9 | 12.1 | E | 9 | 60 | A | 7 | 1004 | E | 9 | 310 | E | 9 | 6 | E | 9 | -9900 | ? | 0 | 77777 | E | 9 | 2.1 | E | 8 | 0.098 | F | 8 | 0.16 | F | 8 | -9900 | -9900 | ? | 0
2001-09-12 | 21:00 | 0 | 0 | 0 | 2 | 0 | 0 | 2 | 0 | 0 | 2 | 0 | 0 | 2 | 0 | 0 | 2 | 0 | 0 | 2 | 0 | 0 | 2 | 0 | 5 | E | 9 | 2 | E | 9 | 18.5 | E | 9 | 11.5 | E | 9 | 64 | A | 7 | 1004 | E | 9 | 310 | E | 9 | 5.5 | E | 9 | -9900 | ? | 0 | 77777 | E | 9 | 2.1 | E | 8 | 0.098 | F | 8 | 0.16 | F | 8 | -9900 | -9900 | ? | 0
2001-09-12 | 22:00 | 0 | 0 | 0 | 2 | 0 | 0 | 2 | 0 | 0 | 2 | 0 | 0 | 2 | 0 | 0 | 2 | 0 | 0 | 2 | 0 | 0 | 2 | 0 | 5 | E | 9 | 2 | E | 9 | 17 | A | 7 | 11 | A | 7 | 68 | A | 7 | 1004 | E | 9 | 300 | A | 7 | 5.7 | A | 7 | 16100 | A | 7 | 77777 | A | 7 | 2.1 | E | 8 | 0.098 | F | 8 | 0.16 | F | 8 | -9900 | -9900 | ? | 0
2001-09-12 | 23:00 | 0 | 0 | 0 | 2 | 0 | 0 | 2 | 0 | 0 | 2 | 0 | 0 | 2 | 0 | 0 | 2 | 0 | 0 | 2 | 0 | 0 | 2 | 0 | 5 | B | 8 | 2 | B | 8 | 16 | B | 8 | 11 | B | 8 | 72 | A | 7 | 1004 | E | 9 | 300 | B | 8 | 5.2 | B | 8 | -9900 | ? | 0 | 77777 | B | 8 | 2.2 | E | 8 | 0.098 | F | 8 | 0.16 | F | 8 | -9900 | -9900 | ? | 0
2001-09-12 | 24:00 | 0 | 0 | 0 | 2 | 0 | 0 | 2 | 0 | 0 | 2 | 0 | 0 | 2 | 0 | 0 | 2 | 0 | 0 | 2 | 0 | 0 | 2 | 0 | 5 | B | 8 | 2 | B | 8 | 15.3 | B | 8 | 10.9 | B | 8 | 75 | A | 7 | 1004 | E | 9 | 300 | B | 8 | 4.7 | B | 8 | -9900 | ? | 0 | 77777 | B | 8 | 2.2 | E | 8 | 0.098 | F | 8 | 0.16 | F | 8 | -9900 | -9900 | ? | 0
2001-09-13 | 1:00 | 0 | 0 | 0 | 2 | 0 | 0 | 2 | 0 | 0 | 2 | 0 | 0 | 2 | 0 | 0 | 2 | 0 | 0 | 2 | 0 | 0 | 2 | 0 | 5 | B | 8 | 2 | B | 8 | 14.9 | B | 8 | 11 | B | 8 | 77 | A | 7 | 1004 | E | 9 | 300 | B | 8 | 4.1 | B | 8 | -9900 | ? | 0 | 77777 | B | 8 | 2.3 | E | 8 | 0.098 | F | 8 | 0.16 | F | 8 | -9900 | -9900 | ? | 0
2001-09-13 | 2:00 | 0 | 0 | 0 | 2 | 0 | 0 | 2 | 0 | 0 | 2 | 0 | 0 | 2 | 0 | 0 | 2 | 0 | 0 | 2 | 0 | 0 | 2 | 0 | 5 | B | 8 | 2 | B | 8 | 14.4 | B | 8 | 10.9 | B | 8 | 79 | A | 7 | 1004 | E | 9 | 300 | B | 8 | 3.6 | B | 8 | -9900 | ? | 0 | 77777 | B | 8 | 2.3 | E | 8 | 0.098 | F | 8 | 0.16 | F | 8 | -9900 | -9900 | ? | 0
2001-09-13 | 3:00 | 0 | 0 | 0 | 2 | 0 | 0 | 2 | 0 | 0 | 2 | 0 | 0 | 2 | 0 | 0 | 2 | 0 | 0 | 2 | 0 | 0 | 2 | 0 | 4 | E | 9 | 2 | E | 9 | 14 | A | 7 | 11 | A | 7 | 82 | A | 7 | 1004 | E | 9 | 300 | A | 7 | 3.1 | A | 7 | 16100 | A | 7 | 77777 | A | 7 | 2.4 | E | 8 | 0.098 | F | 8 | 0.16 | F | 8 | -9900 | -9900 | ? | 0
2001-09-13 | 4:00 | 0 | 0 | 0 | 2 | 0 | 0 | 2 | 0 | 0 | 2 | 0 | 0 | 2 | 0 | 0 | 2 | 0 | 0 | 2 | 0 | 0 | 2 | 0 | 4 | E | 9 | 2 | E | 9 | 12.8 | E | 9 | 10.3 | E | 9 | 85 | A | 7 | 1004 | E | 9 | 80 | E | 9 | 3.3 | E | 9 | -9900 | ? | 0 | 77777 | E | 9 | 2.4 | E | 8 | 0.098 | F | 8 | 0.16 | F | 8 | -9900 | -9900 | ? | 0
2001-09-13 | 5:00 | 0 | 0 | 0 | 2 | 0 | 0 | 2 | 0 | 0 | 2 | 0 | 0 | 2 | 0 | 0 | 2 | 0 | 0 | 2 | 0 | 0 | 2 | 0 | 4 | E | 9 | 2 | E | 9 | 11.9 | E | 9 | 9.8 | E | 9 | 87 | A | 7 | 1004 | E | 9 | 140 | E | 9 | 1.9 | E | 9 | -9900 | ? | 0 | 77777 | E | 9 | 2.5 | E | 8 | 0.098 | F | 8 | 0.16 | F | 8 | -9900 | -9900 | ? | 0
2001-09-13 | 6:00 | 2 | 191 | 0 | 2 | 8 | 0 | 2 | 15 | 0 | 2 | 8 | 0 | 2 | 8 | 0 | 2 | 15 | 0 | 2 | 8 | 0 | 2 | 19 | 3 | E | 9 | 2 | E | 9 | 11.4 | E | 9 | 9.3 | E | 9 | 87 | A | 7 | 1004 | E | 9 | 150 | E | 9 | 2.1 | E | 9 | -9900 | ? | 0 | 77777 | E | 9 | 2.5 | E | 8 | 0.098 | F | 8 | 0.16 | F | 8 | -9900 | -9900 | ? | 0
2001-09-13 | 7:00 | 151 | 1350 | 44 | 2 | 8 | 71 | 2 | 15 | 36 | 2 | 8 | 4800 | 2 | 8 | 4200 | 2 | 15 | 4400 | 2 | 8 | 750 | 2 | 19 | 3 | E | 9 | 1 | E | 9 | 14.1 | E | 9 | 11.9 | E | 9 | 87 | A | 7 | 1004 | E | 9 | 160 | E | 9 | 2.2 | E | 9 | -9900 | ? | 0 | 77777 | E | 9 | 2.6 | E | 8 | 0.098 | F | 8 | 0.16 | F | 8 | -9900 | -9900 | ? | 0
2001-09-13 | 8:00 | 393 | 1350 | 172 | 2 | 8 | 184 | 2 | 15 | 118 | 2 | 8 | 18600 | 2 | 8 | 16600 | 2 | 15 | 13800 | 2 | 8 | 2630 | 2 | 19 | 3 | E | 9 | 1 | E | 9 | 16.4 | E | 9 | 12.9 | E | 9 | 80 | A | 7 | 1004 | E | 9 | 260 | E | 9 | 3.9 | E | 9 | -9900 | ? | 0 | 77777 | E | 9 | 2.6 | E | 8 | 0.098 | F | 8 | 0.16 | F | 8 | -9900 | -9900 | ? | 0
2001-09-13 | 9:00 | 613 | 1350 | 396 | 2 | 8 | 574 | 2 | 15 | 135 | 2 | 8 | 42300 | 2 | 8 | 56700 | 2 | 15 | 16500 | 2 | 8 | 2710 | 2 | 19 | 2 | E | 9 | 1 | E | 9 | 19.6 | E | 9 | 15.2 | E | 9 | 76 | A | 7 | 1004 | E | 9 | 250 | E | 9 | 4.6 | E | 9 | -9900 | ? | 0 | 77777 | E | 9 | 2.7 | E | 8 | 0.098 | F | 8 | 0.16 | F | 8 | -9900 | -9900 | ? | 0
2001-09-13 | 10:00 | 796 | 1350 | 569 | 2 | 8 | 768 | 2 | 15 | 115 | 2 | 8 | 59100 | 2 | 8 | 76100 | 2 | 15 | 14100 | 2 | 8 | 2520 | 2 | 19 | 2 | E | 9 | 1 | E | 9 | 21.7 | E | 9 | 15 | E | 9 | 66 | A | 7 | 1004 | E | 9 | 180 | E | 9 | 2.7 | E | 9 | -9900 | ? | 0 | 77777 | E | 9 | 2.7 | E | 8 | 0.098 | F | 8 | 0.16 | F | 8 | -9900 | -9900 | ? | 0
2001-09-13 | 11:00 | 930 | 1350 | 640 | 2 | 8 | 659 | 2 | 15 | 185 | 2 | 8 | 67200 | 2 | 8 | 66500 | 2 | 15 | 21200 | 2 | 8 | 4990 | 2 | 19 | 2 | E | 9 | 1 | E | 9 | 25.5 | E | 9 | 13.8 | E | 9 | 48 | A | 7 | 1004 | E | 9 | 350 | E | 9 | 4.3 | E | 9 | -9900 | ? | 0 | 77777 | E | 9 | 2.7 | E | 8 | 0.098 | F | 8 | 0.16 | F | 8 | -9900 | -9900 | ? | 0
2001-09-13 | 12:00 | 1003 | 1350 | 750 | 2 | 8 | 832 | 2 | 15 | 130 | 2 | 8 | 79300 | 2 | 8 | 83900 | 2 | 15 | 16800 | 2 | 8 | 3810 | 2 | 19 | 1 | E | 9 | 1 | E | 9 | 27.2 | E | 9 | 13.2 | E | 9 | 42 | A | 7 | 1004 | E | 9 | 10 | E | 9 | 6.6 | E | 9 | -9900 | ? | 0 | 77777 | E | 9 | 2.7 | E | 8 | 0.098 | F | 8 | 0.16 | F | 8 | -9900 | -9900 | ? | 0
2001-09-13 | 13:00 | 1013 | 1350 | 725 | 2 | 8 | 693 | 2 | 15 | 204 | 2 | 8 | 76300 | 2 | 8 | 70200 | 2 | 15 | 23500 | 2 | 8 | 6310 | 2 | 19 | 1 | E | 9 | 0 | E | 9 | 28.3 | E | 9 | 12.5 | E | 9 | 38 | A | 7 | 1004 | E | 9 | 340 | E | 9 | 4.6 | E | 9 | -9900 | ? | 0 | 77777 | E | 9 | 2.7 | E | 8 | 0.098 | F | 8 | 0.16 | F | 8 | -9900 | -9900 | ? | 0
2001-09-13 | 14:00 | 957 | 1350 | 706 | 2 | 8 | 839 | 2 | 15 | 110 | 2 | 8 | 75600 | 2 | 8 | 84800 | 2 | 15 | 15200 | 2 | 8 | 3110 | 2 | 19 | 1 | E | 9 | 0 | E | 9 | 29.1 | E | 9 | 12.6 | E | 9 | 36 | A | 7 | 1004 | E | 9 | 280 | E | 9 | 4.8 | E | 9 | -9900 | ? | 0 | 77777 | E | 9 | 2.7 | E | 8 | 0.098 | F | 8 | 0.16 | F | 8 | -9900 | -9900 | ? | 0
2001-09-13 | 15:00 | 840 | 1350 | 578 | 2 | 8 | 647 | 2 | 15 | 174 | 2 | 8 | 60200 | 2 | 8 | 64700 | 2 | 15 | 19800 | 2 | 8 | 4160 | 2 | 19 | 0 | E | 9 | 0 | E | 9 | 29.3 | E | 9 | 12.7 | E | 9 | 36 | A | 7 | 1004 | E | 9 | 280 | E | 9 | 4.9 | E | 9 | -9900 | ? | 0 | 77777 | E | 9 | 2.6 | E | 8 | 0.098 | F | 8 | 0.16 | F | 8 | -9900 | -9900 | ? | 0
2001-09-13 | 16:00 | 670 | 1350 | 432 | 2 | 8 | 519 | 2 | 15 | 174 | 2 | 8 | 45500 | 2 | 8 | 51900 | 2 | 15 | 19700 | 2 | 8 | 3680 | 2 | 19 | 0 | E | 9 | 0 | E | 9 | 29 | A | 7 | 13 | A | 7 | 37 | A | 7 | 1004 | E | 9 | 320 | A | 7 | 5.7 | A | 7 | 16100 | A | 7 | 77777 | A | 7 | 2.6 | E | 8 | 0.098 | F | 8 | 0.16 | F | 8 | -9900 | -9900 | ? | 0
2001-09-13 | 17:00 | 459 | 1350 | 311 | 2 | 8 | 586 | 2 | 15 | 111 | 2 | 8 | 31500 | 2 | 8 | 52500 | 2 | 15 | 13600 | 2 | 8 | 1980 | 2 | 19 | 0 | B | 8 | 0 | B | 8 | 27.7 | B | 8 | 13 | B | 8 | 40 | A | 7 | 1004 | E | 9 | 320 | B | 8 | 5.9 | B | 8 | -9900 | ? | 0 | 77777 | B | 8 | 2.6 | E | 8 | 0.098 | F | 8 | 0.16 | F | 8 | -9900 | -9900 | ? | 0
2001-09-13 | 18:00 | 221 | 1350 | 114 | 2 | 8 | 101 | 2 | 15 | 98 | 2 | 8 | 12100 | 2 | 8 | 7100 | 2 | 15 | 10900 | 2 | 8 | 2090 | 2 | 19 | 0 | B | 8 | 0 | B | 8 | 25.2 | B | 8 | 13.1 | B | 8 | 47 | A | 7 | 1004 | E | 9 | 310 | B | 8 | 6 | B | 8 | -9900 | ? | 0 | 77777 | B | 8 | 2.6 | E | 8 | 0.098 | F | 8 | 0.16 | F | 8 | -9900 | -9900 | ? | 0
2001-09-13 | 19:00 | 20 | 574 | 0 | 2 | 8 | 0 | 2 | 15 | 0 | 2 | 8 | 0 | 2 | 8 | 0 | 2 | 15 | 0 | 2 | 8 | 0 | 2 | 19 | 0 | E | 9 | 0 | E | 9 | 22 | A | 7 | 13 | A | 7 | 57 | A | 7 | 1004 | E | 9 | 310 | A | 7 | 6.2 | A | 7 | 16100 | A | 7 | 77777 | A | 7 | 2.6 | E | 8 | 0.098 | F | 8 | 0.16 | F | 8 | -9900 | -9900 | ? | 0
2001-09-13 | 20:00 | 0 | 0 | 0 | 2 | 0 | 0 | 2 | 0 | 0 | 2 | 0 | 0 | 2 | 0 | 0 | 2 | 0 | 0 | 2 | 0 | 0 | 2 | 0 | 0 | E | 9 | 0 | E | 9 | 19 | A | 7 | 13 | A | 7 | 68 | A | 7 | 1004 | E | 9 | 310 | A | 7 | 7.7 | A | 7 | 16100 | A | 7 | 77777 | A | 7 | 2.6 | E | 8 | 0.098 | F | 8 | 0.16 | F | 8 | -9900 | -9900 | ? | 0
2001-09-13 | 21:00 | 0 | 0 | 0 | 2 | 0 | 0 | 2 | 0 | 0 | 2 | 0 | 0 | 2 | 0 | 0 | 2 | 0 | 0 | 2 | 0 | 0 | 2 | 0 | 0 | B | 8 | 0 | B | 8 | 17.9 | B | 8 | 12.6 | B | 8 | 71 | A | 7 | 1004 | E | 9 | 310 | B | 8 | 7.2 | B | 8 | -9900 | ? | 0 | 77777 | B | 8 | 2.6 | E | 8 | 0.098 | F | 8 | 0.16 | F | 8 | -9900 | -9900 | ? | 0
2001-09-13 | 22:00 | 0 | 0 | 0 | 2 | 0 | 0 | 2 | 0 | 0 | 2 | 0 | 0 | 2 | 0 | 0 | 2 | 0 | 0 | 2 | 0 | 0 | 2 | 0 | 0 | E | 9 | 0 | E | 9 | 17 | A | 7 | 12 | A | 7 | 72 | A | 7 | 1004 | E | 9 | 300 | A | 7 | 6.7 | A | 7 | 16100 | A | 7 | 77777 | A | 7 | 2.6 | E | 8 | 0.098 | F | 8 | 0.16 | F | 8 | -9900 | -9900 | ? | 0
2001-09-13 | 23:00 | 0 | 0 | 0 | 2 | 0 | 0 | 2 | 0 | 0 | 2 | 0 | 0 | 2 | 0 | 0 | 2 | 0 | 0 | 2 | 0 | 0 | 2 | 0 | 1 | B | 8 | 0 | B | 8 | 16 | B | 8 | 11.8 | B | 8 | 76 | A | 7 | 1004 | E | 9 | 300 | B | 8 | 5.8 | B | 8 | -9900 | ? | 0 | 77777 | B | 8 | 2.5 | E | 8 | 0.098 | F | 8 | 0.16 | F | 8 | -9900 | -9900 | ? | 0
2001-09-13 | 24:00 | 0 | 0 | 0 | 2 | 0 | 0 | 2 | 0 | 0 | 2 | 0 | 0 | 2 | 0 | 0 | 2 | 0 | 0 | 2 | 0 | 0 | 2 | 0 | 1 | B | 8 | 1 | B | 8 | 15.3 | B | 8 | 11.5 | B | 8 | 78 | A | 7 | 1004 | E | 9 | 300 | B | 8 | 4.9 | B | 8 | -9900 | ? | 0 | 77777 | B | 8 | 2.5 | E | 8 | 0.098 | F | 8 | 0.16 | F | 8 | -9900 | -9900 | ? | 0
2001-09-14 | 1:00 | 0 | 0 | 0 | 2 | 0 | 0 | 2 | 0 | 0 | 2 | 0 | 0 | 2 | 0 | 0 | 2 | 0 | 0 | 2 | 0 | 0 | 2 | 0 | 2 | B | 8 | 1 | B | 8 | 14.9 | B | 8 | 11.4 | B | 8 | 80 | A | 7 | 1004 | E | 9 | 300 | B | 8 | 3.9 | B | 8 | -9900 | ? | 0 | 77777 | B | 8 | 2.4 | E | 8 | 0.097 | F | 8 | 0.16 | F | 8 | -9900 | -9900 | ? | 0
2001-09-14 | 2:00 | 0 | 0 | 0 | 2 | 0 | 0 | 2 | 0 | 0 | 2 | 0 | 0 | 2 | 0 | 0 | 2 | 0 | 0 | 2 | 0 | 0 | 2 | 0 | 3 | B | 8 | 1 | B | 8 | 14.4 | B | 8 | 11.1 | B | 8 | 81 | A | 7 | 1004 | E | 9 | 300 | B | 8 | 3 | B | 8 | -9900 | ? | 0 | 77777 | B | 8 | 2.4 | E | 8 | 0.097 | F | 8 | 0.16 | F | 8 | -9900 | -9900 | ? | 0
2001-09-14 | 3:00 | 0 | 0 | 0 | 2 | 0 | 0 | 2 | 0 | 0 | 2 | 0 | 0 | 2 | 0 | 0 | 2 | 0 | 0 | 2 | 0 | 0 | 2 | 0 | 4 | E | 9 | 2 | E | 9 | 14 | A | 7 | 11 | A | 7 | 82 | A | 7 | 1004 | E | 9 | 300 | A | 7 | 2.1 | A | 7 | 16100 | A | 7 | 77777 | A | 7 | 2.3 | E | 8 | 0.097 | F | 8 | 0.16 | F | 8 | -9900 | -9900 | ? | 0
2001-09-14 | 4:00 | 0 | 0 | 0 | 2 | 0 | 0 | 2 | 0 | 0 | 2 | 0 | 0 | 2 | 0 | 0 | 2 | 0 | 0 | 2 | 0 | 0 | 2 | 0 | 2 | B | 8 | 1 | B | 8 | 13.4 | B | 8 | 10.9 | B | 8 | 85 | A | 7 | 1004 | E | 9 | 310 | B | 8 | 1.8 | B | 8 | -9900 | ? | 0 | 77777 | B | 8 | 2.3 | E | 8 | 0.097 | F | 8 | 0.16 | F | 8 | -9900 | -9900 | ? | 0
2001-09-14 | 5:00 | 0 | 0 | 0 | 2 | 0 | 0 | 2 | 0 | 0 | 2 | 0 | 0 | 2 | 0 | 0 | 2 | 0 | 0 | 2 | 0 | 0 | 2 | 0 | 0 | E | 9 | 0 | A | 7 | 13 | A | 7 | 11 | A | 7 | 88 | A | 7 | 1004 | E | 9 | 320 | A | 7 | 1.5 | A | 7 | 16100 | A | 7 | 77777 | A | 7 | 2.3 | E | 8 | 0.097 | F | 8 | 0.16 | F | 8 | -9900 | -9900 | ? | 0
2001-09-14 | 6:00 | 2 | 169 | 0 | 2 | 8 | 0 | 2 | 15 | 0 | 2 | 8 | 0 | 2 | 8 | 0 | 2 | 15 | 0 | 2 | 8 | 0 | 2 | 19 | 1 | B | 8 | 0 | B | 8 | 12.6 | B | 8 | 10.7 | B | 8 | 88 | A | 7 | 1004 | E | 9 | 110 | E | 9 | 0.1 | E | 9 | -9900 | ? | 0 | 77777 | B | 8 | 2.2 | E | 8 | 0.097 | F | 8 | 0.16 | F | 8 | -9900 | -9900 | ? | 0
2001-09-14 | 7:00 | 147 | 1351 | 16 | 2 | 8 | 0 | 2 | 15 | 16 | 2 | 8 | 1900 | 2 | 8 | 0 | 2 | 15 | 1900 | 2 | 8 | 620 | 2 | 19 | 2 | B | 8 | 1 | B | 8 | 13.7 | B | 8 | 11.6 | B | 8 | 87 | A | 7 | 1004 | E | 9 | 310 | E | 9 | 1.7 | E | 9 | -9900 | ? | 0 | 77777 | B | 8 | 2.2 | E | 8 | 0.097 | F | 8 | 0.16 | F | 8 | -9900 | -9900 | ? | 0
2001-09-14 | 8:00 | 388 | 1351 | 225 | 2 | 8 | 411 | 2 | 15 | 107 | 2 | 8 | 23200 | 2 | 8 | 35700 | 2 | 15 | 13000 | 2 | 8 | 2020 | 2 | 19 | 3 | B | 8 | 1 | B | 8 | 16.6 | B | 8 | 12.8 | B | 8 | 78 | A | 7 | 1004 | E | 9 | 100 | E | 9 | 0.2 | E | 9 | -9900 | ? | 0 | 77777 | B | 8 | 2.1 | E | 8 | 0.097 | F | 8 | 0.16 | F | 8 | -9900 | -9900 | ? | 0
2001-09-14 | 9:00 | 609 | 1351 | 321 | 2 | 8 | 287 | 2 | 15 | 192 | 2 | 8 | 34200 | 2 | 8 | 29100 | 2 | 15 | 21000 | 2 | 8 | 4230 | 2 | 19 | 3 | E | 9 | 2 | E | 9 | 19 | A | 7 | 13 | A | 7 | 68 | A | 7 | 1004 | E | 9 | 280 | E | 9 | 2.4 | E | 9 | 16100 | A | 7 | 77777 | A | 7 | 2.1 | E | 8 | 0.097 | F | 8 | 0.16 | F | 8 | -9900 | -9900 | ? | 0
2001-09-14 | 10:00 | 792 | 1351 | 531 | 2 | 8 | 633 | 2 | 15 | 159 | 2 | 8 | 55400 | 2 | 8 | 63100 | 2 | 15 | 18300 | 2 | 8 | 3630 | 2 | 19 | 3 | E | 9 | 2 | E | 9 | 22.2 | E | 9 | 13.7 | E | 9 | 59 | A | 7 | 1004 | E | 9 | 220 | E | 9 | 1.9 | E | 9 | -9900 | ? | 0 | 5194 | E | 9 | 2 | E | 8 | 0.097 | F | 8 | 0.16 | F | 8 | -9900 | -9900 | ? | 0
2001-09-14 | 11:00 | 925 | 1351 | 549 | 2 | 8 | 344 | 2 | 15 | 313 | 2 | 8 | 59100 | 2 | 8 | 36900 | 2 | 15 | 33700 | 2 | 8 | 8870 | 2 | 19 | 4 | E | 9 | 3 | E | 9 | 24.8 | E | 9 | 14.5 | E | 9 | 53 | A | 7 | 1004 | E | 9 | 70 | E | 9 | 0.5 | E | 9 | -9900 | ? | 0 | 7210 | E | 9 | 2.1 | E | 8 | 0.097 | F | 8 | 0.16 | F | 8 | -9900 | -9900 | ? | 0
2001-09-14 | 12:00 | 998 | 1351 | 301 | 2 | 8 | 30 | 2 | 15 | 279 | 2 | 8 | 33300 | 2 | 8 | 3100 | 2 | 15 | 31000 | 2 | 8 | 10620 | 2 | 19 | 0 | E | 9 | 0 | E | 9 | 27.4 | E | 9 | 14.1 | E | 9 | 44 | A | 7 | 1004 | E | 9 | 60 | E | 9 | 0.6 | E | 9 | -9900 | ? | 0 | 77777 | E | 9 | 2.2 | E | 8 | 0.097 | F | 8 | 0.16 | F | 8 | -9900 | -9900 | ? | 0
2001-09-14 | 13:00 | 1007 | 1351 | 572 | 2 | 8 | 277 | 2 | 15 | 365 | 2 | 8 | 61500 | 2 | 8 | 29900 | 2 | 15 | 39200 | 2 | 8 | 11650 | 2 | 19 | 0 | E | 9 | 0 | E | 9 | 29.4 | E | 9 | 14.3 | E | 9 | 40 | A | 7 | 1004 | E | 9 | 360 | E | 9 | 2.8 | E | 9 | -9900 | ? | 0 | 77777 | E | 9 | 2.3 | E | 8 | 0.097 | F | 8 | 0.16 | F | 8 | -9900 | -9900 | ? | 0
2001-09-14 | 14:00 | 951 | 1351 | 270 | 2 | 8 | 12 | 2 | 15 | 261 | 2 | 8 | 31500 | 2 | 8 | 1000 | 2 | 15 | 30700 | 2 | 8 | 11650 | 2 | 19 | 2 | E | 9 | 0 | E | 9 | 29.8 | E | 9 | 14.4 | E | 9 | 39 | A | 7 | 1004 | E | 9 | 70 | E | 9 | 2.3 | E | 9 | -9900 | ? | 0 | 77777 | E | 9 | 2.4 | E | 8 | 0.097 | F | 8 | 0.16 | F | 8 | -9900 | -9900 | ? | 0
2001-09-14 | 15:00 | 834 | 1351 | 238 | 2 | 8 | 6 | 2 | 15 | 234 | 2 | 8 | 27500 | 2 | 8 | 500 | 2 | 15 | 27100 | 2 | 8 | 10030 | 2 | 19 | 3 | E | 9 | 1 | E | 9 | 30.3 | E | 9 | 14.2 | E | 9 | 37 | A | 7 | 1004 | E | 9 | 350 | E | 9 | 2.9 | E | 9 | -9900 | ? | 0 | 77777 | E | 9 | 2.5 | E | 8 | 0.097 | F | 8 | 0.16 | F | 8 | -9900 | -9900 | ? | 0
2001-09-14 | 16:00 | 663 | 1351 | 239 | 2 | 8 | 25 | 2 | 15 | 227 | 2 | 8 | 26900 | 2 | 8 | 2200 | 2 | 15 | 25800 | 2 | 8 | 8500 | 2 | 19 | 7 | E | 9 | 5 | E | 9 | 28.4 | E | 9 | 14.8 | E | 9 | 43 | A | 7 | 1004 | E | 9 | 330 | E | 9 | 4 | E | 9 | -9900 | ? | 0 | 19086 | E | 9 | 2.6 | E | 8 | 0.097 | F | 8 | 0.16 | F | 8 | -9900 | -9900 | ? | 0
2001-09-14 | 17:00 | 451 | 1351 | 176 | 2 | 8 | 41 | 2 | 15 | 162 | 2 | 8 | 19200 | 2 | 8 | 3900 | 2 | 15 | 17900 | 2 | 8 | 4140 | 2 | 19 | 9 | E | 9 | 7 | E | 9 | 26 | A | 7 | 15 | A | 7 | 51 | A | 7 | 1004 | E | 9 | 310 | A | 7 | 4.6 | A | 7 | 16100 | A | 7 | 77777 | A | 7 | 2.7 | E | 8 | 0.097 | F | 8 | 0.16 | F | 8 | -9900 | -9900 | ? | 0
2001-09-14 | 18:00 | 213 | 1351 | 148 | 2 | 8 | 189 | 2 | 15 | 119 | 2 | 8 | 15500 | 2 | 8 | 12800 | 2 | 15 | 13400 | 2 | 8 | 2530 | 2 | 19 | 9 | B | 8 | 8 | B | 8 | 24.8 | B | 8 | 15.1 | B | 8 | 55 | A | 7 | 1004 | E | 9 | 300 | B | 8 | 3.9 | B | 8 | -9900 | ? | 0 | 77777 | B | 8 | 2.8 | E | 8 | 0.097 | F | 8 | 0.16 | F | 8 | -9900 | -9900 | ? | 0
2001-09-14 | 19:00 | 17 | 529 | 0 | 2 | 8 | 0 | 2 | 15 | 0 | 2 | 8 | 0 | 2 | 8 | 0 | 2 | 15 | 0 | 2 | 8 | 0 | 2 | 19 | 9 | E | 9 | 8 | E | 9 | 23 | A | 7 | 15 | A | 7 | 61 | A | 7 | 1004 | E | 9 | 290 | A | 7 | 3.1 | A | 7 | 16100 | A | 7 | 77777 | A | 7 | 2.9 | E | 8 | 0.097 | F | 8 | 0.16 | F | 8 | -9900 | -9900 | ? | 0
2001-09-14 | 20:00 | 0 | 0 | 0 | 2 | 0 | 0 | 2 | 0 | 0 | 2 | 0 | 0 | 2 | 0 | 0 | 2 | 0 | 0 | 2 | 0 | 0 | 2 | 0 | 9 | B | 8 | 9 | B | 8 | 22 | B | 8 | 15.4 | B | 8 | 66 | A | 7 | 1004 | E | 9 | 290 | B | 8 | 2.8 | B | 8 | -9900 | ? | 0 | 18568 | B | 8 | 3 | E | 8 | 0.097 | F | 8 | 0.16 | F | 8 | -9900 | -9900 | ? | 0
2001-09-14 | 21:00 | 0 | 0 | 0 | 2 | 0 | 0 | 2 | 0 | 0 | 2 | 0 | 0 | 2 | 0 | 0 | 2 | 0 | 0 | 2 | 0 | 0 | 2 | 0 | 9 | B | 8 | 9 | B | 8 | 21.5 | B | 8 | 16 | B | 8 | 71 | A | 7 | 1004 | E | 9 | 300 | B | 8 | 2.6 | B | 8 | -9900 | ? | 0 | 15137 | B | 8 | 3.1 | E | 8 | 0.097 | F | 8 | 0.16 | F | 8 | -9900 | -9900 | ? | 0
2001-09-14 | 22:00 | 0 | 0 | 0 | 2 | 0 | 0 | 2 | 0 | 0 | 2 | 0 | 0 | 2 | 0 | 0 | 2 | 0 | 0 | 2 | 0 | 0 | 2 | 0 | 10 | B | 8 | 9 | B | 8 | 21.2 | B | 8 | 16.3 | B | 8 | 74 | A | 7 | 1004 | E | 9 | 300 | B | 8 | 2.3 | B | 8 | -9900 | ? | 0 | 11705 | B | 8 | 3.2 | E | 8 | 0.097 | F | 8 | 0.16 | F | 8 | -9900 | -9900 | ? | 0
2001-09-14 | 23:00 | 0 | 0 | 0 | 2 | 0 | 0 | 2 | 0 | 0 | 2 | 0 | 0 | 2 | 0 | 0 | 2 | 0 | 0 | 2 | 0 | 0 | 2 | 0 | 10 | B | 8 | 9 | B | 8 | 20.5 | B | 8 | 16.5 | B | 8 | 78 | A | 7 | 1004 | E | 9 | 300 | B | 8 | 2 | B | 8 | -9900 | ? | 0 | 8273 | B | 8 | 3.2 | E | 8 | 0.097 | F | 8 | 0.16 | F | 8 | -9900 | -9900 | ? | 0
2001-09-14 | 24:00 | 0 | 0 | 0 | 2 | 0 | 0 | 2 | 0 | 0 | 2 | 0 | 0 | 2 | 0 | 0 | 2 | 0 | 0 | 2 | 0 | 0 | 2 | 0 | 10 | B | 8 | 9 | B | 8 | 20.2 | B | 8 | 16.7 | B | 8 | 80 | A | 7 | 1004 | E | 9 | 310 | B | 8 | 1.8 | B | 8 | -9900 | ? | 0 | 4842 | B | 8 | 3.1 | E | 8 | 0.097 | F | 8 | 0.16 | F | 8 | -9900 | -9900 | ? | 0
2001-09-15 | 1:00 | 0 | 0 | 0 | 2 | 0 | 0 | 2 | 0 | 0 | 2 | 0 | 0 | 2 | 0 | 0 | 2 | 0 | 0 | 2 | 0 | 0 | 2 | 0 | 10 | E | 9 | 9 | A | 7 | 20 | A | 7 | 17 | A | 7 | 83 | A | 7 | 1004 | E | 9 | 310 | A | 7 | 1.5 | A | 7 | 16100 | A | 7 | 1410 | A | 7 | 3.1 | E | 8 | 0.097 | F | 8 | 0.16 | F | 8 | 6 | 1 | A | 7
2001-09-15 | 2:00 | 0 | 0 | 0 | 2 | 0 | 0 | 2 | 0 | 0 | 2 | 0 | 0 | 2 | 0 | 0 | 2 | 0 | 0 | 2 | 0 | 0 | 2 | 0 | 10 | B | 8 | 7 | B | 8 | 19.4 | B | 8 | 16.9 | B | 8 | 85 | A | 7 | 1004 | E | 9 | 320 | B | 8 | 2.3 | B | 8 | -9900 | ? | 0 | 11705 | B | 8 | 3 | E | 8 | 0.097 | F | 8 | 0.16 | F | 8 | -9900 | -9900 | ? | 0
2001-09-15 | 3:00 | 0 | 0 | 0 | 2 | 0 | 0 | 2 | 0 | 0 | 2 | 0 | 0 | 2 | 0 | 0 | 2 | 0 | 0 | 2 | 0 | 0 | 2 | 0 | 9 | E | 9 | 4 | E | 9 | 19 | A | 7 | 17 | A | 7 | 88 | A | 7 | 1004 | E | 9 | 320 | A | 7 | 3.1 | A | 7 | 16100 | A | 7 | 77777 | A | 7 | 3 | E | 8 | 0.097 | F | 8 | 0.16 | F | 8 | 0 | 1 | A | 7
2001-09-15 | 4:00 | 0 | 0 | 0 | 2 | 0 | 0 | 2 | 0 | 0 | 2 | 0 | 0 | 2 | 0 | 0 | 2 | 0 | 0 | 2 | 0 | 0 | 2 | 0 | 9 | B | 8 | 5 | B | 8 | 18.5 | B | 8 | 16.5 | B | 8 | 88 | A | 7 | 1004 | E | 9 | 310 | B | 8 | 2.8 | B | 8 | -9900 | ? | 0 | 77777 | B | 8 | 2.9 | E | 8 | 0.097 | F | 8 | 0.16 | F | 8 | -9900 | -9900 | ? | 0
2001-09-15 | 5:00 | 0 | 0 | 0 | 2 | 0 | 0 | 2 | 0 | 0 | 2 | 0 | 0 | 2 | 0 | 0 | 2 | 0 | 0 | 2 | 0 | 0 | 2 | 0 | 8 | B | 8 | 5 | B | 8 | 18.2 | B | 8 | 16.2 | B | 8 | 88 | A | 7 | 1004 | E | 9 | 310 | B | 8 | 2.4 | B | 8 | -9900 | ? | 0 | 77777 | B | 8 | 2.9 | E | 8 | 0.097 | F | 8 | 0.16 | F | 8 | -9900 | -9900 | ? | 0
2001-09-15 | 6:00 | 1 | 146 | 0 | 2 | 8 | 0 | 2 | 15 | 0 | 2 | 8 | 0 | 2 | 8 | 0 | 2 | 15 | 0 | 2 | 8 | 0 | 2 | 19 | 7 | E | 9 | 5 | E | 9 | 18 | A | 7 | 16 | A | 7 | 88 | A | 7 | 1004 | E | 9 | 300 | A | 7 | 2.1 | A | 7 | 16100 | A | 7 | 77777 | A | 7 | 2.8 | E | 8 | 0.097 | F | 8 | 0.16 | F | 8 | -9900 | -9900 | ? | 0
2001-09-15 | 7:00 | 142 | 1351 | 55 | 2 | 8 | 337 | 2 | 15 | 20 | 2 | 8 | 5700 | 2 | 8 | 21400 | 2 | 15 | 3400 | 2 | 8 | 410 | 2 | 19 | 7 | E | 9 | 5 | E | 9 | 20.8 | E | 9 | 19 | E | 9 | 89 | A | 7 | 1004 | E | 9 | 280 | E | 9 | 2.2 | E | 9 | -9900 | ? | 0 | 77777 | E | 9 | 2.8 | E | 8 | 0.097 | F | 8 | 0.16 | F | 8 | -9900 | -9900 | ? | 0
2001-09-15 | 8:00 | 383 | 1351 | 216 | 2 | 8 | 545 | 2 | 15 | 61 | 2 | 8 | 22500 | 2 | 8 | 47600 | 2 | 15 | 9000 | 2 | 8 | 1160 | 2 | 19 | 7 | E | 9 | 4 | E | 9 | 23.7 | E | 9 | 20.2 | E | 9 | 81 | A | 7 | 1004 | E | 9 | 350 | E | 9 | 4.3 | E | 9 | -9900 | ? | 0 | 77777 | E | 9 | 2.7 | E | 8 | 0.097 | F | 8 | 0.16 | F | 8 | -9900 | -9900 | ? | 0
2001-09-15 | 9:00 | 604 | 1351 | 385 | 2 | 8 | 619 | 2 | 15 | 108 | 2 | 8 | 40200 | 2 | 8 | 59900 | 2 | 15 | 13400 | 2 | 8 | 2190 | 2 | 19 | 6 | E | 9 | 4 | E | 9 | 23.8 | E | 9 | 19.8 | E | 9 | 78 | A | 7 | 1004 | E | 9 | 350 | E | 9 | 4.4 | E | 9 | -9900 | ? | 0 | 77777 | E | 9 | 2.7 | E | 8 | 0.097 | F | 8 | 0.16 | F | 8 | -9900 | -9900 | ? | 0
2001-09-15 | 10:00 | 787 | 1351 | 536 | 2 | 8 | 715 | 2 | 15 | 119 | 2 | 8 | 57100 | 2 | 8 | 72100 | 2 | 15 | 14900 | 2 | 8 | 2820 | 2 | 19 | 6 | E | 9 | 4 | E | 9 | 26.1 | E | 9 | 20 | E | 9 | 69 | A | 7 | 1004 | E | 9 | 240 | E | 9 | 2.4 | E | 9 | -9900 | ? | 0 | 77777 | E | 9 | 2.6 | E | 8 | 0.097 | F | 8 | 0.16 | F | 8 | -9900 | -9900 | ? | 0
2001-09-15 | 11:00 | 920 | 1351 | 657 | 2 | 8 | 688 | 2 | 15 | 187 | 2 | 8 | 68800 | 2 | 8 | 69300 | 2 | 15 | 21500 | 2 | 8 | 4960 | 2 | 19 | 6 | E | 9 | 4 | E | 9 | 30 | E | 9 | 19.5 | E | 9 | 53 | A | 7 | 1004 | E | 9 | 240 | E | 9 | 6.1 | E | 9 | -9900 | ? | 0 | 77777 | E | 9 | 2.6 | E | 8 | 0.097 | F | 8 | 0.16 | F | 8 | -9900 | -9900 | ? | 0
2001-09-15 | 12:00 | 993 | 1351 | 443 | 2 | 8 | 132 | 2 | 15 | 346 | 2 | 8 | 48500 | 2 | 8 | 14000 | 2 | 15 | 38200 | 2 | 8 | 11040 | 2 | 19 | 5 | E | 9 | 3 | E | 9 | 31.8 | E | 9 | 17.4 | E | 9 | 42 | A | 7 | 1004 | E | 9 | 240 | E | 9 | 7.2 | E | 9 | -9900 | ? | 0 | 77777 | E | 9 | 2.5 | E | 8 | 0.097 | F | 8 | 0.16 | F | 8 | -9900 | -9900 | ? | 0
2001-09-15 | 13:00 | 1002 | 1351 | 541 | 2 | 8 | 259 | 2 | 15 | 349 | 2 | 8 | 58400 | 2 | 8 | 27900 | 2 | 15 | 37600 | 2 | 8 | 10970 | 2 | 19 | 5 | E | 9 | 3 | E | 9 | 32.4 | E | 9 | 16.5 | E | 9 | 39 | A | 7 | 1004 | E | 9 | 220 | E | 9 | 8.3 | E | 9 | -9900 | ? | 0 | 77777 | E | 9 | 2.5 | E | 8 | 0.097 | F | 8 | 0.16 | F | 8 | -9900 | -9900 | ? | 0
2001-09-15 | 14:00 | 945 | 1351 | 553 | 2 | 8 | 389 | 2 | 15 | 280 | 2 | 8 | 60200 | 2 | 8 | 41900 | 2 | 15 | 30800 | 2 | 8 | 7940 | 2 | 19 | 4 | E | 9 | 3 | E | 9 | 33 | E | 9 | 15.5 | E | 9 | 35 | A | 7 | 1004 | E | 9 | 190 | E | 9 | 8.4 | E | 9 | -9900 | ? | 0 | 77777 | E | 9 | 2.5 | E | 8 | 0.097 | F | 8 | 0.16 | F | 8 | -9900 | -9900 | ? | 0
2001-09-15 | 15:00 | 828 | 1351 | 477 | 2 | 8 | 358 | 2 | 15 | 258 | 2 | 8 | 51400 | 2 | 8 | 38100 | 2 | 15 | 28000 | 2 | 8 | 6540 | 2 | 19 | 4 | E | 9 | 3 | E | 9 | 32.5 | E | 9 | 14.5 | E | 9 | 34 | A | 7 | 1004 | E | 9 | 200 | E | 9 | 8.5 | E | 9 | -9900 | ? | 0 | 77777 | E | 9 | 2.4 | E | 8 | 0.097 | F | 8 | 0.16 | F | 8 | -9900 | -9900 | ? | 0
2001-09-15 | 16:00 | 657 | 1351 | 435 | 2 | 8 | 488 | 2 | 15 | 198 | 2 | 8 | 45100 | 2 | 8 | 48500 | 2 | 15 | 21500 | 2 | 8 | 4220 | 2 | 19 | 4 | E | 9 | 2 | E | 9 | 32.1 | E | 9 | 13.6 | E | 9 | 33 | A | 7 | 1004 | E | 9 | 170 | E | 9 | 9.5 | E | 9 | -9900 | ? | 0 | 77777 | E | 9 | 2.4 | E | 8 | 0.097 | F | 8 | 0.16 | F | 8 | -9900 | -9900 | ? | 0
2001-09-15 | 17:00 | 444 | 1351 | 187 | 2 | 8 | 96 | 2 | 15 | 155 | 2 | 8 | 20400 | 2 | 8 | 9000 | 2 | 15 | 17500 | 2 | 8 | 3970 | 2 | 19 | 3 | E | 9 | 2 | E | 9 | 31.1 | E | 9 | 12.6 | E | 9 | 32 | A | 7 | 1004 | E | 9 | 170 | E | 9 | 9.6 | E | 9 | -9900 | ? | 0 | 77777 | E | 9 | 2.3 | E | 8 | 0.097 | F | 8 | 0.16 | F | 8 | -9900 | -9900 | ? | 0
2001-09-15 | 18:00 | 206 | 1351 | 108 | 2 | 8 | 65 | 2 | 15 | 98 | 2 | 8 | 11700 | 2 | 8 | 5000 | 2 | 15 | 11000 | 2 | 8 | 1960 | 2 | 19 | 3 | E | 9 | 2 | E | 9 | 28.9 | E | 9 | 12.8 | E | 9 | 37 | A | 7 | 1004 | E | 9 | 140 | E | 9 | 6.7 | E | 9 | -9900 | ? | 0 | 77777 | E | 9 | 2.3 | E | 8 | 0.097 | F | 8 | 0.16 | F | 8 | -9900 | -9900 | ? | 0
2001-09-15 | 19:00 | 15 | 484 | 0 | 2 | 8 | 0 | 2 | 15 | 0 | 2 | 8 | 0 | 2 | 8 | 0 | 2 | 15 | 0 | 2 | 8 | 0 | 2 | 19 | 2 | E | 9 | 2 | E | 9 | 24.5 | E | 9 | 11.8 | E | 9 | 45 | A | 7 | 1004 | E | 9 | 60 | E | 9 | 5.2 | E | 9 | -9900 | ? | 0 | 77777 | E | 9 | 2.3 | E | 8 | 0.097 | F | 8 | 0.16 | F | 8 | -9900 | -9900 | ? | 0
2001-09-15 | 20:00 | 0 | 0 | 0 | 2 | 0 | 0 | 2 | 0 | 0 | 2 | 0 | 0 | 2 | 0 | 0 | 2 | 0 | 0 | 2 | 0 | 0 | 2 | 0 | 2 | E | 9 | 1 | E | 9 | 20.8 | E | 9 | 11.4 | E | 9 | 55 | A | 7 | 1004 | E | 9 | 30 | E | 9 | 6.3 | E | 9 | -9900 | ? | 0 | 77777 | E | 9 | 2.2 | E | 8 | 0.097 | F | 8 | 0.16 | F | 8 | -9900 | -9900 | ? | 0
2001-09-15 | 21:00 | 0 | 0 | 0 | 2 | 0 | 0 | 2 | 0 | 0 | 2 | 0 | 0 | 2 | 0 | 0 | 2 | 0 | 0 | 2 | 0 | 0 | 2 | 0 | 2 | E | 9 | 1 | E | 9 | 18.6 | E | 9 | 12 | E | 9 | 65 | A | 7 | 1004 | E | 9 | 360 | E | 9 | 6.4 | E | 9 | -9900 | ? | 0 | 77777 | E | 9 | 2.2 | E | 8 | 0.097 | F | 8 | 0.16 | F | 8 | -9900 | -9900 | ? | 0
2001-09-15 | 22:00 | 0 | 0 | 0 | 2 | 0 | 0 | 2 | 0 | 0 | 2 | 0 | 0 | 2 | 0 | 0 | 2 | 0 | 0 | 2 | 0 | 0 | 2 | 0 | 1 | E | 9 | 1 | E | 9 | 17 | E | 9 | 11.6 | E | 9 | 70 | A | 7 | 1004 | E | 9 | 360 | E | 9 | 5.9 | E | 9 | -9900 | ? | 0 | 77777 | E | 9 | 2.2 | E | 8 | 0.097 | F | 8 | 0.16 | F | 8 | -9900 | -9900 | ? | 0
2001-09-15 | 23:00 | 0 | 0 | 0 | 2 | 0 | 0 | 2 | 0 | 0 | 2 | 0 | 0 | 2 | 0 | 0 | 2 | 0 | 0 | 2 | 0 | 0 | 2 | 0 | 1 | E | 9 | 1 | E | 9 | 16.5 | E | 9 | 11.2 | E | 9 | 71 | A | 7 | 1004 | E | 9 | 340 | E | 9 | 5.5 | E | 9 | -9900 | ? | 0 | 77777 | E | 9 | 2.2 | E | 8 | 0.097 | F | 8 | 0.16 | F | 8 | -9900 | -9900 | ? | 0
2001-09-15 | 24:00 | 0 | 0 | 0 | 2 | 0 | 0 | 2 | 0 | 0 | 2 | 0 | 0 | 2 | 0 | 0 | 2 | 0 | 0 | 2 | 0 | 0 | 2 | 0 | 0 | E | 9 | 0 | E | 9 | 15 | E | 9 | 11.4 | E | 9 | 79 | A | 7 | 1004 | E | 9 | 330 | E | 9 | 6.6 | E | 9 | -9900 | ? | 0 | 77777 | E | 9 | 2.2 | E | 8 | 0.097 | F | 8 | 0.16 | F | 8 | -9900 | -9900 | ? | 0
2001-09-16 | 1:00 | 0 | 0 | 0 | 2 | 0 | 0 | 2 | 0 | 0 | 2 | 0 | 0 | 2 | 0 | 0 | 2 | 0 | 0 | 2 | 0 | 0 | 2 | 0 | 0 | E | 9 | 0 | A | 7 | 14 | A | 7 | 11 | A | 7 | 82 | A | 7 | 1004 | E | 9 | 310 | A | 7 | 5.7 | A | 7 | 16100 | A | 7 | 77777 | A | 7 | 2.2 | E | 8 | 0.096 | F | 8 | 0.16 | F | 8 | -9900 | -9900 | ? | 0
2001-09-16 | 2:00 | 0 | 0 | 0 | 2 | 0 | 0 | 2 | 0 | 0 | 2 | 0 | 0 | 2 | 0 | 0 | 2 | 0 | 0 | 2 | 0 | 0 | 2 | 0 | 7 | E | 9 | 7 | E | 9 | 14.7 | E | 9 | 11.9 | E | 9 | 83 | A | 7 | 1004 | E | 9 | 350 | E | 9 | 7 | E | 9 | -9900 | ? | 0 | 1410 | E | 9 | 2.2 | E | 8 | 0.096 | F | 8 | 0.16 | F | 8 | -9900 | -9900 | ? | 0
2001-09-16 | 3:00 | 0 | 0 | 0 | 2 | 0 | 0 | 2 | 0 | 0 | 2 | 0 | 0 | 2 | 0 | 0 | 2 | 0 | 0 | 2 | 0 | 0 | 2 | 0 | 5 | E | 9 | 5 | E | 9 | 13.4 | E | 9 | 11.7 | E | 9 | 89 | A | 7 | 1004 | E | 9 | 10 | E | 9 | 5.8 | E | 9 | -9900 | ? | 0 | 1110 | E | 9 | 2.2 | E | 8 | 0.096 | F | 8 | 0.16 | F | 8 | -9900 | -9900 | ? | 0
2001-09-16 | 4:00 | 0 | 0 | 0 | 2 | 0 | 0 | 2 | 0 | 0 | 2 | 0 | 0 | 2 | 0 | 0 | 2 | 0 | 0 | 2 | 0 | 0 | 2 | 0 | 6 | E | 9 | 6 | E | 9 | 13.1 | E | 9 | 11.6 | E | 9 | 91 | A | 7 | 1004 | E | 9 | 40 | E | 9 | 6.1 | E | 9 | -9900 | ? | 0 | 1230 | E | 9 | 2.2 | E | 8 | 0.096 | F | 8 | 0.16 | F | 8 | -9900 | -9900 | ? | 0
2001-09-16 | 5:00 | 0 | 0 | 0 | 2 | 0 | 0 | 2 | 0 | 0 | 2 | 0 | 0 | 2 | 0 | 0 | 2 | 0 | 0 | 2 | 0 | 0 | 2 | 0 | 10 | E | 9 | 10 | E | 9 | 12.9 | E | 9 | 11.4 | E | 9 | 91 | A | 7 | 1004 | E | 9 | 180 | E | 9 | 4.8 | E | 9 | -9900 | ? | 0 | 1290 | E | 9 | 2.2 | E | 8 | 0.096 | F | 8 | 0.16 | F | 8 | -9900 | -9900 | ? | 0
2001-09-16 | 6:00 | 1 | 101 | 0 | 2 | 8 | 0 | 2 | 15 | 0 | 2 | 8 | 0 | 2 | 8 | 0 | 2 | 15 | 0 | 2 | 8 | 0 | 2 | 19 | 4 | E | 9 | 4 | E | 9 | 11.6 | E | 9 | 10.3 | E | 9 | 92 | A | 7 | 1004 | E | 9 | 220 | E | 9 | 5.1 | E | 9 | -9900 | ? | 0 | 77777 | E | 9 | 2.2 | E | 8 | 0.096 | F | 8 | 0.16 | F | 8 | -9900 | -9900 | ? | 0
2001-09-16 | 7:00 | 137 | 1352 | 49 | 2 | 8 | 288 | 2 | 15 | 20 | 2 | 8 | 5100 | 2 | 8 | 16600 | 2 | 15 | 3400 | 2 | 8 | 370 | 2 | 19 | 6 | E | 9 | 6 | E | 9 | 12.3 | E | 9 | 11.1 | E | 9 | 92 | A | 7 | 1004 | E | 9 | 260 | E | 9 | 5.4 | E | 9 | -9900 | ? | 0 | 77777 | E | 9 | 2.2 | E | 8 | 0.096 | F | 8 | 0.16 | F | 8 | -9900 | -9900 | ? | 0
2001-09-16 | 8:00 | 379 | 1352 | 203 | 2 | 8 | 452 | 2 | 15 | 76 | 2 | 8 | 20800 | 2 | 8 | 38800 | 2 | 15 | 9900 | 2 | 8 | 1380 | 2 | 19 | 2 | E | 9 | 2 | E | 9 | 14 | A | 7 | 11 | A | 7 | 82 | A | 7 | 1004 | E | 9 | 300 | A | 7 | 5.7 | A | 7 | 16100 | A | 7 | 77777 | A | 7 | 2.2 | E | 8 | 0.096 | F | 8 | 0.16 | F | 8 | -9900 | -9900 | ? | 0
2001-09-16 | 9:00 | 599 | 1352 | 394 | 2 | 8 | 676 | 2 | 15 | 94 | 2 | 8 | 41500 | 2 | 8 | 65700 | 2 | 15 | 12300 | 2 | 8 | 1940 | 2 | 19 | 5 | E | 9 | 4 | E | 9 | 16.1 | E | 9 | 11 | E | 9 | 72 | A | 7 | 1004 | E | 9 | 340 | E | 9 | 7.3 | E | 9 | -9900 | ? | 0 | 77777 | E | 9 | 2.2 | E | 8 | 0.096 | F | 8 | 0.16 | F | 8 | -9900 | -9900 | ? | 0
2001-09-16 | 10:00 | 782 | 1352 | 531 | 2 | 8 | 692 | 2 | 15 | 129 | 2 | 8 | 56100 | 2 | 8 | 69500 | 2 | 15 | 15700 | 2 | 8 | 3000 | 2 | 19 | 9 | E | 9 | 9 | E | 9 | 18.2 | E | 9 | 10.9 | E | 9 | 62 | A | 7 | 1004 | E | 9 | 280 | E | 9 | 6.3 | E | 9 | -9900 | ? | 0 | 750 | E | 9 | 2.2 | E | 8 | 0.096 | F | 8 | 0.16 | F | 8 | -9900 | -9900 | ? | 0
2001-09-16 | 11:00 | 915 | 1352 | 662 | 2 | 8 | 795 | 2 | 15 | 123 | 2 | 8 | 69500 | 2 | 8 | 79700 | 2 | 15 | 15500 | 2 | 8 | 3120 | 2 | 19 | 2 | E | 9 | 2 | E | 9 | 19.3 | E | 9 | 10.9 | E | 9 | 58 | A | 7 | 1004 | E | 9 | 260 | E | 9 | 6.4 | E | 9 | -9900 | ? | 0 | 77777 | E | 9 | 2.2 | E | 8 | 0.096 | F | 8 | 0.16 | F | 8 | -9900 | -9900 | ? | 0
2001-09-16 | 12:00 | 988 | 1352 | 715 | 2 | 8 | 796 | 2 | 15 | 132 | 2 | 8 | 75300 | 2 | 8 | 80100 | 2 | 15 | 16600 | 2 | 8 | 3720 | 2 | 19 | 10 | E | 9 | 10 | E | 9 | 19.4 | E | 9 | 9.8 | E | 9 | 54 | A | 7 | 1004 | E | 9 | 330 | E | 9 | 7 | E | 9 | -9900 | ? | 0 | 1140 | E | 9 | 2.2 | E | 8 | 0.096 | F | 8 | 0.16 | F | 8 | -9900 | -9900 | ? | 0
2001-09-16 | 13:00 | 996 | 1352 | 738 | 2 | 8 | 850 | 2 | 15 | 111 | 2 | 8 | 76300 | 2 | 8 | 84800 | 2 | 15 | 13700 | 2 | 8 | 2730 | 2 | 19 | 10 | E | 9 | 10 | E | 9 | 19.5 | E | 9 | 10.8 | E | 9 | 57 | A | 7 | 1004 | E | 9 | 280 | E | 9 | 7.6 | E | 9 | -9900 | ? | 0 | 1140 | E | 9 | 2.2 | E | 8 | 0.096 | F | 8 | 0.16 | F | 8 | -9900 | -9900 | ? | 0
2001-09-16 | 14:00 | 939 | 1352 | 689 | 2 | 8 | 845 | 2 | 15 | 100 | 2 | 8 | 71400 | 2 | 8 | 84100 | 2 | 15 | 12800 | 2 | 8 | 2390 | 2 | 19 | 10 | E | 9 | 10 | E | 9 | 21.6 | E | 9 | 10.7 | E | 9 | 50 | A | 7 | 1004 | E | 9 | 280 | E | 9 | 6.7 | E | 9 | -9900 | ? | 0 | 1290 | E | 9 | 2.3 | E | 8 | 0.096 | F | 8 | 0.16 | F | 8 | -9900 | -9900 | ? | 0
2001-09-16 | 15:00 | 821 | 1352 | 581 | 2 | 8 | 765 | 2 | 15 | 115 | 2 | 8 | 60500 | 2 | 8 | 76000 | 2 | 15 | 14200 | 2 | 8 | 2600 | 2 | 19 | 9 | E | 9 | 9 | E | 9 | 21.7 | E | 9 | 10.7 | E | 9 | 50 | A | 7 | 1004 | E | 9 | 250 | E | 9 | 6.3 | E | 9 | -9900 | ? | 0 | 1290 | E | 9 | 2.3 | E | 8 | 0.096 | F | 8 | 0.16 | F | 8 | -9900 | -9900 | ? | 0
2001-09-16 | 16:00 | 650 | 1352 | 452 | 2 | 8 | 698 | 2 | 15 | 116 | 2 | 8 | 47300 | 2 | 8 | 68300 | 2 | 15 | 14300 | 2 | 8 | 2410 | 2 | 19 | 10 | E | 9 | 10 | E | 9 | 21.8 | E | 9 | 10.6 | E | 9 | 49 | A | 7 | 1004 | E | 9 | 250 | E | 9 | 4.7 | E | 9 | -9900 | ? | 0 | 1290 | E | 9 | 2.3 | E | 8 | 0.096 | F | 8 | 0.16 | F | 8 | -9900 | -9900 | ? | 0
2001-09-16 | 17:00 | 437 | 1352 | 293 | 2 | 8 | 560 | 2 | 15 | 112 | 2 | 8 | 30600 | 2 | 8 | 50700 | 2 | 15 | 14200 | 2 | 8 | 2130 | 2 | 19 | 4 | E | 9 | 4 | E | 9 | 21.9 | E | 9 | 10.6 | E | 9 | 49 | A | 7 | 1004 | E | 9 | 240 | E | 9 | 3.8 | E | 9 | -9900 | ? | 0 | 77777 | E | 9 | 2.3 | E | 8 | 0.096 | F | 8 | 0.16 | F | 8 | -9900 | -9900 | ? | 0
2001-09-16 | 18:00 | 198 | 1352 | 119 | 2 | 8 | 159 | 2 | 15 | 96 | 2 | 8 | 12500 | 2 | 8 | 10500 | 2 | 15 | 11000 | 2 | 8 | 2030 | 2 | 19 | 1 | E | 9 | 1 | E | 9 | 18 | E | 9 | 9.5 | E | 9 | 58 | A | 7 | 1004 | E | 9 | 80 | E | 9 | 3.9 | E | 9 | -9900 | ? | 0 | 77777 | E | 9 | 2.4 | E | 8 | 0.096 | F | 8 | 0.16 | F | 8 | -9900 | -9900 | ? | 0
2001-09-16 | 19:00 | 12 | 439 | 0 | 2 | 8 | 0 | 2 | 15 | 0 | 2 | 8 | 0 | 2 | 8 | 0 | 2 | 15 | 0 | 2 | 8 | 0 | 2 | 19 | 1 | E | 9 | 1 | E | 9 | 17.1 | E | 9 | 9.5 | E | 9 | 61 | A | 7 | 1004 | E | 9 | 80 | E | 9 | 2.9 | E | 9 | -9900 | ? | 0 | 77777 | E | 9 | 2.4 | E | 8 | 0.096 | F | 8 | 0.16 | F | 8 | -9900 | -9900 | ? | 0
2001-09-16 | 20:00 | 0 | 0 | 0 | 2 | 0 | 0 | 2 | 0 | 0 | 2 | 0 | 0 | 2 | 0 | 0 | 2 | 0 | 0 | 2 | 0 | 0 | 2 | 0 | 1 | E | 9 | 1 | E | 9 | 15.2 | E | 9 | 9.4 | E | 9 | 68 | A | 7 | 1004 | E | 9 | 60 | E | 9 | 5.1 | E | 9 | -9900 | ? | 0 | 77777 | E | 9 | 2.4 | E | 8 | 0.096 | F | 8 | 0.16 | F | 8 | -9900 | -9900 | ? | 0
2001-09-16 | 21:00 | 0 | 0 | 0 | 2 | 0 | 0 | 2 | 0 | 0 | 2 | 0 | 0 | 2 | 0 | 0 | 2 | 0 | 0 | 2 | 0 | 0 | 2 | 0 | 1 | E | 9 | 1 | E | 9 | 14.3 | E | 9 | 9.4 | E | 9 | 72 | A | 7 | 1004 | E | 9 | 40 | E | 9 | 4.6 | E | 9 | -9900 | ? | 0 | 77777 | E | 9 | 2.5 | E | 8 | 0.096 | F | 8 | 0.16 | F | 8 | -9900 | -9900 | ? | 0
2001-09-16 | 22:00 | 0 | 0 | 0 | 2 | 0 | 0 | 2 | 0 | 0 | 2 | 0 | 0 | 2 | 0 | 0 | 2 | 0 | 0 | 2 | 0 | 0 | 2 | 0 | 1 | E | 9 | 1 | E | 9 | 13.4 | E | 9 | 9.3 | E | 9 | 76 | A | 7 | 1004 | E | 9 | 40 | E | 9 | 5.2 | E | 9 | -9900 | ? | 0 | 77777 | E | 9 | 2.5 | E | 8 | 0.096 | F | 8 | 0.16 | F | 8 | -9900 | -9900 | ? | 0
2001-09-16 | 23:00 | 0 | 0 | 0 | 2 | 0 | 0 | 2 | 0 | 0 | 2 | 0 | 0 | 2 | 0 | 0 | 2 | 0 | 0 | 2 | 0 | 0 | 2 | 0 | 1 | E | 9 | 1 | E | 9 | 13.5 | E | 9 | 8.3 | E | 9 | 71 | A | 7 | 1004 | E | 9 | 360 | E | 9 | 2.2 | E | 9 | -9900 | ? | 0 | 77777 | E | 9 | 2.5 | E | 8 | 0.096 | F | 8 | 0.16 | F | 8 | -9900 | -9900 | ? | 0
2001-09-16 | 24:00 | 0 | 0 | 0 | 2 | 0 | 0 | 2 | 0 | 0 | 2 | 0 | 0 | 2 | 0 | 0 | 2 | 0 | 0 | 2 | 0 | 0 | 2 | 0 | 0 | E | 9 | 0 | E | 9 | 11.6 | E | 9 | 8.2 | E | 9 | 80 | A | 7 | 1004 | E | 9 | 350 | E | 9 | 1.7 | E | 9 | -9900 | ? | 0 | 77777 | E | 9 | 2.5 | E | 8 | 0.096 | F | 8 | 0.16 | F | 8 | -9900 | -9900 | ? | 0
2001-09-17 | 1:00 | 0 | 0 | 0 | 2 | 0 | 0 | 2 | 0 | 0 | 2 | 0 | 0 | 2 | 0 | 0 | 2 | 0 | 0 | 2 | 0 | 0 | 2 | 0 | 0 | E | 9 | 0 | E | 9 | 10.7 | E | 9 | 8.2 | E | 9 | 85 | A | 7 | 1004 | E | 9 | 350 | E | 9 | 2.9 | E | 9 | -9900 | ? | 0 | 77777 | E | 9 | 2.4 | E | 8 | 0.096 | F | 8 | 0.16 | F | 8 | -9900 | -9900 | ? | 0
2001-09-17 | 2:00 | 0 | 0 | 0 | 2 | 0 | 0 | 2 | 0 | 0 | 2 | 0 | 0 | 2 | 0 | 0 | 2 | 0 | 0 | 2 | 0 | 0 | 2 | 0 | 0 | E | 9 | 0 | E | 9 | 10.8 | E | 9 | 8.1 | E | 9 | 83 | A | 7 | 1004 | E | 9 | 340 | E | 9 | 3.5 | E | 9 | -9900 | ? | 0 | 77777 | E | 9 | 2.4 | E | 8 | 0.096 | F | 8 | 0.16 | F | 8 | -9900 | -9900 | ? | 0
2001-09-17 | 3:00 | 0 | 0 | 0 | 2 | 0 | 0 | 2 | 0 | 0 | 2 | 0 | 0 | 2 | 0 | 0 | 2 | 0 | 0 | 2 | 0 | 0 | 2 | 0 | 0 | E | 9 | 0 | E | 9 | 10.9 | E | 9 | 8.1 | E | 9 | 83 | A | 7 | 1004 | E | 9 | 320 | E | 9 | 3 | E | 9 | -9900 | ? | 0 | 77777 | E | 9 | 2.4 | E | 8 | 0.096 | F | 8 | 0.16 | F | 8 | -9900 | -9900 | ? | 0
2001-09-17 | 4:00 | 0 | 0 | 0 | 2 | 0 | 0 | 2 | 0 | 0 | 2 | 0 | 0 | 2 | 0 | 0 | 2 | 0 | 0 | 2 | 0 | 0 | 2 | 0 | 0 | E | 9 | 0 | E | 9 | 10 | A | 7 | 8 | A | 7 | 87 | A | 7 | 1004 | E | 9 | 300 | A | 7 | 3.1 | A | 7 | 1600 | A | 7 | 77777 | A | 7 | 2.4 | E | 8 | 0.096 | F | 8 | 0.16 | F | 8 | -9900 | -9900 | ? | 0
2001-09-17 | 5:00 | 0 | 0 | 0 | 2 | 0 | 0 | 2 | 0 | 0 | 2 | 0 | 0 | 2 | 0 | 0 | 2 | 0 | 0 | 2 | 0 | 0 | 2 | 0 | 2 | B | 8 | 2 | B | 8 | 8.9 | B | 8 | 7.9 | B | 8 | 93 | A | 7 | 1004 | E | 9 | 310 | B | 8 | 2.8 | B | 8 | -9900 | ? | 0 | 18373 | B | 8 | 2.4 | E | 8 | 0.096 | F | 8 | 0.16 | F | 8 | -9900 | -9900 | ? | 0
2001-09-17 | 6:00 | 0 | 79 | 0 | 2 | 8 | 0 | 2 | 15 | 0 | 2 | 8 | 0 | 2 | 8 | 0 | 2 | 15 | 0 | 2 | 8 | 0 | 2 | 19 | 3 | B | 8 | 3 | B | 8 | 8 | B | 8 | 7.9 | B | 8 | 99 | A | 7 | 1004 | E | 9 | 320 | B | 8 | 2.6 | B | 8 | -9900 | ? | 0 | 14747 | B | 8 | 2.4 | E | 8 | 0.096 | F | 8 | 0.16 | F | 8 | -9900 | -9900 | ? | 0
2001-09-17 | 7:00 | 133 | 1353 | 19 | 2 | 8 | 0 | 2 | 15 | 19 | 2 | 8 | 2200 | 2 | 8 | 0 | 2 | 15 | 2200 | 2 | 8 | 710 | 2 | 19 | 5 | B | 8 | 5 | B | 8 | 8.5 | B | 8 | 8.5 | B | 8 | 100 | A | 7 | 1004 | E | 9 | 330 | B | 8 | 2.3 | B | 8 | -9900 | ? | 0 | 11120 | B | 8 | 2.4 | E | 8 | 0.096 | F | 8 | 0.16 | F | 8 | -9900 | -9900 | ? | 0
2001-09-17 | 8:00 | 374 | 1353 | 70 | 2 | 8 | 0 | 2 | 15 | 70 | 2 | 8 | 8100 | 2 | 8 | 0 | 2 | 15 | 8100 | 2 | 8 | 2750 | 2 | 19 | 7 | B | 8 | 7 | B | 8 | 10.8 | B | 8 | 10.5 | B | 8 | 98 | A | 7 | 1004 | E | 9 | 340 | B | 8 | 2 | B | 8 | -9900 | ? | 0 | 7493 | B | 8 | 2.4 | E | 8 | 0.096 | F | 8 | 0.16 | F | 8 | -9900 | -9900 | ? | 0
2001-09-17 | 9:00 | 595 | 1353 | 138 | 2 | 8 | 0 | 2 | 15 | 138 | 2 | 8 | 15900 | 2 | 8 | 0 | 2 | 15 | 15900 | 2 | 8 | 5680 | 2 | 19 | 8 | B | 8 | 8 | B | 8 | 12.7 | B | 8 | 11 | B | 8 | 89 | A | 7 | 1004 | E | 9 | 350 | B | 8 | 1.8 | B | 8 | -9900 | ? | 0 | 3867 | B | 8 | 2.4 | E | 8 | 0.096 | F | 8 | 0.16 | F | 8 | -9900 | -9900 | ? | 0
2001-09-17 | 10:00 | 778 | 1353 | 155 | 2 | 8 | 0 | 2 | 15 | 155 | 2 | 8 | 18300 | 2 | 8 | 0 | 2 | 15 | 18300 | 2 | 8 | 7070 | 2 | 19 | 10 | E | 9 | 10 | E | 9 | 14 | A | 7 | 11 | A | 7 | 82 | A | 7 | 1004 | E | 9 | 360 | A | 7 | 1.5 | A | 7 | 16100 | A | 7 | 240 | A | 7 | 2.4 | E | 8 | 0.096 | F | 8 | 0.16 | F | 8 | -9900 | -9900 | ? | 0
2001-09-17 | 11:00 | 910 | 1353 | 283 | 2 | 8 | 36 | 2 | 15 | 259 | 2 | 8 | 31200 | 2 | 8 | 3700 | 2 | 15 | 28800 | 2 | 8 | 9170 | 2 | 19 | 5 | E | 9 | 5 | E | 9 | 15.4 | E | 9 | 10.4 | E | 9 | 72 | A | 7 | 1004 | E | 9 | 0 | E | 9 | 0 | E | 9 | -9900 | ? | 0 | 77777 | E | 9 | 2.3 | E | 8 | 0.096 | F | 8 | 0.16 | F | 8 | -9900 | -9900 | ? | 0
2001-09-17 | 12:00 | 982 | 1353 | 709 | 2 | 8 | 664 | 2 | 15 | 226 | 2 | 8 | 73800 | 2 | 8 | 66600 | 2 | 15 | 25300 | 2 | 8 | 6470 | 2 | 19 | 7 | E | 9 | 7 | E | 9 | 18.9 | E | 9 | 9.9 | E | 9 | 56 | A | 7 | 1004 | E | 9 | 0 | E | 9 | 0 | E | 9 | -9900 | ? | 0 | 6093 | E | 9 | 2.2 | E | 8 | 0.096 | F | 8 | 0.16 | F | 8 | -9900 | -9900 | ? | 0
2001-09-17 | 13:00 | 990 | 1353 | 708 | 2 | 8 | 748 | 2 | 15 | 159 | 2 | 8 | 75600 | 2 | 8 | 76500 | 2 | 15 | 19500 | 2 | 8 | 4820 | 2 | 19 | 1 | E | 9 | 1 | E | 9 | 20.3 | E | 9 | 10.3 | E | 9 | 53 | A | 7 | 1004 | E | 9 | 230 | E | 9 | 0.8 | E | 9 | -9900 | ? | 0 | 77777 | E | 9 | 2.2 | E | 8 | 0.096 | F | 8 | 0.16 | F | 8 | -9900 | -9900 | ? | 0
2001-09-17 | 14:00 | 933 | 1353 | 657 | 2 | 8 | 742 | 2 | 15 | 144 | 2 | 8 | 70200 | 2 | 8 | 75700 | 2 | 15 | 17800 | 2 | 8 | 4020 | 2 | 19 | 6 | E | 9 | 6 | E | 9 | 21.7 | E | 9 | 9.7 | E | 9 | 46 | A | 7 | 1004 | E | 9 | 180 | E | 9 | 2.8 | E | 9 | -9900 | ? | 0 | 12846 | E | 9 | 2.1 | E | 8 | 0.096 | F | 8 | 0.16 | F | 8 | -9900 | -9900 | ? | 0
2001-09-17 | 15:00 | 814 | 1353 | 554 | 2 | 8 | 648 | 2 | 15 | 163 | 2 | 8 | 57800 | 2 | 8 | 64700 | 2 | 15 | 18700 | 2 | 8 | 3800 | 2 | 19 | 4 | E | 9 | 4 | E | 9 | 24.1 | E | 9 | 9.1 | E | 9 | 38 | A | 7 | 1004 | E | 9 | 110 | E | 9 | 3.8 | E | 9 | -9900 | ? | 0 | 15637 | E | 9 | 2.1 | E | 8 | 0.096 | F | 8 | 0.16 | F | 8 | -9900 | -9900 | ? | 0
2001-09-17 | 16:00 | 643 | 1353 | 431 | 2 | 8 | 585 | 2 | 15 | 152 | 2 | 8 | 45700 | 2 | 8 | 58100 | 2 | 15 | 18000 | 2 | 8 | 3120 | 2 | 19 | 2 | E | 9 | 2 | E | 9 | 25.6 | E | 9 | 7.6 | E | 9 | 32 | A | 7 | 1004 | E | 9 | 100 | E | 9 | 2.6 | E | 9 | -9900 | ? | 0 | 77777 | E | 9 | 2 | E | 8 | 0.096 | F | 8 | 0.16 | F | 8 | -9900 | -9900 | ? | 0
2001-09-17 | 17:00 | 429 | 1353 | 287 | 2 | 8 | 555 | 2 | 15 | 110 | 2 | 8 | 29800 | 2 | 8 | 49900 | 2 | 15 | 14000 | 2 | 8 | 2080 | 2 | 19 | 0 | E | 9 | 0 | E | 9 | 26 | A | 7 | 8 | A | 7 | 32 | A | 7 | 1004 | E | 9 | 40 | A | 7 | 4.1 | A | 7 | 16100 | A | 7 | 77777 | A | 7 | 1.9 | E | 8 | 0.096 | F | 8 | 0.16 | F | 8 | -9900 | -9900 | ? | 0
2001-09-17 | 18:00 | 190 | 1353 | 0 | 2 | 8 | 0 | 2 | 15 | 0 | 2 | 8 | 0 | 2 | 8 | 0 | 2 | 15 | 0 | 2 | 8 | 0 | 2 | 19 | 0 | B | 8 | 0 | B | 8 | 23.4 | B | 8 | 8.8 | B | 8 | 39 | A | 7 | 1004 | E | 9 | 30 | B | 8 | 3.9 | B | 8 | -9900 | ? | 0 | 77777 | B | 8 | 1.9 | E | 8 | 0.096 | F | 8 | 0.16 | F | 8 | -9900 | -9900 | ? | 0
2001-09-17 | 19:00 | 10 | 395 | 0 | 2 | 8 | 0 | 2 | 15 | 0 | 2 | 8 | 0 | 2 | 8 | 0 | 2 | 15 | 0 | 2 | 8 | 0 | 2 | 19 | 0 | B | 8 | 0 | B | 8 | 20.2 | B | 8 | 9.3 | B | 8 | 49 | A | 7 | 1004 | E | 9 | 10 | B | 8 | 3.6 | B | 8 | -9900 | ? | 0 | 77777 | B | 8 | 1.8 | E | 8 | 0.096 | F | 8 | 0.16 | F | 8 | -9900 | -9900 | ? | 0
2001-09-17 | 20:00 | 0 | 0 | 0 | 2 | 0 | 0 | 2 | 0 | 0 | 2 | 0 | 0 | 2 | 0 | 0 | 2 | 0 | 0 | 2 | 0 | 0 | 2 | 0 | 0 | B | 8 | 0 | B | 8 | 18.2 | B | 8 | 9.8 | B | 8 | 58 | A | 7 | 1004 | E | 9 | 360 | B | 8 | 3.4 | B | 8 | -9900 | ? | 0 | 77777 | B | 8 | 1.8 | E | 8 | 0.096 | F | 8 | 0.16 | F | 8 | -9900 | -9900 | ? | 0
2001-09-17 | 21:00 | 0 | 0 | 0 | 2 | 0 | 0 | 2 | 0 | 0 | 2 | 0 | 0 | 2 | 0 | 0 | 2 | 0 | 0 | 2 | 0 | 0 | 2 | 0 | 0 | B | 8 | 0 | B | 8 | 16.8 | B | 8 | 10.3 | B | 8 | 65 | A | 7 | 1004 | E | 9 | 340 | B | 8 | 3.1 | B | 8 | -9900 | ? | 0 | 77777 | B | 8 | 1.7 | E | 8 | 0.096 | F | 8 | 0.16 | F | 8 | -9900 | -9900 | ? | 0
2001-09-17 | 22:00 | 0 | 0 | 0 | 2 | 0 | 0 | 2 | 0 | 0 | 2 | 0 | 0 | 2 | 0 | 0 | 2 | 0 | 0 | 2 | 0 | 0 | 2 | 0 | 0 | B | 8 | 0 | B | 8 | 15.6 | B | 8 | 10.7 | B | 8 | 73 | A | 7 | 1004 | E | 9 | 330 | B | 8 | 2.9 | B | 8 | -9900 | ? | 0 | 77777 | B | 8 | 1.7 | E | 8 | 0.096 | F | 8 | 0.16 | F | 8 | -9900 | -9900 | ? | 0
2001-09-17 | 23:00 | 0 | 0 | 0 | 2 | 0 | 0 | 2 | 0 | 0 | 2 | 0 | 0 | 2 | 0 | 0 | 2 | 0 | 0 | 2 | 0 | 0 | 2 | 0 | 0 | E | 9 | 0 | E | 9 | 14 | A | 7 | 11 | A | 7 | 82 | A | 7 | 1004 | E | 9 | 310 | A | 7 | 2.6 | A | 7 | 16100 | A | 7 | 77777 | A | 7 | 1.7 | E | 8 | 0.096 | F | 8 | 0.16 | F | 8 | -9900 | -9900 | ? | 0
2001-09-17 | 24:00 | 0 | 0 | 0 | 2 | 0 | 0 | 2 | 0 | 0 | 2 | 0 | 0 | 2 | 0 | 0 | 2 | 0 | 0 | 2 | 0 | 0 | 2 | 0 | 0 | B | 8 | 0 | B | 8 | 12.9 | B | 8 | 10.3 | B | 8 | 84 | A | 7 | 1004 | E | 9 | 310 | B | 8 | 2.8 | B | 8 | -9900 | ? | 0 | 77777 | B | 8 | 1.7 | E | 8 | 0.096 | F | 8 | 0.16 | F | 8 | -9900 | -9900 | ? | 0
2001-09-18 | 1:00 | 0 | 0 | 0 | 2 | 0 | 0 | 2 | 0 | 0 | 2 | 0 | 0 | 2 | 0 | 0 | 2 | 0 | 0 | 2 | 0 | 0 | 2 | 0 | 0 | B | 8 | 0 | B | 8 | 12 | B | 8 | 9.7 | B | 8 | 86 | A | 7 | 1004 | E | 9 | 300 | B | 8 | 2.9 | B | 8 | -9900 | ? | 0 | 77777 | B | 8 | 1.7 | E | 8 | 0.095 | F | 8 | 0.16 | F | 8 | -9900 | -9900 | ? | 0
2001-09-18 | 2:00 | 0 | 0 | 0 | 2 | 0 | 0 | 2 | 0 | 0 | 2 | 0 | 0 | 2 | 0 | 0 | 2 | 0 | 0 | 2 | 0 | 0 | 2 | 0 | 0 | E | 9 | 0 | A | 7 | 11 | A | 7 | 9 | A | 7 | 87 | A | 7 | 1004 | E | 9 | 300 | A | 7 | 3.1 | A | 7 | 16100 | A | 7 | 77777 | A | 7 | 1.7 | E | 8 | 0.095 | F | 8 | 0.16 | F | 8 | -9900 | -9900 | ? | 0
2001-09-18 | 3:00 | 0 | 0 | 0 | 2 | 0 | 0 | 2 | 0 | 0 | 2 | 0 | 0 | 2 | 0 | 0 | 2 | 0 | 0 | 2 | 0 | 0 | 2 | 0 | 4 | E | 9 | 4 | E | 9 | 13.1 | E | 9 | 10 | E | 9 | 81 | A | 7 | 1004 | E | 9 | 280 | E | 9 | 3 | E | 9 | -9900 | ? | 0 | 10952 | E | 9 | 1.7 | E | 8 | 0.095 | F | 8 | 0.16 | F | 8 | -9900 | -9900 | ? | 0
2001-09-18 | 4:00 | 0 | 0 | 0 | 2 | 0 | 0 | 2 | 0 | 0 | 2 | 0 | 0 | 2 | 0 | 0 | 2 | 0 | 0 | 2 | 0 | 0 | 2 | 0 | 7 | E | 9 | 7 | E | 9 | 11.1 | E | 9 | 8.9 | E | 9 | 86 | A | 7 | 1004 | E | 9 | 270 | E | 9 | 3 | E | 9 | -9900 | ? | 0 | 0 | E | 9 | 1.7 | E | 8 | 0.095 | F | 8 | 0.16 | F | 8 | -9900 | -9900 | ? | 0
2001-09-18 | 5:00 | 0 | 0 | 0 | 2 | 0 | 0 | 2 | 0 | 0 | 2 | 0 | 0 | 2 | 0 | 0 | 2 | 0 | 0 | 2 | 0 | 0 | 2 | 0 | 8 | E | 9 | 8 | E | 9 | 10.2 | E | 9 | 6.9 | E | 9 | 80 | A | 7 | 1004 | E | 9 | 340 | E | 9 | 3.7 | E | 9 | -9900 | ? | 0 | 0 | E | 9 | 1.7 | E | 8 | 0.095 | F | 8 | 0.16 | F | 8 | -9900 | -9900 | ? | 0
2001-09-18 | 6:00 | 0 | 56 | 0 | 2 | 8 | 0 | 2 | 15 | 0 | 2 | 8 | 0 | 2 | 8 | 0 | 2 | 15 | 0 | 2 | 8 | 0 | 2 | 19 | 8 | E | 9 | 8 | E | 9 | 10.3 | E | 9 | 7.9 | E | 9 | 85 | A | 7 | 1004 | E | 9 | 60 | E | 9 | 4.4 | E | 9 | -9900 | ? | 0 | 0 | E | 9 | 1.7 | E | 8 | 0.095 | F | 8 | 0.16 | F | 8 | -9900 | -9900 | ? | 0
2001-09-18 | 7:00 | 128 | 1354 | 36 | 2 | 8 | 107 | 2 | 15 | 26 | 2 | 8 | 3900 | 2 | 8 | 5000 | 2 | 15 | 3400 | 2 | 8 | 450 | 2 | 19 | 4 | E | 9 | 4 | E | 9 | 12.4 | E | 9 | 8.8 | E | 9 | 79 | A | 7 | 1004 | E | 9 | 220 | E | 9 | 2.8 | E | 9 | -9900 | ? | 0 | 7729 | E | 9 | 1.8 | E | 8 | 0.095 | F | 8 | 0.16 | F | 8 | -9900 | -9900 | ? | 0
2001-09-18 | 8:00 | 369 | 1354 | 119 | 2 | 8 | 54 | 2 | 15 | 104 | 2 | 8 | 13000 | 2 | 8 | 4800 | 2 | 15 | 11700 | 2 | 8 | 2700 | 2 | 19 | 0 | E | 9 | 0 | E | 9 | 12.4 | E | 9 | 8.8 | E | 9 | 79 | A | 7 | 1004 | E | 9 | 210 | E | 9 | 2.8 | E | 9 | -9900 | ? | 0 | 17661 | E | 9 | 1.8 | E | 8 | 0.095 | F | 8 | 0.16 | F | 8 | -9900 | -9900 | ? | 0
2001-09-18 | 9:00 | 590 | 1354 | 152 | 2 | 8 | 6 | 2 | 15 | 150 | 2 | 8 | 17500 | 2 | 8 | 400 | 2 | 15 | 17300 | 2 | 8 | 6020 | 2 | 19 | 3 | E | 9 | 3 | E | 9 | 14.5 | E | 9 | 11.8 | E | 9 | 84 | A | 7 | 1004 | E | 9 | 190 | E | 9 | 2.7 | E | 9 | -9900 | ? | 0 | 9875 | E | 9 | 1.8 | E | 8 | 0.095 | F | 8 | 0.16 | F | 8 | -9900 | -9900 | ? | 0
2001-09-18 | 10:00 | 773 | 1354 | 284 | 2 | 8 | 76 | 2 | 15 | 240 | 2 | 8 | 31200 | 2 | 8 | 7700 | 2 | 15 | 26800 | 2 | 8 | 7630 | 2 | 19 | 6 | E | 9 | 6 | E | 9 | 17.6 | E | 9 | 12.7 | E | 9 | 73 | A | 7 | 1004 | E | 9 | 170 | E | 9 | 2.7 | E | 9 | -9900 | ? | 0 | 2088 | E | 9 | 1.8 | E | 8 | 0.095 | F | 8 | 0.16 | F | 8 | -9900 | -9900 | ? | 0
2001-09-18 | 11:00 | 905 | 1354 | 639 | 2 | 8 | 623 | 2 | 15 | 222 | 2 | 8 | 68400 | 2 | 8 | 64500 | 2 | 15 | 25200 | 2 | 8 | 5840 | 2 | 19 | 10 | E | 9 | 10 | E | 9 | 20.6 | E | 9 | 12.7 | E | 9 | 61 | A | 7 | 1004 | E | 9 | 220 | E | 9 | 3.3 | E | 9 | -9900 | ? | 0 | 0 | E | 9 | 1.7 | E | 8 | 0.095 | F | 8 | 0.16 | F | 8 | -9900 | -9900 | ? | 0
2001-09-18 | 12:00 | 977 | 1354 | 697 | 2 | 8 | 766 | 2 | 15 | 143 | 2 | 8 | 72700 | 2 | 8 | 76700 | 2 | 15 | 17200 | 2 | 8 | 3830 | 2 | 19 | 8 | E | 9 | 8 | E | 9 | 23.7 | E | 9 | 9.6 | E | 9 | 41 | A | 7 | 1004 | E | 9 | 250 | E | 9 | 4 | E | 9 | -9900 | ? | 0 | 0 | E | 9 | 1.7 | E | 8 | 0.095 | F | 8 | 0.16 | F | 8 | -9900 | -9900 | ? | 0
2001-09-18 | 13:00 | 984 | 1354 | 702 | 2 | 8 | 748 | 2 | 15 | 157 | 2 | 8 | 75100 | 2 | 8 | 76500 | 2 | 15 | 19300 | 2 | 8 | 4720 | 2 | 19 | 6 | E | 9 | 6 | E | 9 | 24.8 | E | 9 | 10.6 | E | 9 | 41 | A | 7 | 1004 | E | 9 | 300 | E | 9 | 4.6 | E | 9 | -9900 | ? | 0 | 3450 | E | 9 | 1.6 | E | 8 | 0.095 | F | 8 | 0.16 | F | 8 | -9900 | -9900 | ? | 0
2001-09-18 | 14:00 | 927 | 1354 | 671 | 2 | 8 | 815 | 2 | 15 | 111 | 2 | 8 | 71300 | 2 | 8 | 82100 | 2 | 15 | 14900 | 2 | 8 | 2970 | 2 | 19 | 4 | E | 9 | 4 | E | 9 | 25.9 | E | 9 | 8.6 | E | 9 | 33 | A | 7 | 1004 | E | 9 | 290 | E | 9 | 4 | E | 9 | -9900 | ? | 0 | 8025 | E | 9 | 1.5 | E | 8 | 0.095 | F | 8 | 0.16 | F | 8 | -9900 | -9900 | ? | 0
2001-09-18 | 15:00 | 808 | 1354 | 576 | 2 | 8 | 784 | 2 | 15 | 107 | 2 | 8 | 60300 | 2 | 8 | 78000 | 2 | 15 | 13700 | 2 | 8 | 2450 | 2 | 19 | 1 | E | 9 | 1 | E | 9 | 26.9 | E | 9 | 5.5 | E | 9 | 25 | A | 7 | 1004 | E | 9 | 330 | E | 9 | 3.9 | E | 9 | -9900 | ? | 0 | 12599 | E | 9 | 1.5 | E | 8 | 0.095 | F | 8 | 0.16 | F | 8 | -9900 | -9900 | ? | 0
2001-09-18 | 16:00 | 635 | 1354 | 448 | 2 | 8 | 719 | 2 | 15 | 109 | 2 | 8 | 46900 | 2 | 8 | 70300 | 2 | 15 | 13800 | 2 | 8 | 2260 | 2 | 19 | 2 | E | 9 | 2 | E | 9 | 27 | E | 9 | 6.5 | E | 9 | 27 | A | 7 | 1004 | E | 9 | 220 | E | 9 | 3.9 | E | 9 | -9900 | ? | 0 | 11839 | E | 9 | 1.4 | E | 8 | 0.095 | F | 8 | 0.16 | F | 8 | -9900 | -9900 | ? | 0
2001-09-18 | 17:00 | 422 | 1354 | 290 | 2 | 8 | 593 | 2 | 15 | 105 | 2 | 8 | 29300 | 2 | 8 | 51800 | 2 | 15 | 13100 | 2 | 8 | 1840 | 2 | 19 | 3 | E | 9 | 2 | E | 9 | 27.1 | E | 9 | 7.5 | E | 9 | 29 | A | 7 | 1004 | E | 9 | 360 | E | 9 | 4.9 | E | 9 | -9900 | ? | 0 | 11078 | E | 9 | 1.4 | E | 8 | 0.095 | F | 8 | 0.16 | F | 8 | -9900 | -9900 | ? | 0
2001-09-18 | 18:00 | 183 | 1354 | 0 | 2 | 8 | 0 | 2 | 15 | 0 | 2 | 8 | 0 | 2 | 8 | 0 | 2 | 15 | 0 | 2 | 8 | 0 | 2 | 19 | 3 | E | 9 | 3 | E | 9 | 25.1 | E | 9 | 8.4 | E | 9 | 35 | A | 7 | 1004 | E | 9 | 10 | E | 9 | 4.8 | E | 9 | -9900 | ? | 0 | 10320 | E | 9 | 1.3 | E | 8 | 0.095 | F | 8 | 0.16 | F | 8 | -9900 | -9900 | ? | 0
2001-09-18 | 19:00 | 8 | 372 | 0 | 2 | 8 | 0 | 2 | 15 | 0 | 2 | 8 | 0 | 2 | 8 | 0 | 2 | 15 | 0 | 2 | 8 | 0 | 2 | 19 | 3 | E | 9 | 3 | E | 9 | 20.2 | E | 9 | 9.4 | E | 9 | 50 | A | 7 | 1004 | E | 9 | 350 | E | 9 | 5.1 | E | 9 | -9900 | ? | 0 | 9560 | E | 9 | 1.2 | E | 8 | 0.095 | F | 8 | 0.16 | F | 8 | -9900 | -9900 | ? | 0
2001-09-18 | 20:00 | 0 | 0 | 0 | 2 | 0 | 0 | 2 | 0 | 0 | 2 | 0 | 0 | 2 | 0 | 0 | 2 | 0 | 0 | 2 | 0 | 0 | 2 | 0 | 3 | E | 9 | 3 | E | 9 | 18.8 | E | 9 | 9.7 | E | 9 | 55 | A | 7 | 1004 | E | 9 | 330 | E | 9 | 5.2 | E | 9 | -9900 | ? | 0 | 8800 | E | 9 | 1.2 | E | 8 | 0.095 | F | 8 | 0.16 | F | 8 | -9900 | -9900 | ? | 0
2001-09-18 | 21:00 | 0 | 0 | 0 | 2 | 0 | 0 | 2 | 0 | 0 | 2 | 0 | 0 | 2 | 0 | 0 | 2 | 0 | 0 | 2 | 0 | 0 | 2 | 0 | 4 | E | 9 | 4 | E | 9 | 18.1 | E | 9 | 10.1 | E | 9 | 60 | A | 7 | 1004 | E | 9 | 310 | E | 9 | 5.5 | E | 9 | -9900 | ? | 0 | 8040 | E | 9 | 1.1 | E | 8 | 0.095 | F | 8 | 0.16 | F | 8 | -9900 | -9900 | ? | 0
2001-09-18 | 22:00 | 0 | 0 | 0 | 2 | 0 | 0 | 2 | 0 | 0 | 2 | 0 | 0 | 2 | 0 | 0 | 2 | 0 | 0 | 2 | 0 | 0 | 2 | 0 | 6 | E | 9 | 6 | E | 9 | 17.4 | E | 9 | 10.3 | E | 9 | 63 | A | 7 | 1004 | E | 9 | 290 | E | 9 | 5.6 | E | 9 | -9900 | ? | 0 | 7279 | E | 9 | 1 | E | 8 | 0.095 | F | 8 | 0.16 | F | 8 | -9900 | -9900 | ? | 0
2001-09-18 | 23:00 | 0 | 0 | 0 | 2 | 0 | 0 | 2 | 0 | 0 | 2 | 0 | 0 | 2 | 0 | 0 | 2 | 0 | 0 | 2 | 0 | 0 | 2 | 0 | 5 | E | 9 | 5 | E | 9 | 17.5 | E | 9 | 10.3 | E | 9 | 63 | A | 7 | 1004 | E | 9 | 280 | E | 9 | 4.9 | E | 9 | -9900 | ? | 0 | 6520 | E | 9 | 1.1 | E | 8 | 0.095 | F | 8 | 0.16 | F | 8 | -9900 | -9900 | ? | 0
2001-09-18 | 24:00 | 0 | 0 | 0 | 2 | 0 | 0 | 2 | 0 | 0 | 2 | 0 | 0 | 2 | 0 | 0 | 2 | 0 | 0 | 2 | 0 | 0 | 2 | 0 | 5 | E | 9 | 5 | E | 9 | 16.6 | E | 9 | 10.2 | E | 9 | 66 | A | 7 | 1004 | E | 9 | 270 | E | 9 | 4.1 | E | 9 | -9900 | ? | 0 | 5760 | E | 9 | 1.1 | E | 8 | 0.095 | F | 8 | 0.16 | F | 8 | -9900 | -9900 | ? | 0
2001-09-19 | 1:00 | 0 | 0 | 0 | 2 | 0 | 0 | 2 | 0 | 0 | 2 | 0 | 0 | 2 | 0 | 0 | 2 | 0 | 0 | 2 | 0 | 0 | 2 | 0 | 6 | E | 9 | 6 | E | 9 | 16.6 | E | 9 | 9.2 | E | 9 | 62 | A | 7 | 1004 | E | 9 | 280 | E | 9 | 3.3 | E | 9 | -9900 | ? | 0 | 5000 | E | 9 | 1.1 | E | 8 | 0.095 | F | 8 | 0.16 | F | 8 | -9900 | -9900 | ? | 0
2001-09-19 | 2:00 | 0 | 0 | 0 | 2 | 0 | 0 | 2 | 0 | 0 | 2 | 0 | 0 | 2 | 0 | 0 | 2 | 0 | 0 | 2 | 0 | 0 | 2 | 0 | 6 | E | 9 | 6 | E | 9 | 15.7 | E | 9 | 9.1 | E | 9 | 65 | A | 7 | 1004 | E | 9 | 270 | E | 9 | 2.5 | E | 9 | -9900 | ? | 0 | 4240 | E | 9 | 1.1 | E | 8 | 0.095 | F | 8 | 0.16 | F | 8 | -9900 | -9900 | ? | 0
2001-09-19 | 3:00 | 0 | 0 | 0 | 2 | 0 | 0 | 2 | 0 | 0 | 2 | 0 | 0 | 2 | 0 | 0 | 2 | 0 | 0 | 2 | 0 | 0 | 2 | 0 | 7 | E | 9 | 7 | E | 9 | 14.8 | E | 9 | 8.1 | E | 9 | 64 | A | 7 | 1004 | E | 9 | 270 | E | 9 | 1.8 | E | 9 | -9900 | ? | 0 | 3480 | E | 9 | 1.1 | E | 8 | 0.095 | F | 8 | 0.16 | F | 8 | -9900 | -9900 | ? | 0
2001-09-19 | 4:00 | 0 | 0 | 0 | 2 | 0 | 0 | 2 | 0 | 0 | 2 | 0 | 0 | 2 | 0 | 0 | 2 | 0 | 0 | 2 | 0 | 0 | 2 | 0 | 7 | E | 9 | 7 | E | 9 | 13.9 | E | 9 | 8.1 | E | 9 | 68 | A | 7 | 1004 | E | 9 | 250 | E | 9 | 1.7 | E | 9 | -9900 | ? | 0 | 452 | E | 9 | 1.2 | E | 8 | 0.095 | F | 8 | 0.16 | F | 8 | -9900 | -9900 | ? | 0
2001-09-19 | 5:00 | 0 | 0 | 0 | 2 | 0 | 0 | 2 | 0 | 0 | 2 | 0 | 0 | 2 | 0 | 0 | 2 | 0 | 0 | 2 | 0 | 0 | 2 | 0 | 7 | E | 9 | 7 | E | 9 | 14.9 | E | 9 | 8 | E | 9 | 63 | A | 7 | 1004 | E | 9 | 240 | E | 9 | 1.7 | E | 9 | -9900 | ? | 0 | 1960 | E | 9 | 1.2 | E | 8 | 0.095 | F | 8 | 0.16 | F | 8 | -9900 | -9900 | ? | 0
2001-09-19 | 6:00 | 0 | 34 | 0 | 2 | 8 | 0 | 2 | 15 | 0 | 2 | 8 | 0 | 2 | 8 | 0 | 2 | 15 | 0 | 2 | 8 | 0 | 2 | 19 | 8 | E | 9 | 8 | E | 9 | 13 | A | 7 | 7 | A | 7 | 67 | A | 7 | 1004 | E | 9 | 10 | A | 7 | 3.1 | A | 7 | 16100 | A | 7 | 1200 | A | 7 | 1.2 | E | 8 | 0.095 | F | 8 | 0.16 | F | 8 | -9900 | -9900 | ? | 0
2001-09-19 | 7:00 | 123 | 1354 | 43 | 2 | 8 | 284 | 2 | 15 | 17 | 2 | 8 | 4400 | 2 | 8 | 17200 | 2 | 15 | 2800 | 2 | 8 | 350 | 2 | 19 | 7 | E | 9 | 7 | E | 9 | 14.4 | E | 9 | 7.8 | E | 9 | 65 | A | 7 | 1004 | E | 9 | 170 | E | 9 | 2 | E | 9 | -9900 | ? | 0 | 1307 | E | 9 | 1.2 | E | 8 | 0.095 | F | 8 | 0.16 | F | 8 | -9900 | -9900 | ? | 0
2001-09-19 | 8:00 | 365 | 1354 | 200 | 2 | 8 | 508 | 2 | 15 | 62 | 2 | 8 | 20600 | 2 | 8 | 43500 | 2 | 15 | 8900 | 2 | 8 | 1160 | 2 | 19 | 7 | E | 9 | 7 | E | 9 | 19.8 | E | 9 | 10.6 | E | 9 | 55 | A | 7 | 1004 | E | 9 | 220 | E | 9 | 2.4 | E | 9 | -9900 | ? | 0 | 2824 | E | 9 | 1.2 | E | 8 | 0.095 | F | 8 | 0.16 | F | 8 | -9900 | -9900 | ? | 0
2001-09-19 | 9:00 | 585 | 1354 | 373 | 2 | 8 | 646 | 2 | 15 | 93 | 2 | 8 | 39200 | 2 | 8 | 62500 | 2 | 15 | 12100 | 2 | 8 | 1900 | 2 | 19 | 6 | E | 9 | 6 | E | 9 | 22.2 | E | 9 | 11.3 | E | 9 | 50 | A | 7 | 1004 | E | 9 | 260 | E | 9 | 2.8 | E | 9 | -9900 | ? | 0 | 4342 | E | 9 | 1.3 | E | 8 | 0.095 | F | 8 | 0.16 | F | 8 | -9900 | -9900 | ? | 0
2001-09-19 | 10:00 | 768 | 1354 | 546 | 2 | 8 | 808 | 2 | 15 | 86 | 2 | 8 | 58100 | 2 | 8 | 80600 | 2 | 15 | 12200 | 2 | 8 | 2030 | 2 | 19 | 5 | E | 9 | 5 | E | 9 | 25.6 | E | 9 | 11.1 | E | 9 | 40 | A | 7 | 1004 | E | 9 | 300 | E | 9 | 3.2 | E | 9 | -9900 | ? | 0 | 5859 | E | 9 | 1.3 | E | 8 | 0.095 | F | 8 | 0.16 | F | 8 | -9900 | -9900 | ? | 0
2001-09-19 | 11:00 | 900 | 1354 | 656 | 2 | 8 | 842 | 2 | 15 | 95 | 2 | 8 | 68100 | 2 | 8 | 83700 | 2 | 15 | 12300 | 2 | 8 | 2210 | 2 | 19 | 5 | E | 9 | 5 | E | 9 | 27.9 | E | 9 | 10.9 | E | 9 | 35 | A | 7 | 1004 | E | 9 | 310 | E | 9 | 3.4 | E | 9 | -9900 | ? | 0 | 7376 | E | 9 | 1.3 | E | 8 | 0.095 | F | 8 | 0.16 | F | 8 | -9900 | -9900 | ? | 0
2001-09-19 | 12:00 | 971 | 1354 | 733 | 2 | 8 | 856 | 2 | 15 | 118 | 2 | 8 | 78000 | 2 | 8 | 86400 | 2 | 15 | 15800 | 2 | 8 | 3340 | 2 | 19 | 6 | E | 9 | 6 | E | 9 | 29.3 | E | 9 | 10.7 | E | 9 | 32 | A | 7 | 1004 | E | 9 | 330 | E | 9 | 3.5 | E | 9 | -9900 | ? | 0 | 5504 | E | 9 | 1.2 | E | 8 | 0.095 | F | 8 | 0.16 | F | 8 | -9900 | -9900 | ? | 0
2001-09-19 | 13:00 | 979 | 1354 | 678 | 2 | 8 | 657 | 2 | 15 | 202 | 2 | 8 | 71100 | 2 | 8 | 66300 | 2 | 15 | 23000 | 2 | 8 | 5830 | 2 | 19 | 5 | E | 9 | 5 | E | 9 | 30.7 | E | 9 | 10.4 | E | 9 | 29 | A | 7 | 1004 | E | 9 | 350 | E | 9 | 3.7 | E | 9 | -9900 | ? | 0 | 3902 | E | 9 | 1.2 | E | 8 | 0.095 | F | 8 | 0.16 | F | 8 | -9900 | -9900 | ? | 0
2001-09-19 | 14:00 | 920 | 1354 | 652 | 2 | 8 | 761 | 2 | 15 | 133 | 2 | 8 | 67900 | 2 | 8 | 76000 | 2 | 15 | 16000 | 2 | 8 | 3300 | 2 | 19 | 4 | E | 9 | 4 | E | 9 | 32.1 | E | 9 | 10.2 | E | 9 | 26 | A | 7 | 1004 | E | 9 | 10 | E | 9 | 3.8 | E | 9 | -9900 | ? | 0 | 10751 | E | 9 | 1.2 | E | 8 | 0.095 | F | 8 | 0.16 | F | 8 | -9900 | -9900 | ? | 0
2001-09-19 | 15:00 | 801 | 1354 | 556 | 2 | 8 | 710 | 2 | 15 | 135 | 2 | 8 | 58700 | 2 | 8 | 71400 | 2 | 15 | 16400 | 2 | 8 | 3190 | 2 | 19 | 3 | E | 9 | 3 | E | 9 | 32.5 | E | 9 | 8 | E | 9 | 22 | A | 7 | 1004 | E | 9 | 10 | E | 9 | 4.1 | E | 9 | -9900 | ? | 0 | 11876 | E | 9 | 1.2 | E | 8 | 0.095 | F | 8 | 0.16 | F | 8 | -9900 | -9900 | ? | 0
2001-09-19 | 16:00 | 628 | 1354 | 396 | 2 | 8 | 516 | 2 | 15 | 156 | 2 | 8 | 41800 | 2 | 8 | 51000 | 2 | 15 | 18000 | 2 | 8 | 3190 | 2 | 19 | 3 | E | 9 | 3 | E | 9 | 31.9 | E | 9 | 7.8 | E | 9 | 22 | A | 7 | 1004 | E | 9 | 20 | E | 9 | 4.2 | E | 9 | -9900 | ? | 0 | 13000 | E | 9 | 1.1 | E | 8 | 0.095 | F | 8 | 0.16 | F | 8 | -9900 | -9900 | ? | 0
2001-09-19 | 17:00 | 415 | 1354 | 274 | 2 | 8 | 533 | 2 | 15 | 111 | 2 | 8 | 28400 | 2 | 8 | 47300 | 2 | 15 | 13900 | 2 | 8 | 2110 | 2 | 19 | 3 | E | 9 | 3 | E | 9 | 29.3 | E | 9 | 11.6 | E | 9 | 33 | A | 7 | 1004 | E | 9 | 20 | E | 9 | 4.4 | E | 9 | -9900 | ? | 0 | 14125 | E | 9 | 1.1 | E | 8 | 0.095 | F | 8 | 0.16 | F | 8 | -9900 | -9900 | ? | 0
2001-09-19 | 18:00 | 175 | 1354 | 0 | 2 | 8 | 0 | 2 | 15 | 0 | 2 | 8 | 0 | 2 | 8 | 0 | 2 | 15 | 0 | 2 | 8 | 0 | 2 | 19 | 2 | E | 9 | 2 | E | 9 | 24.7 | E | 9 | 10.3 | E | 9 | 40 | A | 7 | 1004 | E | 9 | 20 | E | 9 | 4.5 | E | 9 | -9900 | ? | 0 | 15250 | E | 9 | 1.1 | E | 8 | 0.095 | F | 8 | 0.16 | F | 8 | -9900 | -9900 | ? | 0
2001-09-19 | 19:00 | 6 | 327 | 0 | 2 | 8 | 0 | 2 | 15 | 0 | 2 | 8 | 0 | 2 | 8 | 0 | 2 | 15 | 0 | 2 | 8 | 0 | 2 | 19 | 2 | E | 9 | 2 | E | 9 | 20.1 | E | 9 | 10.1 | E | 9 | 53 | A | 7 | 1004 | E | 9 | 320 | E | 9 | 4.3 | E | 9 | -9900 | ? | 0 | 16375 | E | 9 | 1.1 | E | 8 | 0.095 | F | 8 | 0.16 | F | 8 | -9900 | -9900 | ? | 0
2001-09-19 | 20:00 | 0 | 0 | 0 | 2 | 0 | 0 | 2 | 0 | 0 | 2 | 0 | 0 | 2 | 0 | 0 | 2 | 0 | 0 | 2 | 0 | 0 | 2 | 0 | 2 | E | 9 | 2 | E | 9 | 18.4 | E | 9 | 8.9 | E | 9 | 54 | A | 7 | 1004 | E | 9 | 330 | E | 9 | 2.5 | E | 9 | -9900 | ? | 0 | 17500 | E | 9 | 1 | E | 8 | 0.095 | F | 8 | 0.16 | F | 8 | -9900 | -9900 | ? | 0
2001-09-19 | 21:00 | 0 | 0 | 0 | 2 | 0 | 0 | 2 | 0 | 0 | 2 | 0 | 0 | 2 | 0 | 0 | 2 | 0 | 0 | 2 | 0 | 0 | 2 | 0 | 1 | E | 9 | 1 | E | 9 | 16.8 | E | 9 | 8.7 | E | 9 | 59 | A | 7 | 1004 | E | 9 | 350 | E | 9 | 2.8 | E | 9 | -9900 | ? | 0 | 18625 | E | 9 | 1 | E | 8 | 0.095 | F | 8 | 0.16 | F | 8 | -9900 | -9900 | ? | 0
2001-09-19 | 22:00 | 0 | 0 | 0 | 2 | 0 | 0 | 2 | 0 | 0 | 2 | 0 | 0 | 2 | 0 | 0 | 2 | 0 | 0 | 2 | 0 | 0 | 2 | 0 | 1 | E | 9 | 1 | E | 9 | 14.2 | E | 9 | 8.4 | E | 9 | 68 | A | 7 | 1004 | E | 9 | 350 | E | 9 | 2 | E | 9 | -9900 | ? | 0 | 19750 | E | 9 | 1 | E | 8 | 0.095 | F | 8 | 0.16 | F | 8 | -9900 | -9900 | ? | 0
2001-09-19 | 23:00 | 0 | 0 | 0 | 2 | 0 | 0 | 2 | 0 | 0 | 2 | 0 | 0 | 2 | 0 | 0 | 2 | 0 | 0 | 2 | 0 | 0 | 2 | 0 | 0 | E | 9 | 0 | E | 9 | 11.9 | E | 9 | 7.8 | E | 9 | 76 | A | 7 | 1004 | E | 9 | 40 | E | 9 | 3.9 | E | 9 | -9900 | ? | 0 | 20875 | E | 9 | 1 | E | 8 | 0.095 | F | 8 | 0.16 | F | 8 | -9900 | -9900 | ? | 0
2001-09-19 | 24:00 | 0 | 0 | 0 | 2 | 0 | 0 | 2 | 0 | 0 | 2 | 0 | 0 | 2 | 0 | 0 | 2 | 0 | 0 | 2 | 0 | 0 | 2 | 0 | 0 | E | 9 | 0 | E | 9 | 10 | A | 7 | 7 | A | 7 | 82 | A | 7 | 1004 | E | 9 | 310 | A | 7 | 2.6 | A | 7 | 16100 | A | 7 | 77777 | A | 7 | 1 | E | 8 | 0.095 | F | 8 | 0.16 | F | 8 | -9900 | -9900 | ? | 0
2001-09-20 | 1:00 | 0 | 0 | 0 | 2 | 0 | 0 | 2 | 0 | 0 | 2 | 0 | 0 | 2 | 0 | 0 | 2 | 0 | 0 | 2 | 0 | 0 | 2 | 0 | 0 | E | 9 | 0 | E | 9 | 10.1 | E | 9 | 7.3 | E | 9 | 83 | A | 7 | 1004 | E | 9 | 10 | E | 9 | 0.5 | E | 9 | -9900 | ? | 0 | 77777 | E | 9 | 1 | E | 8 | 0.095 | F | 8 | 0.16 | F | 8 | -9900 | -9900 | ? | 0
2001-09-20 | 2:00 | 0 | 0 | 0 | 2 | 0 | 0 | 2 | 0 | 0 | 2 | 0 | 0 | 2 | 0 | 0 | 2 | 0 | 0 | 2 | 0 | 0 | 2 | 0 | 0 | E | 9 | 0 | E | 9 | 10.2 | E | 9 | 7.5 | E | 9 | 83 | A | 7 | 1004 | E | 9 | 10 | E | 9 | 0.5 | E | 9 | -9900 | ? | 0 | 77777 | E | 9 | 1 | E | 8 | 0.095 | F | 8 | 0.16 | F | 8 | -9900 | -9900 | ? | 0
2001-09-20 | 3:00 | 0 | 0 | 0 | 2 | 0 | 0 | 2 | 0 | 0 | 2 | 0 | 0 | 2 | 0 | 0 | 2 | 0 | 0 | 2 | 0 | 0 | 2 | 0 | 0 | E | 9 | 0 | E | 9 | 10.3 | E | 9 | 8.8 | E | 9 | 90 | A | 7 | 1004 | E | 9 | 10 | E | 9 | 0.5 | E | 9 | -9900 | ? | 0 | 77777 | E | 9 | 1 | E | 8 | 0.095 | F | 8 | 0.16 | F | 8 | -9900 | -9900 | ? | 0
2001-09-20 | 4:00 | 0 | 0 | 0 | 2 | 0 | 0 | 2 | 0 | 0 | 2 | 0 | 0 | 2 | 0 | 0 | 2 | 0 | 0 | 2 | 0 | 0 | 2 | 0 | 0 | E | 9 | 0 | E | 9 | 9.4 | E | 9 | 2.1 | E | 9 | 60 | A | 7 | 1004 | E | 9 | 10 | E | 9 | 0.4 | E | 9 | -9900 | ? | 0 | 77777 | E | 9 | 1 | E | 8 | 0.095 | F | 8 | 0.16 | F | 8 | -9900 | -9900 | ? | 0
2001-09-20 | 5:00 | 0 | 0 | 0 | 2 | 0 | 0 | 2 | 0 | 0 | 2 | 0 | 0 | 2 | 0 | 0 | 2 | 0 | 0 | 2 | 0 | 0 | 2 | 0 | 0 | E | 9 | 0 | E | 9 | 7.5 | E | 9 | 1.3 | E | 9 | 65 | A | 7 | 1004 | E | 9 | 360 | E | 9 | 0.4 | E | 9 | -9900 | ? | 0 | 77777 | E | 9 | 1 | E | 8 | 0.095 | F | 8 | 0.16 | F | 8 | -9900 | -9900 | ? | 0
2001-09-20 | 6:00 | 0 | 11 | 0 | 2 | 0 | 0 | 2 | 0 | 0 | 2 | 0 | 0 | 2 | 1 | 0 | 2 | 2 | 0 | 2 | 2 | 0 | 2 | 1 | 0 | E | 9 | 0 | E | 9 | 6.6 | E | 9 | 1.6 | E | 9 | 70 | A | 7 | 1004 | E | 9 | 360 | E | 9 | 0.4 | E | 9 | -9900 | ? | 0 | 77777 | E | 9 | 1 | E | 8 | 0.095 | F | 8 | 0.16 | F | 8 | -9900 | -9900 | ? | 0
2001-09-20 | 7:00 | 119 | 1355 | 41 | 2 | 8 | 283 | 2 | 15 | 17 | 2 | 8 | 4300 | 2 | 8 | 16900 | 2 | 15 | 2800 | 2 | 8 | 350 | 2 | 19 | 0 | E | 9 | 0 | E | 9 | 7.7 | E | 9 | 2.8 | E | 9 | 71 | A | 7 | 1004 | E | 9 | 360 | E | 9 | 0.4 | E | 9 | -9900 | ? | 0 | 77777 | E | 9 | 1 | E | 8 | 0.095 | F | 8 | 0.16 | F | 8 | -9900 | -9900 | ? | 0
2001-09-20 | 8:00 | 360 | 1355 | 195 | 2 | 8 | 496 | 2 | 15 | 62 | 2 | 8 | 20100 | 2 | 8 | 42200 | 2 | 15 | 8800 | 2 | 8 | 1150 | 2 | 19 | 0 | E | 9 | 0 | E | 9 | 9.8 | E | 9 | 4.1 | E | 9 | 68 | A | 7 | 1004 | E | 9 | 20 | E | 9 | 2.5 | E | 9 | -9900 | ? | 0 | 77777 | E | 9 | 1 | E | 8 | 0.095 | F | 8 | 0.16 | F | 8 | -9900 | -9900 | ? | 0
2001-09-20 | 9:00 | 580 | 1355 | 362 | 2 | 8 | 617 | 2 | 15 | 97 | 2 | 8 | 37900 | 2 | 8 | 59400 | 2 | 15 | 12400 | 2 | 8 | 1960 | 2 | 19 | 0 | E | 9 | 0 | E | 9 | 11.9 | E | 9 | 4.4 | E | 9 | 60 | A | 7 | 1004 | E | 9 | 40 | E | 9 | 3.5 | E | 9 | -9900 | ? | 0 | 77777 | E | 9 | 1 | E | 8 | 0.095 | F | 8 | 0.16 | F | 8 | -9900 | -9900 | ? | 0
2001-09-20 | 10:00 | 763 | 1355 | 529 | 2 | 8 | 755 | 2 | 15 | 103 | 2 | 8 | 55200 | 2 | 8 | 74700 | 2 | 15 | 13000 | 2 | 8 | 2260 | 2 | 19 | 0 | E | 9 | 0 | E | 9 | 13.1 | E | 9 | 4.6 | E | 9 | 56 | A | 7 | 1004 | E | 9 | 40 | E | 9 | 3.5 | E | 9 | -9900 | ? | 0 | 77777 | E | 9 | 1 | E | 8 | 0.095 | F | 8 | 0.16 | F | 8 | -9900 | -9900 | ? | 0
2001-09-20 | 11:00 | 894 | 1355 | 650 | 2 | 8 | 831 | 2 | 15 | 101 | 2 | 8 | 69600 | 2 | 8 | 83800 | 2 | 15 | 14100 | 2 | 8 | 2650 | 2 | 19 | 0 | E | 9 | 0 | E | 9 | 15.2 | E | 9 | 5.9 | E | 9 | 54 | A | 7 | 1004 | E | 9 | 40 | E | 9 | 1.9 | E | 9 | -9900 | ? | 0 | 77777 | E | 9 | 1.1 | E | 8 | 0.095 | F | 8 | 0.16 | F | 8 | -9900 | -9900 | ? | 0
2001-09-20 | 12:00 | 966 | 1355 | 698 | 2 | 8 | 784 | 2 | 15 | 137 | 2 | 8 | 72900 | 2 | 8 | 78600 | 2 | 15 | 16700 | 2 | 8 | 3650 | 2 | 19 | 0 | E | 9 | 0 | E | 9 | 17.3 | E | 9 | 6.2 | E | 9 | 48 | A | 7 | 1004 | E | 9 | 50 | E | 9 | 2.4 | E | 9 | -9900 | ? | 0 | 77777 | E | 9 | 1.2 | E | 8 | 0.095 | F | 8 | 0.16 | F | 8 | -9900 | -9900 | ? | 0
2001-09-20 | 13:00 | 973 | 1355 | 666 | 2 | 8 | 639 | 2 | 15 | 206 | 2 | 8 | 69700 | 2 | 8 | 64400 | 2 | 15 | 23300 | 2 | 8 | 5860 | 2 | 19 | 0 | E | 9 | 0 | E | 9 | 18.4 | E | 9 | 5.4 | E | 9 | 42 | A | 7 | 1004 | E | 9 | 70 | E | 9 | 1.8 | E | 9 | -9900 | ? | 0 | 77777 | E | 9 | 1.3 | E | 8 | 0.095 | F | 8 | 0.16 | F | 8 | -9900 | -9900 | ? | 0
2001-09-20 | 14:00 | 914 | 1355 | 665 | 2 | 8 | 773 | 2 | 15 | 142 | 2 | 8 | 71000 | 2 | 8 | 78800 | 2 | 15 | 17700 | 2 | 8 | 3850 | 2 | 19 | 0 | E | 9 | 0 | E | 9 | 19.5 | E | 9 | 5.7 | E | 9 | 40 | A | 7 | 1004 | E | 9 | 100 | E | 9 | 2.9 | E | 9 | -9900 | ? | 0 | 77777 | E | 9 | 1.4 | E | 8 | 0.095 | F | 8 | 0.16 | F | 8 | -9900 | -9900 | ? | 0
2001-09-20 | 15:00 | 794 | 1355 | 550 | 2 | 8 | 711 | 2 | 15 | 133 | 2 | 8 | 58200 | 2 | 8 | 71500 | 2 | 15 | 16200 | 2 | 8 | 3120 | 2 | 19 | 0 | E | 9 | 0 | E | 9 | 21.6 | E | 9 | 2.9 | E | 9 | 29 | A | 7 | 1004 | E | 9 | 290 | E | 9 | 5.4 | E | 9 | -9900 | ? | 0 | 77777 | E | 9 | 1.5 | E | 8 | 0.095 | F | 8 | 0.16 | F | 8 | -9900 | -9900 | ? | 0
2001-09-20 | 16:00 | 621 | 1355 | 406 | 2 | 8 | 600 | 2 | 15 | 130 | 2 | 8 | 41900 | 2 | 8 | 57800 | 2 | 15 | 15300 | 2 | 8 | 2580 | 2 | 19 | 1 | E | 9 | 1 | E | 9 | 21.7 | E | 9 | 3.2 | E | 9 | 30 | A | 7 | 1004 | E | 9 | 300 | E | 9 | 5.2 | E | 9 | -9900 | ? | 0 | 20195 | E | 9 | 1.6 | E | 8 | 0.095 | F | 8 | 0.16 | F | 8 | -9900 | -9900 | ? | 0
2001-09-20 | 17:00 | 407 | 1355 | 278 | 2 | 8 | 550 | 2 | 15 | 112 | 2 | 8 | 28700 | 2 | 8 | 48500 | 2 | 15 | 14000 | 2 | 8 | 2130 | 2 | 19 | 5 | E | 9 | 5 | E | 9 | 20.8 | E | 9 | 2.5 | E | 9 | 30 | A | 7 | 1004 | E | 9 | 310 | E | 9 | 4.9 | E | 9 | -9900 | ? | 0 | 10417 | E | 9 | 1.7 | E | 8 | 0.095 | F | 8 | 0.16 | F | 8 | -9900 | -9900 | ? | 0
2001-09-20 | 18:00 | 168 | 1355 | 0 | 2 | 8 | 0 | 2 | 15 | 0 | 2 | 8 | 0 | 2 | 8 | 0 | 2 | 15 | 0 | 2 | 8 | 0 | 2 | 19 | 1 | E | 9 | 1 | E | 9 | 18.9 | E | 9 | 3.7 | E | 9 | 36 | A | 7 | 1004 | E | 9 | 310 | E | 9 | 7.5 | E | 9 | -9900 | ? | 0 | 77777 | E | 9 | 1.8 | E | 8 | 0.095 | F | 8 | 0.16 | F | 8 | -9900 | -9900 | ? | 0
2001-09-20 | 19:00 | 5 | 282 | 0 | 2 | 8 | 0 | 2 | 15 | 0 | 2 | 8 | 0 | 2 | 8 | 0 | 2 | 15 | 0 | 2 | 8 | 0 | 2 | 19 | 6 | E | 9 | 6 | E | 9 | 15 | E | 9 | 3 | E | 9 | 44 | A | 7 | 1004 | E | 9 | 310 | E | 9 | 5.4 | E | 9 | -9900 | ? | 0 | 11390 | E | 9 | 1.9 | E | 8 | 0.095 | F | 8 | 0.16 | F | 8 | -9900 | -9900 | ? | 0
2001-09-20 | 20:00 | 0 | 0 | 0 | 2 | 0 | 0 | 2 | 0 | 0 | 2 | 0 | 0 | 2 | 0 | 0 | 2 | 0 | 0 | 2 | 0 | 0 | 2 | 0 | 4 | E | 9 | 4 | E | 9 | 13.1 | E | 9 | 3.3 | E | 9 | 51 | A | 7 | 1004 | E | 9 | 300 | E | 9 | 5.9 | E | 9 | -9900 | ? | 0 | 12432 | E | 9 | 1.9 | E | 8 | 0.095 | F | 8 | 0.16 | F | 8 | -9900 | -9900 | ? | 0
2001-09-20 | 21:00 | 0 | 0 | 0 | 2 | 0 | 0 | 2 | 0 | 0 | 2 | 0 | 0 | 2 | 0 | 0 | 2 | 0 | 0 | 2 | 0 | 0 | 2 | 0 | 0 | E | 9 | 0 | E | 9 | 13.2 | E | 9 | 3.5 | E | 9 | 52 | A | 7 | 1004 | E | 9 | 300 | E | 9 | 5.3 | E | 9 | -9900 | ? | 0 | 77777 | E | 9 | 2 | E | 8 | 0.095 | F | 8 | 0.16 | F | 8 | -9900 | -9900 | ? | 0
2001-09-20 | 22:00 | 0 | 0 | 0 | 2 | 0 | 0 | 2 | 0 | 0 | 2 | 0 | 0 | 2 | 0 | 0 | 2 | 0 | 0 | 2 | 0 | 0 | 2 | 0 | 0 | E | 9 | 0 | E | 9 | 13.3 | E | 9 | 3.8 | E | 9 | 53 | A | 7 | 1004 | E | 9 | 300 | E | 9 | 2.8 | E | 9 | -9900 | ? | 0 | 77777 | E | 9 | 2.1 | E | 8 | 0.095 | F | 8 | 0.16 | F | 8 | -9900 | -9900 | ? | 0
2001-09-20 | 23:00 | 0 | 0 | 0 | 2 | 0 | 0 | 2 | 0 | 0 | 2 | 0 | 0 | 2 | 0 | 0 | 2 | 0 | 0 | 2 | 0 | 0 | 2 | 0 | 0 | E | 9 | 0 | E | 9 | 9.4 | E | 9 | 6.1 | E | 9 | 80 | A | 7 | 1004 | E | 9 | 300 | E | 9 | 4.3 | E | 9 | -9900 | ? | 0 | 77777 | E | 9 | 2.1 | E | 8 | 0.095 | F | 8 | 0.16 | F | 8 | -9900 | -9900 | ? | 0
2001-09-20 | 24:00 | 0 | 0 | 0 | 2 | 0 | 0 | 2 | 0 | 0 | 2 | 0 | 0 | 2 | 0 | 0 | 2 | 0 | 0 | 2 | 0 | 0 | 2 | 0 | 5 | E | 9 | 5 | E | 9 | 7.5 | E | 9 | 4.3 | E | 9 | 80 | A | 7 | 1004 | E | 9 | 280 | E | 9 | 5.3 | E | 9 | -9900 | ? | 0 | 13598 | E | 9 | 2.1 | E | 8 | 0.095 | F | 8 | 0.16 | F | 8 | -9900 | -9900 | ? | 0
2001-09-21 | 1:00 | 0 | 0 | 0 | 2 | 0 | 0 | 2 | 0 | 0 | 2 | 0 | 0 | 2 | 0 | 0 | 2 | 0 | 0 | 2 | 0 | 0 | 2 | 0 | 0 | E | 9 | 0 | E | 9 | 6.6 | E | 9 | 5.6 | E | 9 | 93 | A | 7 | 1004 | E | 9 | 290 | E | 9 | 4.8 | E | 9 | -9900 | ? | 0 | 77777 | E | 9 | 2.1 | E | 8 | 0.094 | F | 8 | 0.16 | F | 8 | -9900 | -9900 | ? | 0
2001-09-21 | 2:00 | 0 | 0 | 0 | 2 | 0 | 0 | 2 | 0 | 0 | 2 | 0 | 0 | 2 | 0 | 0 | 2 | 0 | 0 | 2 | 0 | 0 | 2 | 0 | 0 | E | 9 | 0 | E | 9 | 5.7 | E | 9 | 5.7 | E | 9 | 100 | A | 7 | 1004 | E | 9 | 270 | E | 9 | 4.3 | E | 9 | -9900 | ? | 0 | 77777 | E | 9 | 2 | E | 8 | 0.094 | F | 8 | 0.16 | F | 8 | -9900 | -9900 | ? | 0
2001-09-21 | 3:00 | 0 | 0 | 0 | 2 | 0 | 0 | 2 | 0 | 0 | 2 | 0 | 0 | 2 | 0 | 0 | 2 | 0 | 0 | 2 | 0 | 0 | 2 | 0 | 0 | E | 9 | 0 | E | 9 | 4.8 | E | 9 | 4.8 | E | 9 | 100 | A | 7 | 1004 | E | 9 | 280 | E | 9 | 4.2 | E | 9 | -9900 | ? | 0 | 77777 | E | 9 | 2 | E | 8 | 0.094 | F | 8 | 0.16 | F | 8 | -9900 | -9900 | ? | 0
2001-09-21 | 4:00 | 0 | 0 | 0 | 2 | 0 | 0 | 2 | 0 | 0 | 2 | 0 | 0 | 2 | 0 | 0 | 2 | 0 | 0 | 2 | 0 | 0 | 2 | 0 | 0 | E | 9 | 0 | E | 9 | 3.9 | E | 9 | 3.9 | E | 9 | 100 | A | 7 | 1004 | E | 9 | 280 | E | 9 | 3.2 | E | 9 | -9900 | ? | 0 | 77777 | E | 9 | 2 | E | 8 | 0.094 | F | 8 | 0.16 | F | 8 | -9900 | -9900 | ? | 0
2001-09-21 | 5:00 | 0 | 0 | 0 | 2 | 0 | 0 | 2 | 0 | 0 | 2 | 0 | 0 | 2 | 0 | 0 | 2 | 0 | 0 | 2 | 0 | 0 | 2 | 0 | 2 | E | 9 | 2 | E | 9 | 1.1 | E | 9 | 1.1 | E | 9 | 100 | A | 7 | 1004 | E | 9 | 270 | E | 9 | 2.2 | E | 9 | -9900 | ? | 0 | 16586 | E | 9 | 2 | E | 8 | 0.094 | F | 8 | 0.16 | F | 8 | -9900 | -9900 | ? | 0
2001-09-21 | 6:00 | 0 | 0 | 0 | 2 | 0 | 0 | 2 | 0 | 0 | 2 | 0 | 0 | 2 | 0 | 0 | 2 | 0 | 0 | 2 | 0 | 0 | 2 | 0 | 4 | E | 9 | 4 | E | 9 | 3.2 | E | 9 | 3.2 | E | 9 | 100 | A | 7 | 1004 | E | 9 | 290 | E | 9 | 3.7 | E | 9 | -9900 | ? | 0 | 16667 | E | 9 | 1.9 | E | 8 | 0.094 | F | 8 | 0.16 | F | 8 | -9900 | -9900 | ? | 0
2001-09-21 | 7:00 | 114 | 1345 | 38 | 2 | 8 | 271 | 2 | 15 | 15 | 2 | 8 | 4100 | 2 | 8 | 16500 | 2 | 15 | 2600 | 2 | 8 | 320 | 2 | 19 | 4 | E | 9 | 4 | E | 9 | 4.3 | E | 9 | 4.3 | E | 9 | 100 | A | 7 | 1004 | E | 9 | 290 | E | 9 | 2.7 | E | 9 | -9900 | ? | 0 | 17259 | E | 9 | 1.9 | E | 8 | 0.094 | F | 8 | 0.16 | F | 8 | -9900 | -9900 | ? | 0
2001-09-21 | 8:00 | 355 | 1356 | 198 | 2 | 8 | 543 | 2 | 15 | 55 | 2 | 8 | 20600 | 2 | 8 | 46300 | 2 | 15 | 8500 | 2 | 8 | 1040 | 2 | 19 | 4 | E | 9 | 4 | E | 9 | 10.4 | E | 9 | 10.4 | E | 9 | 100 | A | 7 | 1004 | E | 9 | 290 | E | 9 | 3.7 | E | 9 | -9900 | ? | 0 | 17851 | E | 9 | 1.9 | E | 8 | 0.094 | F | 8 | 0.16 | F | 8 | -9900 | -9900 | ? | 0
2001-09-21 | 9:00 | 576 | 1356 | 347 | 2 | 8 | 537 | 2 | 15 | 119 | 2 | 8 | 35800 | 2 | 8 | 51100 | 2 | 15 | 14100 | 2 | 8 | 2310 | 2 | 19 | 4 | E | 9 | 4 | E | 9 | 14.5 | E | 9 | 8.7 | E | 9 | 68 | A | 7 | 1004 | E | 9 | 300 | E | 9 | 3.7 | E | 9 | -9900 | ? | 0 | 18382 | E | 9 | 1.9 | E | 8 | 0.094 | F | 8 | 0.16 | F | 8 | -9900 | -9900 | ? | 0
2001-09-21 | 10:00 | 758 | 1356 | 492 | 2 | 8 | 644 | 2 | 15 | 131 | 2 | 8 | 51800 | 2 | 8 | 64300 | 2 | 15 | 15700 | 2 | 8 | 2960 | 2 | 19 | 4 | E | 9 | 3 | E | 9 | 17.6 | E | 9 | 7.9 | E | 9 | 53 | A | 7 | 1004 | E | 9 | 290 | E | 9 | 2.2 | E | 9 | -9900 | ? | 0 | 19274 | E | 9 | 1.9 | E | 8 | 0.094 | F | 8 | 0.16 | F | 8 | -9900 | -9900 | ? | 0
2001-09-21 | 11:00 | 889 | 1356 | 622 | 2 | 8 | 712 | 2 | 15 | 154 | 2 | 8 | 65800 | 2 | 8 | 72100 | 2 | 15 | 18400 | 2 | 8 | 3990 | 2 | 19 | 3 | E | 9 | 3 | E | 9 | 19.7 | E | 9 | 8.2 | E | 9 | 47 | A | 7 | 1004 | E | 9 | 280 | E | 9 | 2.4 | E | 9 | -9900 | ? | 0 | 19855 | E | 9 | 1.8 | E | 8 | 0.094 | F | 8 | 0.16 | F | 8 | -9900 | -9900 | ? | 0
2001-09-21 | 12:00 | 960 | 1356 | 710 | 2 | 8 | 802 | 2 | 15 | 140 | 2 | 8 | 73900 | 2 | 8 | 80200 | 2 | 15 | 16900 | 2 | 8 | 3650 | 2 | 19 | 3 | E | 9 | 3 | E | 9 | 22.8 | E | 9 | 8.5 | E | 9 | 40 | A | 7 | 1004 | E | 9 | 280 | E | 9 | 2.8 | E | 9 | -9900 | ? | 0 | 20437 | E | 9 | 1.7 | E | 8 | 0.094 | F | 8 | 0.16 | F | 8 | -9900 | -9900 | ? | 0
2001-09-21 | 13:00 | 967 | 1356 | 678 | 2 | 8 | 694 | 2 | 15 | 183 | 2 | 8 | 71600 | 2 | 8 | 70300 | 2 | 15 | 21300 | 2 | 8 | 5230 | 2 | 19 | 3 | E | 9 | 3 | E | 9 | 24.9 | E | 9 | 8.7 | E | 9 | 36 | A | 7 | 1004 | E | 9 | 270 | E | 9 | 3.1 | E | 9 | -9900 | ? | 0 | 21018 | E | 9 | 1.6 | E | 8 | 0.094 | F | 8 | 0.16 | F | 8 | -9900 | -9900 | ? | 0
2001-09-21 | 14:00 | 908 | 1356 | 660 | 2 | 8 | 816 | 2 | 15 | 112 | 2 | 8 | 69900 | 2 | 8 | 82000 | 2 | 15 | 14800 | 2 | 8 | 2890 | 2 | 19 | 0 | E | 9 | 0 | E | 9 | 26 | A | 7 | 9 | A | 7 | 34 | A | 7 | 1004 | E | 9 | 60 | A | 7 | 2.6 | A | 7 | 16100 | A | 7 | 77777 | A | 7 | 1.6 | E | 8 | 0.094 | F | 8 | 0.16 | F | 8 | -9900 | -9900 | ? | 0
2001-09-21 | 15:00 | 787 | 1356 | 572 | 2 | 8 | 829 | 2 | 15 | 89 | 2 | 8 | 60900 | 2 | 8 | 82900 | 2 | 15 | 12600 | 2 | 8 | 2120 | 2 | 19 | 0 | B | 8 | 0 | B | 8 | 26.8 | B | 8 | 8.9 | B | 8 | 32 | A | 7 | 1004 | E | 9 | 50 | B | 8 | 2.9 | B | 8 | -9900 | ? | 0 | 77777 | B | 8 | 1.5 | E | 8 | 0.094 | F | 8 | 0.16 | F | 8 | -9900 | -9900 | ? | 0
2001-09-21 | 16:00 | 614 | 1356 | 438 | 2 | 8 | 627 | 2 | 15 | 153 | 2 | 8 | 46100 | 2 | 8 | 61700 | 2 | 15 | 18100 | 2 | 8 | 3110 | 2 | 19 | 0 | E | 9 | 0 | E | 9 | 27 | A | 7 | 9 | A | 7 | 32 | A | 7 | 1004 | E | 9 | 30 | A | 7 | 3.1 | A | 7 | 16100 | A | 7 | 77777 | A | 7 | 1.4 | E | 8 | 0.094 | F | 8 | 0.16 | F | 8 | -9900 | -9900 | ? | 0
2001-09-21 | 17:00 | 399 | 1356 | 201 | 2 | 8 | 213 | 2 | 15 | 139 | 2 | 8 | 21700 | 2 | 8 | 19200 | 2 | 15 | 16000 | 2 | 8 | 3100 | 2 | 19 | 0 | E | 9 | 0 | E | 9 | 26.2 | E | 9 | 8.1 | E | 9 | 32 | A | 7 | 1004 | E | 9 | 50 | E | 9 | 3.8 | E | 9 | -9900 | ? | 0 | 77777 | E | 9 | 1.3 | E | 8 | 0.094 | F | 8 | 0.16 | F | 8 | -9900 | -9900 | ? | 0
2001-09-21 | 18:00 | 160 | 1356 | 0 | 2 | 8 | 0 | 2 | 15 | 0 | 2 | 8 | 0 | 2 | 8 | 0 | 2 | 15 | 0 | 2 | 8 | 0 | 2 | 19 | 0 | E | 9 | 0 | E | 9 | 25.5 | E | 9 | 8.1 | E | 9 | 33 | A | 7 | 1004 | E | 9 | 70 | E | 9 | 2.5 | E | 9 | -9900 | ? | 0 | 77777 | E | 9 | 1.2 | E | 8 | 0.094 | F | 8 | 0.16 | F | 8 | -9900 | -9900 | ? | 0
2001-09-21 | 19:00 | 3 | 237 | 0 | 2 | 8 | 0 | 2 | 15 | 0 | 2 | 8 | 0 | 2 | 8 | 0 | 2 | 15 | 0 | 2 | 8 | 0 | 2 | 19 | 0 | E | 9 | 0 | E | 9 | 22.7 | E | 9 | 7.2 | E | 9 | 37 | A | 7 | 1004 | E | 9 | 40 | E | 9 | 1.5 | E | 9 | -9900 | ? | 0 | 77777 | E | 9 | 1.2 | E | 8 | 0.094 | F | 8 | 0.16 | F | 8 | -9900 | -9900 | ? | 0
2001-09-21 | 20:00 | 0 | 0 | 0 | 2 | 0 | 0 | 2 | 0 | 0 | 2 | 0 | 0 | 2 | 0 | 0 | 2 | 0 | 0 | 2 | 0 | 0 | 2 | 0 | 0 | E | 9 | 0 | E | 9 | 21.9 | E | 9 | 6.2 | E | 9 | 36 | A | 7 | 1004 | E | 9 | 60 | E | 9 | 1.2 | E | 9 | -9900 | ? | 0 | 77777 | E | 9 | 1.1 | E | 8 | 0.094 | F | 8 | 0.16 | F | 8 | -9900 | -9900 | ? | 0
2001-09-21 | 21:00 | 0 | 0 | 0 | 2 | 0 | 0 | 2 | 0 | 0 | 2 | 0 | 0 | 2 | 0 | 0 | 2 | 0 | 0 | 2 | 0 | 0 | 2 | 0 | 0 | E | 9 | 0 | E | 9 | 17.2 | E | 9 | 7.3 | E | 9 | 52 | A | 7 | 1004 | E | 9 | 120 | E | 9 | 3 | E | 9 | -9900 | ? | 0 | 77777 | E | 9 | 1 | E | 8 | 0.094 | F | 8 | 0.16 | F | 8 | -9900 | -9900 | ? | 0
2001-09-21 | 22:00 | 0 | 0 | 0 | 2 | 0 | 0 | 2 | 0 | 0 | 2 | 0 | 0 | 2 | 0 | 0 | 2 | 0 | 0 | 2 | 0 | 0 | 2 | 0 | 0 | E | 9 | 0 | E | 9 | 13.4 | E | 9 | 8.4 | E | 9 | 72 | A | 7 | 1004 | E | 9 | 100 | E | 9 | 1.1 | E | 9 | -9900 | ? | 0 | 77777 | E | 9 | 0.9 | E | 8 | 0.094 | F | 8 | 0.16 | F | 8 | -9900 | -9900 | ? | 0
2001-09-21 | 23:00 | 0 | 0 | 0 | 2 | 0 | 0 | 2 | 0 | 0 | 2 | 0 | 0 | 2 | 0 | 0 | 2 | 0 | 0 | 2 | 0 | 0 | 2 | 0 | 0 | E | 9 | 0 | E | 9 | 11.6 | E | 9 | 9.4 | E | 9 | 86 | A | 7 | 1004 | E | 9 | 110 | E | 9 | 2.3 | E | 9 | -9900 | ? | 0 | 77777 | E | 9 | 1 | E | 8 | 0.094 | F | 8 | 0.16 | F | 8 | -9900 | -9900 | ? | 0
2001-09-21 | 24:00 | 0 | 0 | 0 | 2 | 0 | 0 | 2 | 0 | 0 | 2 | 0 | 0 | 2 | 0 | 0 | 2 | 0 | 0 | 2 | 0 | 0 | 2 | 0 | 0 | E | 9 | 0 | E | 9 | 11.9 | E | 9 | 9.5 | E | 9 | 85 | A | 7 | 1004 | E | 9 | 140 | E | 9 | 1.4 | E | 9 | -9900 | ? | 0 | 77777 | E | 9 | 1.1 | E | 8 | 0.094 | F | 8 | 0.16 | F | 8 | -9900 | -9900 | ? | 0
2001-09-22 | 1:00 | 0 | 0 | 0 | 2 | 0 | 0 | 2 | 0 | 0 | 2 | 0 | 0 | 2 | 0 | 0 | 2 | 0 | 0 | 2 | 0 | 0 | 2 | 0 | 0 | E | 9 | 0 | E | 9 | 12.1 | E | 9 | 8.5 | E | 9 | 79 | A | 7 | 1004 | E | 9 | 150 | E | 9 | 1.6 | E | 9 | -9900 | ? | 0 | 77777 | E | 9 | 1.3 | E | 8 | 0.094 | F | 8 | 0.16 | F | 8 | -9900 | -9900 | ? | 0
2001-09-22 | 2:00 | 0 | 0 | 0 | 2 | 0 | 0 | 2 | 0 | 0 | 2 | 0 | 0 | 2 | 0 | 0 | 2 | 0 | 0 | 2 | 0 | 0 | 2 | 0 | 0 | E | 9 | 0 | E | 9 | 9.4 | E | 9 | 8.6 | E | 9 | 95 | A | 7 | 1004 | E | 9 | 0 | E | 9 | 0 | E | 9 | -9900 | ? | 0 | 77777 | E | 9 | 1.4 | E | 8 | 0.094 | F | 8 | 0.16 | F | 8 | -9900 | -9900 | ? | 0
2001-09-22 | 3:00 | 0 | 0 | 0 | 2 | 0 | 0 | 2 | 0 | 0 | 2 | 0 | 0 | 2 | 0 | 0 | 2 | 0 | 0 | 2 | 0 | 0 | 2 | 0 | 0 | E | 9 | 0 | E | 9 | 9.6 | E | 9 | 8.6 | E | 9 | 93 | A | 7 | 1004 | E | 9 | 120 | E | 9 | 2 | E | 9 | -9900 | ? | 0 | 77777 | E | 9 | 1.5 | E | 8 | 0.094 | F | 8 | 0.16 | F | 8 | -9900 | -9900 | ? | 0
2001-09-22 | 4:00 | 0 | 0 | 0 | 2 | 0 | 0 | 2 | 0 | 0 | 2 | 0 | 0 | 2 | 0 | 0 | 2 | 0 | 0 | 2 | 0 | 0 | 2 | 0 | 0 | E | 9 | 0 | E | 9 | 9.8 | E | 9 | 8.7 | E | 9 | 93 | A | 7 | 1004 | E | 9 | 250 | E | 9 | 0.2 | E | 9 | -9900 | ? | 0 | 77777 | E | 9 | 1.6 | E | 8 | 0.094 | F | 8 | 0.16 | F | 8 | -9900 | -9900 | ? | 0
2001-09-22 | 5:00 | 0 | 0 | 0 | 2 | 0 | 0 | 2 | 0 | 0 | 2 | 0 | 0 | 2 | 0 | 0 | 2 | 0 | 0 | 2 | 0 | 0 | 2 | 0 | 0 | E | 9 | 0 | E | 9 | 8.1 | E | 9 | 8.1 | E | 9 | 100 | A | 7 | 1004 | E | 9 | 270 | E | 9 | 0.3 | E | 9 | -9900 | ? | 0 | 77777 | E | 9 | 1.7 | E | 8 | 0.094 | F | 8 | 0.16 | F | 8 | -9900 | -9900 | ? | 0
2001-09-22 | 6:00 | 0 | 0 | 0 | 2 | 0 | 0 | 2 | 0 | 0 | 2 | 0 | 0 | 2 | 0 | 0 | 2 | 0 | 0 | 2 | 0 | 0 | 2 | 0 | 0 | E | 9 | 0 | E | 9 | 7.3 | E | 9 | 7.3 | E | 9 | 100 | A | 7 | 1004 | E | 9 | 290 | E | 9 | 0.5 | E | 9 | -9900 | ? | 0 | 77777 | E | 9 | 1.8 | E | 8 | 0.094 | F | 8 | 0.16 | F | 8 | -9900 | -9900 | ? | 0
2001-09-22 | 7:00 | 110 | 1300 | 33 | 2 | 8 | 218 | 2 | 15 | 16 | 2 | 8 | 3700 | 2 | 8 | 11900 | 2 | 15 | 2700 | 2 | 8 | 300 | 2 | 19 | 0 | E | 9 | 0 | E | 9 | 9.5 | E | 9 | 9.5 | E | 9 | 100 | A | 7 | 1004 | E | 9 | 300 | E | 9 | 0.7 | E | 9 | -9900 | ? | 0 | 77777 | E | 9 | 1.9 | E | 8 | 0.094 | F | 8 | 0.16 | F | 8 | -9900 | -9900 | ? | 0
2001-09-22 | 8:00 | 350 | 1357 | 196 | 2 | 8 | 563 | 2 | 15 | 51 | 2 | 8 | 20600 | 2 | 8 | 47900 | 2 | 15 | 8200 | 2 | 8 | 970 | 2 | 19 | 0 | E | 9 | 0 | E | 9 | 15.8 | E | 9 | 12.9 | E | 9 | 83 | A | 7 | 1004 | E | 9 | 320 | E | 9 | 0.9 | E | 9 | -9900 | ? | 0 | 77777 | E | 9 | 2 | E | 8 | 0.094 | F | 8 | 0.16 | F | 8 | -9900 | -9900 | ? | 0
2001-09-22 | 9:00 | 571 | 1357 | 366 | 2 | 8 | 662 | 2 | 15 | 87 | 2 | 8 | 38600 | 2 | 8 | 63800 | 2 | 15 | 11700 | 2 | 8 | 1770 | 2 | 19 | 0 | E | 9 | 0 | E | 9 | 21 | E | 9 | 11 | E | 9 | 53 | A | 7 | 1004 | E | 9 | 40 | E | 9 | 4 | E | 9 | -9900 | ? | 0 | 77777 | E | 9 | 2.1 | E | 8 | 0.094 | F | 8 | 0.16 | F | 8 | -9900 | -9900 | ? | 0
2001-09-22 | 10:00 | 753 | 1357 | 534 | 2 | 8 | 808 | 2 | 15 | 84 | 2 | 8 | 56800 | 2 | 8 | 80500 | 2 | 15 | 12000 | 2 | 8 | 1960 | 2 | 19 | 0 | E | 9 | 0 | E | 9 | 24.2 | E | 9 | 11.1 | E | 9 | 44 | A | 7 | 1004 | E | 9 | 50 | E | 9 | 5.3 | E | 9 | -9900 | ? | 0 | 77777 | E | 9 | 2.2 | E | 8 | 0.094 | F | 8 | 0.16 | F | 8 | -9900 | -9900 | ? | 0
2001-09-22 | 11:00 | 884 | 1357 | 639 | 2 | 8 | 819 | 2 | 15 | 104 | 2 | 8 | 67900 | 2 | 8 | 82400 | 2 | 15 | 14100 | 2 | 8 | 2660 | 2 | 19 | 0 | E | 9 | 0 | E | 9 | 27.5 | E | 9 | 9.1 | E | 9 | 31 | A | 7 | 1004 | E | 9 | 70 | E | 9 | 5 | E | 9 | -9900 | ? | 0 | 77777 | E | 9 | 2.1 | E | 8 | 0.094 | F | 8 | 0.16 | F | 8 | -9900 | -9900 | ? | 0
2001-09-22 | 12:00 | 955 | 1357 | 680 | 2 | 8 | 754 | 2 | 15 | 148 | 2 | 8 | 72700 | 2 | 8 | 77000 | 2 | 15 | 18300 | 2 | 8 | 4240 | 2 | 19 | 0 | E | 9 | 0 | E | 9 | 30.7 | E | 9 | 10.2 | E | 9 | 28 | A | 7 | 1004 | E | 9 | 40 | E | 9 | 5.2 | E | 9 | -9900 | ? | 0 | 77777 | E | 9 | 2 | E | 8 | 0.094 | F | 8 | 0.16 | F | 8 | -9900 | -9900 | ? | 0
2001-09-22 | 13:00 | 961 | 1357 | 660 | 2 | 8 | 651 | 2 | 15 | 198 | 2 | 8 | 69200 | 2 | 8 | 65700 | 2 | 15 | 22500 | 2 | 8 | 5530 | 2 | 19 | 6 | E | 9 | 5 | E | 9 | 31.9 | E | 9 | 11.2 | E | 9 | 28 | A | 7 | 1004 | E | 9 | 70 | E | 9 | 5.9 | E | 9 | -9900 | ? | 0 | 77777 | E | 9 | 1.9 | E | 8 | 0.094 | F | 8 | 0.16 | F | 8 | -9900 | -9900 | ? | 0
2001-09-22 | 14:00 | 901 | 1357 | 660 | 2 | 8 | 834 | 2 | 15 | 104 | 2 | 8 | 70300 | 2 | 8 | 84000 | 2 | 15 | 14300 | 2 | 8 | 2720 | 2 | 19 | 9 | E | 9 | 8 | E | 9 | 34.2 | E | 9 | 11.3 | E | 9 | 25 | A | 7 | 1004 | E | 9 | 90 | E | 9 | 6 | E | 9 | -9900 | ? | 0 | 77777 | E | 9 | 1.8 | E | 8 | 0.094 | F | 8 | 0.16 | F | 8 | -9900 | -9900 | ? | 0
2001-09-22 | 15:00 | 781 | 1357 | 552 | 2 | 8 | 767 | 2 | 15 | 110 | 2 | 8 | 57400 | 2 | 8 | 75900 | 2 | 15 | 13600 | 2 | 8 | 2400 | 2 | 19 | 7 | E | 9 | 6 | E | 9 | 35.4 | E | 9 | 10.4 | E | 9 | 22 | A | 7 | 1004 | E | 9 | 110 | E | 9 | 6.2 | E | 9 | -9900 | ? | 0 | 77777 | E | 9 | 1.7 | E | 8 | 0.094 | F | 8 | 0.16 | F | 8 | -9900 | -9900 | ? | 0
2001-09-22 | 16:00 | 607 | 1357 | 417 | 2 | 8 | 704 | 2 | 15 | 101 | 2 | 8 | 43700 | 2 | 8 | 68300 | 2 | 15 | 13000 | 2 | 8 | 2070 | 2 | 19 | 10 | E | 9 | 9 | E | 9 | 35.6 | E | 9 | 10.4 | E | 9 | 22 | A | 7 | 1004 | E | 9 | 130 | E | 9 | 6.9 | E | 9 | -9900 | ? | 0 | 77777 | E | 9 | 1.6 | E | 8 | 0.094 | F | 8 | 0.16 | F | 8 | -9900 | -9900 | ? | 0
2001-09-22 | 17:00 | 392 | 1357 | 256 | 2 | 8 | 543 | 2 | 15 | 98 | 2 | 8 | 26600 | 2 | 8 | 47300 | 2 | 15 | 12900 | 2 | 8 | 1830 | 2 | 19 | 10 | E | 9 | 9 | E | 9 | 34.9 | E | 9 | 10.5 | E | 9 | 23 | A | 7 | 1004 | E | 9 | 160 | E | 9 | 6.1 | E | 9 | -9900 | ? | 0 | 77777 | E | 9 | 1.5 | E | 8 | 0.094 | F | 8 | 0.16 | F | 8 | -9900 | -9900 | ? | 0
2001-09-22 | 18:00 | 152 | 1357 | 0 | 2 | 8 | 0 | 2 | 15 | 0 | 2 | 8 | 0 | 2 | 8 | 0 | 2 | 15 | 0 | 2 | 8 | 0 | 2 | 19 | 8 | E | 9 | 8 | E | 9 | 31.1 | E | 9 | 11.5 | E | 9 | 30 | A | 7 | 1004 | E | 9 | 140 | E | 9 | 5.7 | E | 9 | -9900 | ? | 0 | 77777 | E | 9 | 1.4 | E | 8 | 0.094 | F | 8 | 0.16 | F | 8 | -9900 | -9900 | ? | 0
2001-09-22 | 19:00 | 2 | 192 | 0 | 2 | 8 | 0 | 2 | 15 | 0 | 2 | 8 | 0 | 2 | 8 | 0 | 2 | 15 | 0 | 2 | 8 | 0 | 2 | 19 | 1 | E | 9 | 1 | E | 9 | 24.4 | E | 9 | 13.6 | E | 9 | 51 | A | 7 | 1004 | E | 9 | 100 | E | 9 | 5.3 | E | 9 | -9900 | ? | 0 | 77777 | E | 9 | 1.3 | E | 8 | 0.094 | F | 8 | 0.16 | F | 8 | -9900 | -9900 | ? | 0
2001-09-22 | 20:00 | 0 | 0 | 0 | 2 | 0 | 0 | 2 | 0 | 0 | 2 | 0 | 0 | 2 | 0 | 0 | 2 | 0 | 0 | 2 | 0 | 0 | 2 | 0 | 0 | E | 9 | 0 | E | 9 | 22.6 | E | 9 | 13.6 | E | 9 | 57 | A | 7 | 1004 | E | 9 | 130 | E | 9 | 6 | E | 9 | -9900 | ? | 0 | 77777 | E | 9 | 1.2 | E | 8 | 0.094 | F | 8 | 0.16 | F | 8 | -9900 | -9900 | ? | 0
2001-09-22 | 21:00 | 0 | 0 | 0 | 2 | 0 | 0 | 2 | 0 | 0 | 2 | 0 | 0 | 2 | 0 | 0 | 2 | 0 | 0 | 2 | 0 | 0 | 2 | 0 | 0 | E | 9 | 0 | E | 9 | 22.8 | E | 9 | 13.7 | E | 9 | 56 | A | 7 | 1004 | E | 9 | 150 | E | 9 | 5.7 | E | 9 | -9900 | ? | 0 | 77777 | E | 9 | 1.1 | E | 8 | 0.094 | F | 8 | 0.16 | F | 8 | -9900 | -9900 | ? | 0
2001-09-22 | 22:00 | 0 | 0 | 0 | 2 | 0 | 0 | 2 | 0 | 0 | 2 | 0 | 0 | 2 | 0 | 0 | 2 | 0 | 0 | 2 | 0 | 0 | 2 | 0 | 8 | E | 9 | 8 | E | 9 | 22.1 | E | 9 | 12.8 | E | 9 | 56 | A | 7 | 1004 | E | 9 | 160 | E | 9 | 5.4 | E | 9 | -9900 | ? | 0 | 2400 | E | 9 | 1 | E | 8 | 0.094 | F | 8 | 0.16 | F | 8 | -9900 | -9900 | ? | 0
2001-09-22 | 23:00 | 0 | 0 | 0 | 2 | 0 | 0 | 2 | 0 | 0 | 2 | 0 | 0 | 2 | 0 | 0 | 2 | 0 | 0 | 2 | 0 | 0 | 2 | 0 | 8 | E | 9 | 8 | E | 9 | 20.3 | E | 9 | 11.8 | E | 9 | 58 | A | 7 | 1004 | E | 9 | 120 | E | 9 | 5.6 | E | 9 | -9900 | ? | 0 | 2400 | E | 9 | 1.1 | E | 8 | 0.094 | F | 8 | 0.16 | F | 8 | -9900 | -9900 | ? | 0
2001-09-22 | 24:00 | 0 | 0 | 0 | 2 | 0 | 0 | 2 | 0 | 0 | 2 | 0 | 0 | 2 | 0 | 0 | 2 | 0 | 0 | 2 | 0 | 0 | 2 | 0 | 0 | E | 9 | 0 | E | 9 | 17.5 | E | 9 | 12.9 | E | 9 | 74 | A | 7 | 1004 | E | 9 | 190 | E | 9 | 5.2 | E | 9 | -9900 | ? | 0 | 77777 | E | 9 | 1.1 | E | 8 | 0.094 | F | 8 | 0.16 | F | 8 | -9900 | -9900 | ? | 0
2001-09-23 | 1:00 | 0 | 0 | 0 | 2 | 0 | 0 | 2 | 0 | 0 | 2 | 0 | 0 | 2 | 0 | 0 | 2 | 0 | 0 | 2 | 0 | 0 | 2 | 0 | 3 | E | 9 | 3 | E | 9 | 15.8 | E | 9 | 11.9 | E | 9 | 78 | A | 7 | 1004 | E | 9 | 200 | E | 9 | 5.9 | E | 9 | -9900 | ? | 0 | 77777 | E | 9 | 1.2 | E | 8 | 0.094 | F | 8 | 0.16 | F | 8 | -9900 | -9900 | ? | 0
2001-09-23 | 2:00 | 0 | 0 | 0 | 2 | 0 | 0 | 2 | 0 | 0 | 2 | 0 | 0 | 2 | 0 | 0 | 2 | 0 | 0 | 2 | 0 | 0 | 2 | 0 | 0 | E | 9 | 0 | A | 7 | 16 | A | 7 | 12 | A | 7 | 77 | A | 7 | 1004 | E | 9 | 290 | A | 7 | 4.1 | A | 7 | 16100 | A | 7 | 77777 | A | 7 | 1.3 | E | 8 | 0.094 | F | 8 | 0.16 | F | 8 | -9900 | -9900 | ? | 0
2001-09-23 | 3:00 | 0 | 0 | 0 | 2 | 0 | 0 | 2 | 0 | 0 | 2 | 0 | 0 | 2 | 0 | 0 | 2 | 0 | 0 | 2 | 0 | 0 | 2 | 0 | 8 | E | 9 | 8 | E | 9 | 14.5 | E | 9 | 11.7 | E | 9 | 83 | A | 7 | 1004 | E | 9 | 280 | E | 9 | 4 | E | 9 | -9900 | ? | 0 | 1500 | E | 9 | 1.4 | E | 8 | 0.094 | F | 8 | 0.16 | F | 8 | -9900 | -9900 | ? | 0
2001-09-23 | 4:00 | 0 | 0 | 0 | 2 | 0 | 0 | 2 | 0 | 0 | 2 | 0 | 0 | 2 | 0 | 0 | 2 | 0 | 0 | 2 | 0 | 0 | 2 | 0 | 8 | E | 9 | 8 | E | 9 | 12.9 | E | 9 | 10.4 | E | 9 | 85 | A | 7 | 1004 | E | 9 | 260 | E | 9 | 4 | E | 9 | -9900 | ? | 0 | 1500 | E | 9 | 1.5 | E | 8 | 0.094 | F | 8 | 0.16 | F | 8 | -9900 | -9900 | ? | 0
2001-09-23 | 5:00 | 0 | 0 | 0 | 2 | 0 | 0 | 2 | 0 | 0 | 2 | 0 | 0 | 2 | 0 | 0 | 2 | 0 | 0 | 2 | 0 | 0 | 2 | 0 | 10 | E | 9 | 10 | E | 9 | 13.4 | E | 9 | 12.1 | E | 9 | 92 | A | 7 | 1004 | E | 9 | 250 | E | 9 | 3.9 | E | 9 | -9900 | ? | 0 | 1500 | E | 9 | 1.6 | E | 8 | 0.094 | F | 8 | 0.16 | F | 8 | -9900 | -9900 | ? | 0
2001-09-23 | 6:00 | 0 | 0 | 0 | 2 | 0 | 0 | 2 | 0 | 0 | 2 | 0 | 0 | 2 | 0 | 0 | 2 | 0 | 0 | 2 | 0 | 0 | 2 | 0 | 10 | E | 9 | 10 | E | 9 | 10.8 | E | 9 | 9.8 | E | 9 | 94 | A | 7 | 1004 | E | 9 | 230 | E | 9 | 3.8 | E | 9 | -9900 | ? | 0 | 30 | E | 9 | 1.6 | E | 8 | 0.094 | F | 8 | 0.16 | F | 8 | -9900 | -9900 | ? | 0
2001-09-23 | 7:00 | 105 | 1278 | 33 | 2 | 8 | 258 | 2 | 15 | 14 | 2 | 8 | 3800 | 2 | 8 | 15500 | 2 | 15 | 2500 | 2 | 8 | 310 | 2 | 19 | 3 | E | 9 | 3 | E | 9 | 12.3 | E | 9 | 11.5 | E | 9 | 95 | A | 7 | 1004 | E | 9 | 220 | E | 9 | 3.7 | E | 9 | -9900 | ? | 0 | 77777 | E | 9 | 1.7 | E | 8 | 0.094 | F | 8 | 0.16 | F | 8 | -9900 | -9900 | ? | 0
2001-09-23 | 8:00 | 345 | 1357 | 187 | 2 | 8 | 525 | 2 | 15 | 53 | 2 | 8 | 19500 | 2 | 8 | 44300 | 2 | 15 | 8200 | 2 | 8 | 1000 | 2 | 19 | 0 | E | 9 | 0 | E | 9 | 16.7 | E | 9 | 13.2 | E | 9 | 80 | A | 7 | 1004 | E | 9 | 210 | E | 9 | 3.7 | E | 9 | -9900 | ? | 0 | 77777 | E | 9 | 1.8 | E | 8 | 0.094 | F | 8 | 0.16 | F | 8 | -9900 | -9900 | ? | 0
2001-09-23 | 9:00 | 566 | 1357 | 351 | 2 | 8 | 570 | 2 | 15 | 112 | 2 | 8 | 36200 | 2 | 8 | 54200 | 2 | 15 | 13500 | 2 | 8 | 2180 | 2 | 19 | 0 | E | 9 | 0 | E | 9 | 21.2 | E | 9 | 12.9 | E | 9 | 59 | A | 7 | 1004 | E | 9 | 230 | E | 9 | 5.1 | E | 9 | -9900 | ? | 0 | 77777 | E | 9 | 1.9 | E | 8 | 0.094 | F | 8 | 0.16 | F | 8 | -9900 | -9900 | ? | 0
2001-09-23 | 10:00 | 748 | 1357 | 502 | 2 | 8 | 720 | 2 | 15 | 104 | 2 | 8 | 53600 | 2 | 8 | 72500 | 2 | 15 | 13600 | 2 | 8 | 2390 | 2 | 19 | 0 | E | 9 | 0 | E | 9 | 24.6 | E | 9 | 12.6 | E | 9 | 47 | A | 7 | 1004 | E | 9 | 210 | E | 9 | 5.5 | E | 9 | -9900 | ? | 0 | 77777 | E | 9 | 2 | E | 8 | 0.094 | F | 8 | 0.16 | F | 8 | -9900 | -9900 | ? | 0
2001-09-23 | 11:00 | 878 | 1357 | 605 | 2 | 8 | 688 | 2 | 15 | 158 | 2 | 8 | 63700 | 2 | 8 | 69500 | 2 | 15 | 18600 | 2 | 8 | 4010 | 2 | 19 | 1 | E | 9 | 0 | E | 9 | 28.1 | E | 9 | 11.3 | E | 9 | 35 | A | 7 | 1004 | E | 9 | 160 | E | 9 | 3.4 | E | 9 | -9900 | ? | 0 | 77777 | E | 9 | 2 | E | 8 | 0.094 | F | 8 | 0.16 | F | 8 | -9900 | -9900 | ? | 0
2001-09-23 | 12:00 | 949 | 1357 | 668 | 2 | 8 | 724 | 2 | 15 | 161 | 2 | 8 | 71000 | 2 | 8 | 73700 | 2 | 15 | 19300 | 2 | 8 | 4530 | 2 | 19 | 1 | E | 9 | 0 | E | 9 | 28.5 | E | 9 | 11 | E | 9 | 34 | A | 7 | 1004 | E | 9 | 150 | E | 9 | 3.4 | E | 9 | -9900 | ? | 0 | 77777 | E | 9 | 2 | E | 8 | 0.094 | F | 8 | 0.16 | F | 8 | -9900 | -9900 | ? | 0
2001-09-23 | 13:00 | 955 | 1357 | 654 | 2 | 8 | 645 | 2 | 15 | 199 | 2 | 8 | 68400 | 2 | 8 | 65000 | 2 | 15 | 22600 | 2 | 8 | 5490 | 2 | 19 | 1 | E | 9 | 0 | E | 9 | 30 | E | 9 | 10.7 | E | 9 | 30 | A | 7 | 1004 | E | 9 | 260 | E | 9 | 4.8 | E | 9 | -9900 | ? | 0 | 77777 | E | 9 | 2.1 | E | 8 | 0.094 | F | 8 | 0.16 | F | 8 | -9900 | -9900 | ? | 0
2001-09-23 | 14:00 | 895 | 1357 | 641 | 2 | 8 | 780 | 2 | 15 | 126 | 2 | 8 | 66900 | 2 | 8 | 77900 | 2 | 15 | 15400 | 2 | 8 | 3050 | 2 | 19 | 1 | E | 9 | 0 | E | 9 | 31.4 | E | 9 | 10.4 | E | 9 | 27 | A | 7 | 1004 | E | 9 | 120 | E | 9 | 3.2 | E | 9 | -9900 | ? | 0 | 77777 | E | 9 | 2.1 | E | 8 | 0.094 | F | 8 | 0.16 | F | 8 | -9900 | -9900 | ? | 0
2001-09-23 | 15:00 | 774 | 1357 | 533 | 2 | 8 | 700 | 2 | 15 | 133 | 2 | 8 | 56100 | 2 | 8 | 70100 | 2 | 15 | 16100 | 2 | 8 | 3050 | 2 | 19 | 1 | E | 9 | 0 | E | 9 | 31.9 | E | 9 | 10.1 | E | 9 | 26 | A | 7 | 1004 | E | 9 | 140 | E | 9 | 6.1 | E | 9 | -9900 | ? | 0 | 77777 | E | 9 | 2.1 | E | 8 | 0.094 | F | 8 | 0.16 | F | 8 | -9900 | -9900 | ? | 0
2001-09-23 | 16:00 | 600 | 1357 | 388 | 2 | 8 | 577 | 2 | 15 | 132 | 2 | 8 | 41300 | 2 | 8 | 56600 | 2 | 15 | 16200 | 2 | 8 | 2630 | 2 | 19 | 1 | E | 9 | 0 | E | 9 | 32.3 | E | 9 | 8.8 | E | 9 | 23 | A | 7 | 1004 | E | 9 | 140 | E | 9 | 7.2 | E | 9 | -9900 | ? | 0 | 77777 | E | 9 | 2.2 | E | 8 | 0.094 | F | 8 | 0.16 | F | 8 | -9900 | -9900 | ? | 0
2001-09-23 | 17:00 | 384 | 1357 | 239 | 2 | 8 | 417 | 2 | 15 | 120 | 2 | 8 | 24200 | 2 | 8 | 35900 | 2 | 15 | 14000 | 2 | 8 | 2310 | 2 | 19 | 1 | E | 9 | 1 | E | 9 | 30.8 | E | 9 | 8.5 | E | 9 | 25 | A | 7 | 1004 | E | 9 | 140 | E | 9 | 5 | E | 9 | -9900 | ? | 0 | 77777 | E | 9 | 2.2 | E | 8 | 0.094 | F | 8 | 0.16 | F | 8 | -9900 | -9900 | ? | 0
2001-09-23 | 18:00 | 145 | 1357 | 0 | 2 | 8 | 0 | 2 | 15 | 0 | 2 | 8 | 0 | 2 | 8 | 0 | 2 | 15 | 0 | 2 | 8 | 0 | 2 | 19 | 1 | E | 9 | 1 | E | 9 | 26.2 | E | 9 | 11.2 | E | 9 | 39 | A | 7 | 1004 | E | 9 | 70 | E | 9 | 2.9 | E | 9 | -9900 | ? | 0 | 77777 | E | 9 | 2.2 | E | 8 | 0.094 | F | 8 | 0.16 | F | 8 | -9900 | -9900 | ? | 0
2001-09-23 | 19:00 | 1 | 147 | 0 | 2 | 8 | 0 | 2 | 15 | 0 | 2 | 8 | 0 | 2 | 8 | 0 | 2 | 15 | 0 | 2 | 8 | 0 | 2 | 19 | 1 | E | 9 | 1 | E | 9 | 21.7 | E | 9 | 11.9 | E | 9 | 54 | A | 7 | 1004 | E | 9 | 350 | E | 9 | 5.3 | E | 9 | -9900 | ? | 0 | 77777 | E | 9 | 2.3 | E | 8 | 0.094 | F | 8 | 0.16 | F | 8 | -9900 | -9900 | ? | 0
2001-09-23 | 20:00 | 0 | 0 | 0 | 2 | 0 | 0 | 2 | 0 | 0 | 2 | 0 | 0 | 2 | 0 | 0 | 2 | 0 | 0 | 2 | 0 | 0 | 2 | 0 | 1 | E | 9 | 1 | E | 9 | 19.1 | E | 9 | 11.6 | E | 9 | 62 | A | 7 | 1004 | E | 9 | 330 | E | 9 | 5.8 | E | 9 | -9900 | ? | 0 | 77777 | E | 9 | 2.3 | E | 8 | 0.094 | F | 8 | 0.16 | F | 8 | -9900 | -9900 | ? | 0
2001-09-23 | 21:00 | 0 | 0 | 0 | 2 | 0 | 0 | 2 | 0 | 0 | 2 | 0 | 0 | 2 | 0 | 0 | 2 | 0 | 0 | 2 | 0 | 0 | 2 | 0 | 1 | E | 9 | 1 | E | 9 | 16.6 | E | 9 | 11.3 | E | 9 | 71 | A | 7 | 1004 | E | 9 | 320 | E | 9 | 6.8 | E | 9 | -9900 | ? | 0 | 77777 | E | 9 | 2.3 | E | 8 | 0.094 | F | 8 | 0.16 | F | 8 | -9900 | -9900 | ? | 0
2001-09-23 | 22:00 | 0 | 0 | 0 | 2 | 0 | 0 | 2 | 0 | 0 | 2 | 0 | 0 | 2 | 0 | 0 | 2 | 0 | 0 | 2 | 0 | 0 | 2 | 0 | 1 | E | 9 | 1 | E | 9 | 15 | A | 7 | 11 | A | 7 | 77 | A | 7 | 1004 | E | 9 | 310 | A | 7 | 7.2 | A | 7 | 16100 | A | 7 | 77777 | A | 7 | 2.4 | E | 8 | 0.094 | F | 8 | 0.16 | F | 8 | -9900 | -9900 | ? | 0
2001-09-23 | 23:00 | 0 | 0 | 0 | 2 | 0 | 0 | 2 | 0 | 0 | 2 | 0 | 0 | 2 | 0 | 0 | 2 | 0 | 0 | 2 | 0 | 0 | 2 | 0 | 1 | E | 9 | 1 | E | 9 | 13.4 | E | 9 | 10.5 | E | 9 | 83 | A | 7 | 1004 | E | 9 | 320 | E | 9 | 7.8 | E | 9 | -9900 | ? | 0 | 21888 | E | 9 | 2.3 | E | 8 | 0.094 | F | 8 | 0.16 | F | 8 | -9900 | -9900 | ? | 0
2001-09-23 | 24:00 | 0 | 0 | 0 | 2 | 0 | 0 | 2 | 0 | 0 | 2 | 0 | 0 | 2 | 0 | 0 | 2 | 0 | 0 | 2 | 0 | 0 | 2 | 0 | 1 | E | 9 | 1 | E | 9 | 12.9 | E | 9 | 10.5 | E | 9 | 85 | A | 7 | 1004 | E | 9 | 330 | E | 9 | 8.3 | E | 9 | -9900 | ? | 0 | 21776 | E | 9 | 2.3 | E | 8 | 0.094 | F | 8 | 0.16 | F | 8 | -9900 | -9900 | ? | 0
2001-09-24 | 1:00 | 0 | 0 | 0 | 2 | 0 | 0 | 2 | 0 | 0 | 2 | 0 | 0 | 2 | 0 | 0 | 2 | 0 | 0 | 2 | 0 | 0 | 2 | 0 | 1 | E | 9 | 1 | E | 9 | 13 | E | 9 | 10.4 | E | 9 | 84 | A | 7 | 1004 | E | 9 | 330 | E | 9 | 6.3 | E | 9 | -9900 | ? | 0 | 21663 | E | 9 | 2.3 | E | 8 | 0.093 | F | 8 | 0.16 | F | 8 | -9900 | -9900 | ? | 0
2001-09-24 | 2:00 | 0 | 0 | 0 | 2 | 0 | 0 | 2 | 0 | 0 | 2 | 0 | 0 | 2 | 0 | 0 | 2 | 0 | 0 | 2 | 0 | 0 | 2 | 0 | 1 | E | 9 | 1 | E | 9 | 13.1 | E | 9 | 10.4 | E | 9 | 84 | A | 7 | 1004 | E | 9 | 290 | E | 9 | 3.2 | E | 9 | -9900 | ? | 0 | 21551 | E | 9 | 2.3 | E | 8 | 0.093 | F | 8 | 0.16 | F | 8 | -9900 | -9900 | ? | 0
2001-09-24 | 3:00 | 0 | 0 | 0 | 2 | 0 | 0 | 2 | 0 | 0 | 2 | 0 | 0 | 2 | 0 | 0 | 2 | 0 | 0 | 2 | 0 | 0 | 2 | 0 | 1 | E | 9 | 1 | E | 9 | 12.8 | E | 9 | 10.3 | E | 9 | 85 | A | 7 | 1004 | E | 9 | 30 | E | 9 | 1.2 | E | 9 | -9900 | ? | 0 | 21439 | E | 9 | 2.3 | E | 8 | 0.093 | F | 8 | 0.16 | F | 8 | -9900 | -9900 | ? | 0
2001-09-24 | 4:00 | 0 | 0 | 0 | 2 | 0 | 0 | 2 | 0 | 0 | 2 | 0 | 0 | 2 | 0 | 0 | 2 | 0 | 0 | 2 | 0 | 0 | 2 | 0 | 10 | E | 9 | 10 | E | 9 | 11.8 | E | 9 | 9.7 | E | 9 | 87 | A | 7 | 1004 | E | 9 | 260 | E | 9 | 3.2 | E | 9 | -9900 | ? | 0 | 0 | E | 9 | 2.2 | E | 8 | 0.093 | F | 8 | 0.16 | F | 8 | -9900 | -9900 | ? | 0
2001-09-24 | 5:00 | 0 | 0 | 0 | 2 | 0 | 0 | 2 | 0 | 0 | 2 | 0 | 0 | 2 | 0 | 0 | 2 | 0 | 0 | 2 | 0 | 0 | 2 | 0 | 10 | E | 9 | 10 | E | 9 | 13 | E | 9 | 10.3 | E | 9 | 84 | A | 7 | 1004 | E | 9 | 340 | E | 9 | 3.2 | E | 9 | -9900 | ? | 0 | 0 | E | 9 | 2.2 | E | 8 | 0.093 | F | 8 | 0.16 | F | 8 | -9900 | -9900 | ? | 0
2001-09-24 | 6:00 | 0 | 0 | 0 | 2 | 0 | 0 | 2 | 0 | 0 | 2 | 0 | 0 | 2 | 0 | 0 | 2 | 0 | 0 | 2 | 0 | 0 | 2 | 0 | 10 | E | 9 | 10 | E | 9 | 12.5 | E | 9 | 9.7 | E | 9 | 83 | A | 7 | 1004 | E | 9 | 40 | E | 9 | 1.3 | E | 9 | -9900 | ? | 0 | 0 | E | 9 | 2.2 | E | 8 | 0.093 | F | 8 | 0.16 | F | 8 | -9900 | -9900 | ? | 0
2001-09-24 | 7:00 | 101 | 1256 | 27 | 2 | 8 | 118 | 2 | 15 | 19 | 2 | 8 | 3100 | 2 | 8 | 5500 | 2 | 15 | 2700 | 2 | 8 | 330 | 2 | 19 | 1 | E | 9 | 1 | E | 9 | 14.9 | E | 9 | 9.6 | E | 9 | 71 | A | 7 | 1004 | E | 9 | 10 | E | 9 | 4.3 | E | 9 | -9900 | ? | 0 | 20990 | E | 9 | 2.2 | E | 8 | 0.093 | F | 8 | 0.16 | F | 8 | -9900 | -9900 | ? | 0
2001-09-24 | 8:00 | 341 | 1358 | 119 | 2 | 8 | 90 | 2 | 15 | 96 | 2 | 8 | 12900 | 2 | 8 | 7700 | 2 | 15 | 11000 | 2 | 8 | 2100 | 2 | 19 | 9 | E | 9 | 9 | E | 9 | 15 | E | 9 | 10.7 | E | 9 | 75 | A | 7 | 1004 | E | 9 | 220 | E | 9 | 3.3 | E | 9 | -9900 | ? | 0 | 0 | E | 9 | 2.2 | E | 8 | 0.093 | F | 8 | 0.16 | F | 8 | -9900 | -9900 | ? | 0
2001-09-24 | 9:00 | 561 | 1358 | 219 | 2 | 8 | 80 | 2 | 15 | 186 | 2 | 8 | 24000 | 2 | 8 | 7800 | 2 | 15 | 20800 | 2 | 8 | 5140 | 2 | 19 | 10 | E | 9 | 10 | E | 9 | 17.3 | E | 9 | 10.6 | E | 9 | 65 | A | 7 | 1004 | E | 9 | 230 | E | 9 | 3.3 | E | 9 | -9900 | ? | 0 | 0 | E | 9 | 2.1 | E | 8 | 0.093 | F | 8 | 0.16 | F | 8 | -9900 | -9900 | ? | 0
2001-09-24 | 10:00 | 743 | 1358 | 416 | 2 | 8 | 339 | 2 | 15 | 230 | 2 | 8 | 44600 | 2 | 8 | 35600 | 2 | 15 | 25000 | 2 | 8 | 5440 | 2 | 19 | 10 | E | 9 | 10 | E | 9 | 19 | E | 9 | 10.6 | E | 9 | 58 | A | 7 | 1004 | E | 9 | 200 | E | 9 | 2.8 | E | 9 | -9900 | ? | 0 | 0 | E | 9 | 2.1 | E | 8 | 0.093 | F | 8 | 0.16 | F | 8 | -9900 | -9900 | ? | 0
2001-09-24 | 11:00 | 873 | 1358 | 446 | 2 | 8 | 225 | 2 | 15 | 301 | 2 | 8 | 48600 | 2 | 8 | 23700 | 2 | 15 | 33400 | 2 | 8 | 8510 | 2 | 19 | 9 | E | 9 | 9 | E | 9 | 20.8 | E | 9 | 10.1 | E | 9 | 50 | A | 7 | 1004 | E | 9 | 230 | E | 9 | 3.3 | E | 9 | -9900 | ? | 0 | 0 | E | 9 | 2.1 | E | 8 | 0.093 | F | 8 | 0.16 | F | 8 | -9900 | -9900 | ? | 0
2001-09-24 | 12:00 | 943 | 1358 | 663 | 2 | 8 | 658 | 2 | 15 | 204 | 2 | 8 | 69100 | 2 | 8 | 66100 | 2 | 15 | 23000 | 2 | 8 | 5500 | 2 | 19 | 2 | E | 9 | 1 | E | 9 | 24.8 | E | 9 | 10.6 | E | 9 | 41 | A | 7 | 1004 | E | 9 | 220 | E | 9 | 4.3 | E | 9 | -9900 | ? | 0 | 20429 | E | 9 | 2.2 | E | 8 | 0.093 | F | 8 | 0.16 | F | 8 | -9900 | -9900 | ? | 0
2001-09-24 | 13:00 | 948 | 1358 | 661 | 2 | 8 | 688 | 2 | 15 | 179 | 2 | 8 | 69600 | 2 | 8 | 69600 | 2 | 15 | 20800 | 2 | 8 | 4960 | 2 | 19 | 2 | E | 9 | 1 | E | 9 | 25 | E | 9 | 10.5 | E | 9 | 40 | A | 7 | 1004 | E | 9 | 190 | E | 9 | 4.3 | E | 9 | -9900 | ? | 0 | 20316 | E | 9 | 2.2 | E | 8 | 0.093 | F | 8 | 0.16 | F | 8 | -9900 | -9900 | ? | 0
2001-09-24 | 14:00 | 888 | 1358 | 623 | 2 | 8 | 743 | 2 | 15 | 135 | 2 | 8 | 66400 | 2 | 8 | 75600 | 2 | 15 | 16800 | 2 | 8 | 3540 | 2 | 19 | 2 | E | 9 | 2 | E | 9 | 26.2 | E | 9 | 9.4 | E | 9 | 35 | A | 7 | 1004 | E | 9 | 360 | E | 9 | 3.8 | E | 9 | -9900 | ? | 0 | 20204 | E | 9 | 2.2 | E | 8 | 0.093 | F | 8 | 0.16 | F | 8 | -9900 | -9900 | ? | 0
2001-09-24 | 15:00 | 767 | 1358 | 534 | 2 | 8 | 688 | 2 | 15 | 144 | 2 | 8 | 55800 | 2 | 8 | 68500 | 2 | 15 | 17000 | 2 | 8 | 3230 | 2 | 19 | 2 | E | 9 | 2 | E | 9 | 26.3 | E | 9 | 11 | E | 9 | 38 | A | 7 | 1004 | E | 9 | 20 | E | 9 | 9 | E | 9 | -9900 | ? | 0 | 20092 | E | 9 | 2.3 | E | 8 | 0.093 | F | 8 | 0.16 | F | 8 | -9900 | -9900 | ? | 0
2001-09-24 | 16:00 | 592 | 1358 | 350 | 2 | 8 | 418 | 2 | 15 | 168 | 2 | 8 | 36400 | 2 | 8 | 40800 | 2 | 15 | 18600 | 2 | 8 | 3430 | 2 | 19 | 2 | E | 9 | 2 | E | 9 | 22.5 | E | 9 | 12.7 | E | 9 | 54 | A | 7 | 1004 | E | 9 | 20 | E | 9 | 6.4 | E | 9 | -9900 | ? | 0 | 18336 | E | 9 | 2.3 | E | 8 | 0.093 | F | 8 | 0.16 | F | 8 | -9900 | -9900 | ? | 0
2001-09-24 | 17:00 | 377 | 1358 | 222 | 2 | 8 | 384 | 2 | 15 | 115 | 2 | 8 | 22600 | 2 | 8 | 32900 | 2 | 15 | 13500 | 2 | 8 | 2200 | 2 | 19 | 3 | E | 9 | 3 | E | 9 | 21.5 | E | 9 | 13.2 | E | 9 | 59 | A | 7 | 1004 | E | 9 | 10 | E | 9 | 6.4 | E | 9 | -9900 | ? | 0 | 16580 | E | 9 | 2.3 | E | 8 | 0.093 | F | 8 | 0.16 | F | 8 | -9900 | -9900 | ? | 0
2001-09-24 | 18:00 | 137 | 1358 | 0 | 2 | 8 | 0 | 2 | 15 | 0 | 2 | 8 | 0 | 2 | 8 | 0 | 2 | 15 | 0 | 2 | 8 | 0 | 2 | 19 | 4 | E | 9 | 4 | E | 9 | 19.9 | E | 9 | 13.2 | E | 9 | 65 | A | 7 | 1004 | E | 9 | 20 | E | 9 | 4.3 | E | 9 | -9900 | ? | 0 | 14823 | E | 9 | 2.3 | E | 8 | 0.093 | F | 8 | 0.16 | F | 8 | -9900 | -9900 | ? | 0
2001-09-24 | 19:00 | 1 | 102 | 0 | 2 | 8 | 0 | 2 | 15 | 0 | 2 | 8 | 0 | 2 | 8 | 0 | 2 | 15 | 0 | 2 | 8 | 0 | 2 | 19 | 5 | E | 9 | 5 | E | 9 | 19.5 | E | 9 | 13.7 | E | 9 | 69 | A | 7 | 1004 | E | 9 | 320 | E | 9 | 2.8 | E | 9 | -9900 | ? | 0 | 13068 | E | 9 | 2.4 | E | 8 | 0.093 | F | 8 | 0.16 | F | 8 | -9900 | -9900 | ? | 0
2001-09-24 | 20:00 | 0 | 0 | 0 | 2 | 0 | 0 | 2 | 0 | 0 | 2 | 0 | 0 | 2 | 0 | 0 | 2 | 0 | 0 | 2 | 0 | 0 | 2 | 0 | 6 | E | 9 | 6 | E | 9 | 19 | E | 9 | 13.7 | E | 9 | 71 | A | 7 | 1004 | E | 9 | 80 | E | 9 | 1.3 | E | 9 | -9900 | ? | 0 | 11312 | E | 9 | 2.4 | E | 8 | 0.093 | F | 8 | 0.16 | F | 8 | -9900 | -9900 | ? | 0
2001-09-24 | 21:00 | 0 | 0 | 0 | 2 | 0 | 0 | 2 | 0 | 0 | 2 | 0 | 0 | 2 | 0 | 0 | 2 | 0 | 0 | 2 | 0 | 0 | 2 | 0 | 6 | E | 9 | 6 | E | 9 | 18.6 | E | 9 | 14.1 | E | 9 | 75 | A | 7 | 1004 | E | 9 | 80 | E | 9 | 1.3 | E | 9 | -9900 | ? | 0 | 9556 | E | 9 | 2.4 | E | 8 | 0.093 | F | 8 | 0.16 | F | 8 | -9900 | -9900 | ? | 0
2001-09-24 | 22:00 | 0 | 0 | 0 | 2 | 0 | 0 | 2 | 0 | 0 | 2 | 0 | 0 | 2 | 0 | 0 | 2 | 0 | 0 | 2 | 0 | 0 | 2 | 0 | 7 | E | 9 | 7 | E | 9 | 18.8 | E | 9 | 14.1 | E | 9 | 74 | A | 7 | 1004 | E | 9 | 90 | E | 9 | 1.4 | E | 9 | -9900 | ? | 0 | 7799 | E | 9 | 2.5 | E | 8 | 0.093 | F | 8 | 0.16 | F | 8 | -9900 | -9900 | ? | 0
2001-09-24 | 23:00 | 0 | 0 | 0 | 2 | 0 | 0 | 2 | 0 | 0 | 2 | 0 | 0 | 2 | 0 | 0 | 2 | 0 | 0 | 2 | 0 | 0 | 2 | 0 | 8 | E | 9 | 8 | E | 9 | 18.9 | E | 9 | 14.1 | E | 9 | 74 | A | 7 | 1004 | E | 9 | 70 | E | 9 | 2.9 | E | 9 | -9900 | ? | 0 | 6043 | E | 9 | 2.5 | E | 8 | 0.093 | F | 8 | 0.16 | F | 8 | -9900 | -9900 | ? | 0
2001-09-24 | 24:00 | 0 | 0 | 0 | 2 | 0 | 0 | 2 | 0 | 0 | 2 | 0 | 0 | 2 | 0 | 0 | 2 | 0 | 0 | 2 | 0 | 0 | 2 | 0 | 9 | E | 9 | 9 | E | 9 | 18.4 | E | 9 | 13.6 | E | 9 | 74 | A | 7 | 1004 | E | 9 | 30 | E | 9 | 2.9 | E | 9 | -9900 | ? | 0 | 4287 | E | 9 | 2.5 | E | 8 | 0.093 | F | 8 | 0.16 | F | 8 | -9900 | -9900 | ? | 0
2001-09-25 | 1:00 | 0 | 0 | 0 | 2 | 0 | 0 | 2 | 0 | 0 | 2 | 0 | 0 | 2 | 0 | 0 | 2 | 0 | 0 | 2 | 0 | 0 | 2 | 0 | 10 | E | 9 | 10 | E | 9 | 18.5 | E | 9 | 13.5 | E | 9 | 73 | A | 7 | 1004 | E | 9 | 30 | E | 9 | 2.9 | E | 9 | -9900 | ? | 0 | 2532 | E | 9 | 2.5 | E | 8 | 0.093 | F | 8 | 0.16 | F | 8 | -9900 | -9900 | ? | 0
2001-09-25 | 2:00 | 0 | 0 | 0 | 2 | 0 | 0 | 2 | 0 | 0 | 2 | 0 | 0 | 2 | 0 | 0 | 2 | 0 | 0 | 2 | 0 | 0 | 2 | 0 | 10 | E | 9 | 10 | E | 9 | 17.5 | E | 9 | 12.4 | E | 9 | 72 | A | 7 | 1004 | E | 9 | 40 | E | 9 | 5.5 | E | 9 | -9900 | ? | 0 | 775 | E | 9 | 2.5 | E | 8 | 0.093 | F | 8 | 0.16 | F | 8 | -9900 | -9900 | ? | 0
2001-09-25 | 3:00 | 0 | 0 | 0 | 2 | 0 | 0 | 2 | 0 | 0 | 2 | 0 | 0 | 2 | 0 | 0 | 2 | 0 | 0 | 2 | 0 | 0 | 2 | 0 | 10 | E | 9 | 10 | E | 9 | 17.6 | E | 9 | 12.3 | E | 9 | 71 | A | 7 | 1004 | E | 9 | 30 | E | 9 | 3.9 | E | 9 | -9900 | ? | 0 | 0 | E | 9 | 2.5 | E | 8 | 0.093 | F | 8 | 0.16 | F | 8 | -9900 | -9900 | ? | 0
2001-09-25 | 4:00 | 0 | 0 | 0 | 2 | 0 | 0 | 2 | 0 | 0 | 2 | 0 | 0 | 2 | 0 | 0 | 2 | 0 | 0 | 2 | 0 | 0 | 2 | 0 | 10 | E | 9 | 10 | E | 9 | 17.7 | E | 9 | 11.7 | E | 9 | 68 | A | 7 | 1004 | E | 9 | 50 | E | 9 | 2.9 | E | 9 | -9900 | ? | 0 | 0 | E | 9 | 2.5 | E | 8 | 0.093 | F | 8 | 0.16 | F | 8 | -9900 | -9900 | ? | 0
2001-09-25 | 5:00 | 0 | 0 | 0 | 2 | 0 | 0 | 2 | 0 | 0 | 2 | 0 | 0 | 2 | 0 | 0 | 2 | 0 | 0 | 2 | 0 | 0 | 2 | 0 | 10 | E | 9 | 10 | E | 9 | 17.3 | E | 9 | 11.7 | E | 9 | 70 | A | 7 | 1004 | E | 9 | 110 | E | 9 | 1.4 | E | 9 | -9900 | ? | 0 | 0 | E | 9 | 2.5 | E | 8 | 0.093 | F | 8 | 0.16 | F | 8 | -9900 | -9900 | ? | 0
2001-09-25 | 6:00 | 0 | 0 | 0 | 2 | 0 | 0 | 2 | 0 | 0 | 2 | 0 | 0 | 2 | 0 | 0 | 2 | 0 | 0 | 2 | 0 | 0 | 2 | 0 | 10 | E | 9 | 10 | E | 9 | 16.8 | E | 9 | 11.7 | E | 9 | 72 | A | 7 | 1004 | E | 9 | 110 | E | 9 | 1.4 | E | 9 | -9900 | ? | 0 | 0 | E | 9 | 2.5 | E | 8 | 0.093 | F | 8 | 0.16 | F | 8 | -9900 | -9900 | ? | 0
2001-09-25 | 7:00 | 96 | 1234 | 8 | 2 | 8 | 0 | 2 | 15 | 8 | 2 | 8 | 1000 | 2 | 8 | 0 | 2 | 15 | 1000 | 2 | 8 | 320 | 2 | 19 | 10 | E | 9 | 10 | E | 9 | 18.1 | E | 9 | 12.7 | E | 9 | 71 | A | 7 | 1004 | E | 9 | 110 | E | 9 | 1.4 | E | 9 | -9900 | ? | 0 | 0 | E | 9 | 2.5 | E | 8 | 0.093 | F | 8 | 0.16 | F | 8 | -9900 | -9900 | ? | 0
2001-09-25 | 8:00 | 336 | 1359 | 51 | 2 | 8 | 0 | 2 | 15 | 51 | 2 | 8 | 6000 | 2 | 8 | 0 | 2 | 15 | 6000 | 2 | 8 | 2050 | 2 | 19 | 10 | E | 9 | 10 | E | 9 | 18.8 | E | 9 | 12.2 | E | 9 | 65 | A | 7 | 1004 | E | 9 | 110 | E | 9 | 1.4 | E | 9 | -9900 | ? | 0 | 0 | E | 9 | 2.5 | E | 8 | 0.093 | F | 8 | 0.16 | F | 8 | -9900 | -9900 | ? | 0
2001-09-25 | 9:00 | 556 | 1359 | 68 | 2 | 8 | 0 | 2 | 15 | 68 | 2 | 8 | 8200 | 2 | 8 | 0 | 2 | 15 | 8200 | 2 | 8 | 3090 | 2 | 19 | 10 | E | 9 | 10 | E | 9 | 21.6 | E | 9 | 12.6 | E | 9 | 57 | A | 7 | 1004 | E | 9 | 120 | E | 9 | 1.4 | E | 9 | -9900 | ? | 0 | 0 | E | 9 | 2.6 | E | 8 | 0.093 | F | 8 | 0.16 | F | 8 | -9900 | -9900 | ? | 0
2001-09-25 | 10:00 | 737 | 1359 | 80 | 2 | 8 | 0 | 2 | 15 | 80 | 2 | 8 | 9900 | 2 | 8 | 0 | 2 | 15 | 9900 | 2 | 8 | 3920 | 2 | 19 | 10 | E | 9 | 10 | E | 9 | 22.9 | E | 9 | 12.6 | E | 9 | 52 | A | 7 | 1004 | E | 9 | 120 | E | 9 | 1.4 | E | 9 | -9900 | ? | 0 | 0 | E | 9 | 2.6 | E | 8 | 0.093 | F | 8 | 0.16 | F | 8 | -9900 | -9900 | ? | 0
2001-09-25 | 11:00 | 868 | 1359 | 107 | 2 | 8 | 0 | 2 | 15 | 107 | 2 | 8 | 13200 | 2 | 8 | 0 | 2 | 15 | 13200 | 2 | 8 | 5380 | 2 | 19 | 10 | E | 9 | 10 | E | 9 | 23.5 | E | 9 | 12.1 | E | 9 | 49 | A | 7 | 1004 | E | 9 | 140 | E | 9 | 3.4 | E | 9 | -9900 | ? | 0 | 0 | E | 9 | 2.5 | E | 8 | 0.093 | F | 8 | 0.16 | F | 8 | -9900 | -9900 | ? | 0
2001-09-25 | 12:00 | 937 | 1359 | 112 | 2 | 8 | 0 | 2 | 15 | 112 | 2 | 8 | 13900 | 2 | 8 | 0 | 2 | 15 | 13900 | 2 | 8 | 5750 | 2 | 19 | 10 | E | 9 | 10 | E | 9 | 24.7 | E | 9 | 10.4 | E | 9 | 41 | A | 7 | 1004 | E | 9 | 360 | E | 9 | 3.4 | E | 9 | -9900 | ? | 0 | 0 | E | 9 | 2.5 | E | 8 | 0.093 | F | 8 | 0.16 | F | 8 | -9900 | -9900 | ? | 0
2001-09-25 | 13:00 | 942 | 1359 | 111 | 2 | 8 | 0 | 2 | 15 | 111 | 2 | 8 | 13800 | 2 | 8 | 0 | 2 | 15 | 13800 | 2 | 8 | 5710 | 2 | 19 | 10 | E | 9 | 10 | E | 9 | 23.2 | E | 9 | 12.5 | E | 9 | 51 | A | 7 | 1004 | E | 9 | 50 | E | 9 | 6 | E | 9 | -9900 | ? | 0 | 0 | E | 9 | 2.5 | E | 8 | 0.093 | F | 8 | 0.16 | F | 8 | -9900 | -9900 | ? | 0
2001-09-25 | 14:00 | 882 | 1359 | 104 | 2 | 8 | 0 | 2 | 15 | 104 | 2 | 8 | 12900 | 2 | 8 | 0 | 2 | 15 | 12900 | 2 | 8 | 5280 | 2 | 19 | 10 | E | 9 | 10 | E | 9 | 23.6 | E | 9 | 12.3 | E | 9 | 49 | A | 7 | 1004 | E | 9 | 10 | E | 9 | 4 | E | 9 | -9900 | ? | 0 | 0 | E | 9 | 2.4 | E | 8 | 0.093 | F | 8 | 0.16 | F | 8 | -9900 | -9900 | ? | 0
2001-09-25 | 15:00 | 760 | 1359 | 167 | 2 | 8 | 0 | 2 | 15 | 167 | 2 | 8 | 19500 | 2 | 8 | 0 | 2 | 15 | 19500 | 2 | 8 | 7410 | 2 | 19 | 10 | E | 9 | 10 | E | 9 | 23.5 | E | 9 | 12.5 | E | 9 | 50 | A | 7 | 1004 | E | 9 | 350 | E | 9 | 4.5 | E | 9 | -9900 | ? | 0 | 0 | E | 9 | 2.4 | E | 8 | 0.093 | F | 8 | 0.16 | F | 8 | -9900 | -9900 | ? | 0
2001-09-25 | 16:00 | 585 | 1359 | 149 | 2 | 8 | 0 | 2 | 15 | 149 | 2 | 8 | 17000 | 2 | 8 | 0 | 2 | 15 | 17000 | 2 | 8 | 5950 | 2 | 19 | 10 | E | 9 | 10 | E | 9 | 23.3 | E | 9 | 12.1 | E | 9 | 49 | A | 7 | 1004 | E | 9 | 140 | E | 9 | 1.5 | E | 9 | -9900 | ? | 0 | 0 | E | 9 | 2.4 | E | 8 | 0.093 | F | 8 | 0.16 | F | 8 | -9900 | -9900 | ? | 0
2001-09-25 | 17:00 | 369 | 1359 | 193 | 2 | 8 | 160 | 2 | 15 | 150 | 2 | 8 | 20600 | 2 | 8 | 13900 | 2 | 15 | 16800 | 2 | 8 | 3320 | 2 | 19 | 10 | E | 9 | 10 | E | 9 | 21.6 | E | 9 | 12.9 | E | 9 | 58 | A | 7 | 1004 | E | 9 | 220 | E | 9 | 5.6 | E | 9 | -9900 | ? | 0 | 0 | E | 9 | 2.3 | E | 8 | 0.093 | F | 8 | 0.16 | F | 8 | -9900 | -9900 | ? | 0
2001-09-25 | 18:00 | 130 | 1359 | 0 | 2 | 8 | 0 | 2 | 15 | 0 | 2 | 8 | 0 | 2 | 8 | 0 | 2 | 15 | 0 | 2 | 8 | 0 | 2 | 19 | 10 | E | 9 | 10 | E | 9 | 20.4 | E | 9 | 12.1 | E | 9 | 59 | A | 7 | 1004 | E | 9 | 220 | E | 9 | 4.5 | E | 9 | -9900 | ? | 0 | 0 | E | 9 | 2.3 | E | 8 | 0.093 | F | 8 | 0.16 | F | 8 | -9900 | -9900 | ? | 0
2001-09-25 | 19:00 | 0 | 57 | 0 | 2 | 8 | 0 | 2 | 15 | 0 | 2 | 8 | 0 | 2 | 8 | 0 | 2 | 15 | 0 | 2 | 8 | 0 | 2 | 19 | 10 | E | 9 | 10 | E | 9 | 18.7 | E | 9 | 12.3 | E | 9 | 66 | A | 7 | 1004 | E | 9 | 140 | E | 9 | 1.5 | E | 9 | -9900 | ? | 0 | 0 | E | 9 | 2.3 | E | 8 | 0.093 | F | 8 | 0.16 | F | 8 | -9900 | -9900 | ? | 0
2001-09-25 | 20:00 | 0 | 0 | 0 | 2 | 0 | 0 | 2 | 0 | 0 | 2 | 0 | 0 | 2 | 0 | 0 | 2 | 0 | 0 | 2 | 0 | 0 | 2 | 0 | 10 | E | 9 | 10 | E | 9 | 15.8 | E | 9 | 11.4 | E | 9 | 75 | A | 7 | 1004 | E | 9 | 40 | E | 9 | 3 | E | 9 | -9900 | ? | 0 | 0 | E | 9 | 2.2 | E | 8 | 0.093 | F | 8 | 0.16 | F | 8 | -9900 | -9900 | ? | 0
2001-09-25 | 21:00 | 0 | 0 | 0 | 2 | 0 | 0 | 2 | 0 | 0 | 2 | 0 | 0 | 2 | 0 | 0 | 2 | 0 | 0 | 2 | 0 | 0 | 2 | 0 | 10 | E | 9 | 10 | E | 9 | 15 | A | 7 | 11 | A | 7 | 77 | A | 7 | 1004 | E | 9 | 150 | A | 7 | 1.5 | A | 7 | 16100 | A | 7 | 1800 | A | 7 | 2.2 | E | 8 | 0.093 | F | 8 | 0.16 | F | 8 | -9900 | -9900 | ? | 0
2001-09-25 | 22:00 | 0 | 0 | 0 | 2 | 0 | 0 | 2 | 0 | 0 | 2 | 0 | 0 | 2 | 0 | 0 | 2 | 0 | 0 | 2 | 0 | 0 | 2 | 0 | 7 | E | 9 | 7 | E | 9 | 15.8 | E | 9 | 12.2 | E | 9 | 79 | A | 7 | 1004 | E | 9 | 150 | E | 9 | 1.3 | E | 9 | -9900 | ? | 0 | 7015 | E | 9 | 2.2 | E | 8 | 0.093 | F | 8 | 0.16 | F | 8 | -9900 | -9900 | ? | 0
2001-09-25 | 23:00 | 0 | 0 | 0 | 2 | 0 | 0 | 2 | 0 | 0 | 2 | 0 | 0 | 2 | 0 | 0 | 2 | 0 | 0 | 2 | 0 | 0 | 2 | 0 | 5 | E | 9 | 5 | E | 9 | 13.9 | E | 9 | 11.8 | E | 9 | 87 | A | 7 | 1004 | E | 9 | 90 | E | 9 | 2.6 | E | 9 | -9900 | ? | 0 | 12230 | E | 9 | 2.2 | E | 8 | 0.093 | F | 8 | 0.16 | F | 8 | -9900 | -9900 | ? | 0
2001-09-25 | 24:00 | 0 | 0 | 0 | 2 | 0 | 0 | 2 | 0 | 0 | 2 | 0 | 0 | 2 | 0 | 0 | 2 | 0 | 0 | 2 | 0 | 0 | 2 | 0 | 2 | E | 9 | 2 | E | 9 | 13.6 | E | 9 | 11.2 | E | 9 | 85 | A | 7 | 1004 | E | 9 | 140 | E | 9 | 0.9 | E | 9 | -9900 | ? | 0 | 17444 | E | 9 | 2.2 | E | 8 | 0.093 | F | 8 | 0.16 | F | 8 | -9900 | -9900 | ? | 0
2001-09-26 | 1:00 | 0 | 0 | 0 | 2 | 0 | 0 | 2 | 0 | 0 | 2 | 0 | 0 | 2 | 0 | 0 | 2 | 0 | 0 | 2 | 0 | 0 | 2 | 0 | 2 | E | 9 | 2 | E | 9 | 12.7 | E | 9 | 10.5 | E | 9 | 86 | A | 7 | 1004 | E | 9 | 70 | E | 9 | 2.3 | E | 9 | -9900 | ? | 0 | 17684 | E | 9 | 2.2 | E | 8 | 0.093 | F | 8 | 0.16 | F | 8 | -9900 | -9900 | ? | 0
2001-09-26 | 2:00 | 0 | 0 | 0 | 2 | 0 | 0 | 2 | 0 | 0 | 2 | 0 | 0 | 2 | 0 | 0 | 2 | 0 | 0 | 2 | 0 | 0 | 2 | 0 | 2 | E | 9 | 2 | E | 9 | 12.4 | E | 9 | 9.8 | E | 9 | 84 | A | 7 | 1004 | E | 9 | 140 | E | 9 | 0.6 | E | 9 | -9900 | ? | 0 | 17924 | E | 9 | 2.2 | E | 8 | 0.093 | F | 8 | 0.16 | F | 8 | -9900 | -9900 | ? | 0
2001-09-26 | 3:00 | 0 | 0 | 0 | 2 | 0 | 0 | 2 | 0 | 0 | 2 | 0 | 0 | 2 | 0 | 0 | 2 | 0 | 0 | 2 | 0 | 0 | 2 | 0 | 2 | E | 9 | 2 | E | 9 | 11.5 | E | 9 | 9.8 | E | 9 | 89 | A | 7 | 1004 | E | 9 | 140 | E | 9 | 0.4 | E | 9 | -9900 | ? | 0 | 18164 | E | 9 | 2.2 | E | 8 | 0.093 | F | 8 | 0.16 | F | 8 | -9900 | -9900 | ? | 0
2001-09-26 | 4:00 | 0 | 0 | 0 | 2 | 0 | 0 | 2 | 0 | 0 | 2 | 0 | 0 | 2 | 0 | 0 | 2 | 0 | 0 | 2 | 0 | 0 | 2 | 0 | 3 | E | 9 | 3 | E | 9 | 11.1 | E | 9 | 9.5 | E | 9 | 90 | A | 7 | 1004 | E | 9 | 230 | E | 9 | 1.7 | E | 9 | -9900 | ? | 0 | 18403 | E | 9 | 2.2 | E | 8 | 0.093 | F | 8 | 0.16 | F | 8 | -9900 | -9900 | ? | 0
2001-09-26 | 5:00 | 0 | 0 | 0 | 2 | 0 | 0 | 2 | 0 | 0 | 2 | 0 | 0 | 2 | 0 | 0 | 2 | 0 | 0 | 2 | 0 | 0 | 2 | 0 | 7 | E | 9 | 7 | E | 9 | 10.9 | E | 9 | 9.2 | E | 9 | 89 | A | 7 | 1004 | E | 9 | 320 | E | 9 | 3 | E | 9 | -9900 | ? | 0 | 0 | E | 9 | 2.2 | E | 8 | 0.093 | F | 8 | 0.16 | F | 8 | -9900 | -9900 | ? | 0
2001-09-26 | 6:00 | 0 | 0 | 0 | 2 | 0 | 0 | 2 | 0 | 0 | 2 | 0 | 0 | 2 | 0 | 0 | 2 | 0 | 0 | 2 | 0 | 0 | 2 | 0 | 7 | E | 9 | 7 | E | 9 | 10 | E | 9 | 8.6 | E | 9 | 91 | A | 7 | 1004 | E | 9 | 310 | E | 9 | 4.4 | E | 9 | -9900 | ? | 0 | 0 | E | 9 | 2.2 | E | 8 | 0.093 | F | 8 | 0.16 | F | 8 | -9900 | -9900 | ? | 0
2001-09-26 | 7:00 | 92 | 1213 | 19 | 2 | 8 | 96 | 2 | 15 | 12 | 2 | 8 | 2100 | 2 | 8 | 5100 | 2 | 15 | 1700 | 2 | 8 | 230 | 2 | 19 | 6 | E | 9 | 6 | E | 9 | 8.8 | E | 9 | 8.3 | E | 9 | 97 | A | 7 | 1004 | E | 9 | 310 | E | 9 | 4.2 | E | 9 | -9900 | ? | 0 | 0 | E | 9 | 2.2 | E | 8 | 0.093 | F | 8 | 0.16 | F | 8 | -9900 | -9900 | ? | 0
2001-09-26 | 8:00 | 331 | 1360 | 43 | 2 | 8 | 0 | 2 | 15 | 43 | 2 | 8 | 5100 | 2 | 8 | 0 | 2 | 15 | 5100 | 2 | 8 | 1760 | 2 | 19 | 1 | E | 9 | 1 | E | 9 | 9.3 | E | 9 | 8.3 | E | 9 | 93 | A | 7 | 1004 | E | 9 | 300 | E | 9 | 4.1 | E | 9 | -9900 | ? | 0 | 19363 | E | 9 | 2.2 | E | 8 | 0.093 | F | 8 | 0.16 | F | 8 | -9900 | -9900 | ? | 0
2001-09-26 | 9:00 | 551 | 1360 | 77 | 2 | 8 | 0 | 2 | 15 | 77 | 2 | 8 | 9200 | 2 | 8 | 0 | 2 | 15 | 9200 | 2 | 8 | 3430 | 2 | 19 | 5 | E | 9 | 5 | E | 9 | 13.3 | E | 9 | 8.4 | E | 9 | 72 | A | 7 | 1004 | E | 9 | 300 | E | 9 | 4.9 | E | 9 | -9900 | ? | 0 | 0 | E | 9 | 2.2 | E | 8 | 0.093 | F | 8 | 0.16 | F | 8 | -9900 | -9900 | ? | 0
2001-09-26 | 10:00 | 732 | 1360 | 202 | 2 | 8 | 12 | 2 | 15 | 196 | 2 | 8 | 23300 | 2 | 8 | 1000 | 2 | 15 | 22800 | 2 | 8 | 8180 | 2 | 19 | 4 | E | 9 | 4 | E | 9 | 15.1 | E | 9 | 7.5 | E | 9 | 60 | A | 7 | 1004 | E | 9 | 290 | E | 9 | 5.2 | E | 9 | -9900 | ? | 0 | 0 | E | 9 | 2.2 | E | 8 | 0.093 | F | 8 | 0.16 | F | 8 | -9900 | -9900 | ? | 0
2001-09-26 | 11:00 | 862 | 1360 | 102 | 2 | 8 | 0 | 2 | 15 | 102 | 2 | 8 | 12600 | 2 | 8 | 0 | 2 | 15 | 12600 | 2 | 8 | 5140 | 2 | 19 | 1 | E | 9 | 1 | E | 9 | 18 | E | 9 | 7.5 | E | 9 | 50 | A | 7 | 1004 | E | 9 | 300 | E | 9 | 3.5 | E | 9 | -9900 | ? | 0 | 20082 | E | 9 | 2.1 | E | 8 | 0.093 | F | 8 | 0.16 | F | 8 | -9900 | -9900 | ? | 0
2001-09-26 | 12:00 | 932 | 1360 | 237 | 2 | 8 | 12 | 2 | 15 | 228 | 2 | 8 | 27800 | 2 | 8 | 1000 | 2 | 15 | 27100 | 2 | 8 | 10400 | 2 | 19 | 1 | E | 9 | 1 | E | 9 | 19.8 | E | 9 | 8.5 | E | 9 | 48 | A | 7 | 1004 | E | 9 | 310 | E | 9 | 2.8 | E | 9 | -9900 | ? | 0 | 19034 | E | 9 | 2.1 | E | 8 | 0.093 | F | 8 | 0.16 | F | 8 | -9900 | -9900 | ? | 0
2001-09-26 | 13:00 | 936 | 1360 | 445 | 2 | 8 | 169 | 2 | 15 | 329 | 2 | 8 | 48600 | 2 | 8 | 17800 | 2 | 15 | 36300 | 2 | 8 | 9820 | 2 | 19 | 1 | E | 9 | 1 | E | 9 | 21.8 | E | 9 | 8.7 | E | 9 | 43 | A | 7 | 1004 | E | 9 | 310 | E | 9 | 2.1 | E | 9 | -9900 | ? | 0 | 18766 | E | 9 | 2 | E | 8 | 0.093 | F | 8 | 0.16 | F | 8 | -9900 | -9900 | ? | 0
2001-09-26 | 14:00 | 875 | 1360 | 416 | 2 | 8 | 177 | 2 | 15 | 302 | 2 | 8 | 45400 | 2 | 8 | 18600 | 2 | 15 | 33400 | 2 | 8 | 8540 | 2 | 19 | 1 | E | 9 | 1 | E | 9 | 22.6 | E | 9 | 7.8 | E | 9 | 39 | A | 7 | 1004 | E | 9 | 340 | E | 9 | 0.6 | E | 9 | -9900 | ? | 0 | 20801 | E | 9 | 1.9 | E | 8 | 0.093 | F | 8 | 0.16 | F | 8 | -9900 | -9900 | ? | 0
2001-09-26 | 15:00 | 753 | 1360 | 118 | 2 | 8 | 0 | 2 | 15 | 118 | 2 | 8 | 14200 | 2 | 8 | 0 | 2 | 15 | 14200 | 2 | 8 | 5560 | 2 | 19 | 1 | E | 9 | 1 | E | 9 | 23.5 | E | 9 | 7.8 | E | 9 | 37 | A | 7 | 1004 | E | 9 | 300 | E | 9 | 2.9 | E | 9 | -9900 | ? | 0 | 21041 | E | 9 | 1.8 | E | 8 | 0.093 | F | 8 | 0.16 | F | 8 | -9900 | -9900 | ? | 0
2001-09-26 | 16:00 | 578 | 1360 | 212 | 2 | 8 | 58 | 2 | 15 | 188 | 2 | 8 | 23300 | 2 | 8 | 5700 | 2 | 15 | 20900 | 2 | 8 | 5260 | 2 | 19 | 0 | E | 9 | 0 | E | 9 | 22.3 | E | 9 | 8.8 | E | 9 | 42 | A | 7 | 1004 | E | 9 | 340 | E | 9 | 3.6 | E | 9 | -9900 | ? | 0 | 21281 | E | 9 | 1.7 | E | 8 | 0.093 | F | 8 | 0.16 | F | 8 | -9900 | -9900 | ? | 0
2001-09-26 | 17:00 | 362 | 1360 | 219 | 2 | 8 | 316 | 2 | 15 | 134 | 2 | 8 | 22600 | 2 | 8 | 27000 | 2 | 15 | 15400 | 2 | 8 | 2820 | 2 | 19 | 0 | E | 9 | 0 | E | 9 | 22.3 | E | 9 | 8.9 | E | 9 | 42 | A | 7 | 1004 | E | 9 | 320 | E | 9 | 4.4 | E | 9 | -9900 | ? | 0 | 21520 | E | 9 | 1.6 | E | 8 | 0.093 | F | 8 | 0.16 | F | 8 | -9900 | -9900 | ? | 0
2001-09-26 | 18:00 | 122 | 1360 | 0 | 2 | 8 | 0 | 2 | 15 | 0 | 2 | 8 | 0 | 2 | 8 | 0 | 2 | 15 | 0 | 2 | 8 | 0 | 2 | 19 | 0 | E | 9 | 0 | E | 9 | 19.2 | E | 9 | 9 | E | 9 | 52 | A | 7 | 1004 | E | 9 | 330 | E | 9 | 2.4 | E | 9 | -9900 | ? | 0 | 21760 | E | 9 | 1.5 | E | 8 | 0.093 | F | 8 | 0.16 | F | 8 | -9900 | -9900 | ? | 0
2001-09-26 | 19:00 | 0 | 34 | 0 | 2 | 8 | 0 | 2 | 15 | 0 | 2 | 8 | 0 | 2 | 8 | 0 | 2 | 15 | 0 | 2 | 8 | 0 | 2 | 19 | 0 | E | 9 | 0 | A | 7 | 13 | A | 7 | 9 | A | 7 | 77 | A | 7 | 1004 | E | 9 | 340 | A | 7 | 2.1 | A | 7 | 16100 | A | 7 | 77777 | A | 7 | 1.4 | E | 8 | 0.093 | F | 8 | 0.16 | F | 8 | -9900 | -9900 | ? | 0
2001-09-26 | 20:00 | 0 | 0 | 0 | 2 | 0 | 0 | 2 | 0 | 0 | 2 | 0 | 0 | 2 | 0 | 0 | 2 | 0 | 0 | 2 | 0 | 0 | 2 | 0 | 0 | E | 9 | 0 | E | 9 | 12.4 | E | 9 | 9.2 | E | 9 | 81 | A | 7 | 1004 | E | 9 | 20 | E | 9 | 0.6 | E | 9 | -9900 | ? | 0 | 77777 | E | 9 | 1.3 | E | 8 | 0.093 | F | 8 | 0.16 | F | 8 | -9900 | -9900 | ? | 0
2001-09-26 | 21:00 | 0 | 0 | 0 | 2 | 0 | 0 | 2 | 0 | 0 | 2 | 0 | 0 | 2 | 0 | 0 | 2 | 0 | 0 | 2 | 0 | 0 | 2 | 0 | 0 | E | 9 | 0 | E | 9 | 11.9 | E | 9 | 8.8 | E | 9 | 81 | A | 7 | 1004 | E | 9 | 40 | E | 9 | 2.4 | E | 9 | -9900 | ? | 0 | 77777 | E | 9 | 1.2 | E | 8 | 0.093 | F | 8 | 0.16 | F | 8 | -9900 | -9900 | ? | 0
2001-09-26 | 22:00 | 0 | 0 | 0 | 2 | 0 | 0 | 2 | 0 | 0 | 2 | 0 | 0 | 2 | 0 | 0 | 2 | 0 | 0 | 2 | 0 | 0 | 2 | 0 | 0 | E | 9 | 0 | E | 9 | 11.3 | E | 9 | 7.9 | E | 9 | 80 | A | 7 | 1004 | E | 9 | 40 | E | 9 | 3 | E | 9 | -9900 | ? | 0 | 77777 | E | 9 | 1.1 | E | 8 | 0.093 | F | 8 | 0.16 | F | 8 | -9900 | -9900 | ? | 0
2001-09-26 | 23:00 | 0 | 0 | 0 | 2 | 0 | 0 | 2 | 0 | 0 | 2 | 0 | 0 | 2 | 0 | 0 | 2 | 0 | 0 | 2 | 0 | 0 | 2 | 0 | 0 | E | 9 | 0 | E | 9 | 10.8 | E | 9 | 7.6 | E | 9 | 81 | A | 7 | 1004 | E | 9 | 60 | E | 9 | 1.6 | E | 9 | -9900 | ? | 0 | 77777 | E | 9 | 1.2 | E | 8 | 0.093 | F | 8 | 0.16 | F | 8 | -9900 | -9900 | ? | 0
2001-09-26 | 24:00 | 0 | 0 | 0 | 2 | 0 | 0 | 2 | 0 | 0 | 2 | 0 | 0 | 2 | 0 | 0 | 2 | 0 | 0 | 2 | 0 | 0 | 2 | 0 | 0 | E | 9 | 0 | E | 9 | 10.7 | E | 9 | 7.3 | E | 9 | 79 | A | 7 | 1004 | E | 9 | 40 | E | 9 | 2.8 | E | 9 | -9900 | ? | 0 | 77777 | E | 9 | 1.3 | E | 8 | 0.093 | F | 8 | 0.16 | F | 8 | -9900 | -9900 | ? | 0
2001-09-27 | 1:00 | 0 | 0 | 0 | 2 | 0 | 0 | 2 | 0 | 0 | 2 | 0 | 0 | 2 | 0 | 0 | 2 | 0 | 0 | 2 | 0 | 0 | 2 | 0 | 0 | E | 9 | 0 | E | 9 | 9.7 | E | 9 | 6.9 | E | 9 | 83 | A | 7 | 1004 | E | 9 | 50 | E | 9 | 2.9 | E | 9 | -9900 | ? | 0 | 77777 | E | 9 | 1.3 | E | 8 | 0.092 | F | 8 | 0.16 | F | 8 | -9900 | -9900 | ? | 0
2001-09-27 | 2:00 | 0 | 0 | 0 | 2 | 0 | 0 | 2 | 0 | 0 | 2 | 0 | 0 | 2 | 0 | 0 | 2 | 0 | 0 | 2 | 0 | 0 | 2 | 0 | 0 | E | 9 | 0 | E | 9 | 9.1 | E | 9 | 6.6 | E | 9 | 84 | A | 7 | 1004 | E | 9 | 40 | E | 9 | 2.1 | E | 9 | -9900 | ? | 0 | 77777 | E | 9 | 1.4 | E | 8 | 0.092 | F | 8 | 0.16 | F | 8 | -9900 | -9900 | ? | 0
2001-09-27 | 3:00 | 0 | 0 | 0 | 2 | 0 | 0 | 2 | 0 | 0 | 2 | 0 | 0 | 2 | 0 | 0 | 2 | 0 | 0 | 2 | 0 | 0 | 2 | 0 | 0 | E | 9 | 0 | E | 9 | 9.5 | E | 9 | 7 | E | 9 | 84 | A | 7 | 1004 | E | 9 | 30 | E | 9 | 0.6 | E | 9 | -9900 | ? | 0 | 77777 | E | 9 | 1.5 | E | 8 | 0.092 | F | 8 | 0.16 | F | 8 | -9900 | -9900 | ? | 0
2001-09-27 | 4:00 | 0 | 0 | 0 | 2 | 0 | 0 | 2 | 0 | 0 | 2 | 0 | 0 | 2 | 0 | 0 | 2 | 0 | 0 | 2 | 0 | 0 | 2 | 0 | 0 | E | 9 | 0 | E | 9 | 10.3 | E | 9 | 7.5 | E | 9 | 83 | A | 7 | 1004 | E | 9 | 20 | E | 9 | 0.2 | E | 9 | -9900 | ? | 0 | 77777 | E | 9 | 1.6 | E | 8 | 0.092 | F | 8 | 0.16 | F | 8 | -9900 | -9900 | ? | 0
2001-09-27 | 5:00 | 0 | 0 | 0 | 2 | 0 | 0 | 2 | 0 | 0 | 2 | 0 | 0 | 2 | 0 | 0 | 2 | 0 | 0 | 2 | 0 | 0 | 2 | 0 | 1 | E | 9 | 1 | E | 9 | 10.1 | E | 9 | 7.3 | E | 9 | 83 | A | 7 | 1004 | E | 9 | 30 | E | 9 | 0.4 | E | 9 | -9900 | ? | 0 | 20444 | E | 9 | 1.7 | E | 8 | 0.092 | F | 8 | 0.16 | F | 8 | -9900 | -9900 | ? | 0
2001-09-27 | 6:00 | 0 | 0 | 0 | 2 | 0 | 0 | 2 | 0 | 0 | 2 | 0 | 0 | 2 | 0 | 0 | 2 | 0 | 0 | 2 | 0 | 0 | 2 | 0 | 6 | E | 9 | 6 | E | 9 | 9.8 | E | 9 | 7.2 | E | 9 | 84 | A | 7 | 1004 | E | 9 | 0 | E | 9 | 0 | E | 9 | -9900 | ? | 0 | 8846 | E | 9 | 1.8 | E | 8 | 0.092 | F | 8 | 0.16 | F | 8 | -9900 | -9900 | ? | 0
2001-09-27 | 7:00 | 88 | 1191 | 10 | 2 | 8 | 0 | 2 | 15 | 10 | 2 | 8 | 1200 | 2 | 8 | 0 | 2 | 15 | 1200 | 2 | 8 | 390 | 2 | 19 | 0 | E | 9 | 0 | E | 9 | 10.7 | E | 9 | 7.1 | E | 9 | 78 | A | 7 | 1004 | E | 9 | 340 | E | 9 | 0.6 | E | 9 | -9900 | ? | 0 | 77777 | E | 9 | 1.8 | E | 8 | 0.092 | F | 8 | 0.16 | F | 8 | -9900 | -9900 | ? | 0
2001-09-27 | 8:00 | 326 | 1361 | 124 | 2 | 8 | 157 | 2 | 15 | 87 | 2 | 8 | 13200 | 2 | 8 | 12900 | 2 | 15 | 10100 | 2 | 8 | 1680 | 2 | 19 | 1 | E | 9 | 1 | E | 9 | 10.4 | E | 9 | 7.5 | E | 9 | 82 | A | 7 | 1004 | E | 9 | 0 | E | 9 | 0 | E | 9 | -9900 | ? | 0 | 77777 | E | 9 | 1.9 | E | 8 | 0.092 | F | 8 | 0.16 | F | 8 | -9900 | -9900 | ? | 0
2001-09-27 | 9:00 | 546 | 1361 | 150 | 2 | 8 | 17 | 2 | 15 | 143 | 2 | 8 | 17000 | 2 | 8 | 1200 | 2 | 15 | 16500 | 2 | 8 | 5560 | 2 | 19 | 7 | E | 9 | 7 | E | 9 | 11.3 | E | 9 | 6.8 | E | 9 | 74 | A | 7 | 1004 | E | 9 | 110 | E | 9 | 4.5 | E | 9 | -9900 | ? | 0 | 7053 | E | 9 | 2 | E | 8 | 0.092 | F | 8 | 0.16 | F | 8 | -9900 | -9900 | ? | 0
2001-09-27 | 10:00 | 727 | 1361 | 340 | 2 | 8 | 199 | 2 | 15 | 234 | 2 | 8 | 37100 | 2 | 8 | 20600 | 2 | 15 | 26100 | 2 | 8 | 5980 | 2 | 19 | 0 | E | 9 | 0 | E | 9 | 11.6 | E | 9 | 7.3 | E | 9 | 75 | A | 7 | 1004 | E | 9 | 130 | E | 9 | 6.1 | E | 9 | -9900 | ? | 0 | 77777 | E | 9 | 2.1 | E | 8 | 0.092 | F | 8 | 0.16 | F | 8 | -9900 | -9900 | ? | 0
2001-09-27 | 11:00 | 856 | 1361 | 282 | 2 | 8 | 53 | 2 | 15 | 249 | 2 | 8 | 31100 | 2 | 8 | 5400 | 2 | 15 | 27700 | 2 | 8 | 8430 | 2 | 19 | 0 | E | 9 | 0 | E | 9 | 11.9 | E | 9 | 7.2 | E | 9 | 73 | A | 7 | 1004 | E | 9 | 150 | E | 9 | 3.3 | E | 9 | -9900 | ? | 0 | 77777 | E | 9 | 2.1 | E | 8 | 0.092 | F | 8 | 0.16 | F | 8 | -9900 | -9900 | ? | 0
2001-09-27 | 12:00 | 926 | 1361 | 533 | 2 | 8 | 317 | 2 | 15 | 316 | 2 | 8 | 57200 | 2 | 8 | 34000 | 2 | 15 | 34000 | 2 | 8 | 8930 | 2 | 19 | 0 | E | 9 | 0 | E | 9 | 14 | E | 9 | 7.5 | E | 9 | 65 | A | 7 | 1004 | E | 9 | 110 | E | 9 | 3.4 | E | 9 | -9900 | ? | 0 | 77777 | E | 9 | 2.1 | E | 8 | 0.092 | F | 8 | 0.16 | F | 8 | -9900 | -9900 | ? | 0
2001-09-27 | 13:00 | 930 | 1361 | 656 | 2 | 8 | 682 | 2 | 15 | 188 | 2 | 8 | 68600 | 2 | 8 | 68700 | 2 | 15 | 21500 | 2 | 8 | 5010 | 2 | 19 | 0 | E | 9 | 0 | E | 9 | 16.3 | E | 9 | 7.5 | E | 9 | 56 | A | 7 | 1004 | E | 9 | 120 | E | 9 | 3.6 | E | 9 | -9900 | ? | 0 | 77777 | E | 9 | 2.1 | E | 8 | 0.092 | F | 8 | 0.16 | F | 8 | -9900 | -9900 | ? | 0
2001-09-27 | 14:00 | 868 | 1361 | 605 | 2 | 8 | 732 | 2 | 15 | 136 | 2 | 8 | 64300 | 2 | 8 | 74300 | 2 | 15 | 16800 | 2 | 8 | 3460 | 2 | 19 | 0 | E | 9 | 0 | E | 9 | 17.9 | E | 9 | 6.3 | E | 9 | 47 | A | 7 | 1004 | E | 9 | 160 | E | 9 | 3.7 | E | 9 | -9900 | ? | 0 | 77777 | E | 9 | 2.1 | E | 8 | 0.092 | F | 8 | 0.16 | F | 8 | -9900 | -9900 | ? | 0
2001-09-27 | 15:00 | 746 | 1361 | 502 | 2 | 8 | 670 | 2 | 15 | 134 | 2 | 8 | 52600 | 2 | 8 | 66700 | 2 | 15 | 16000 | 2 | 8 | 2970 | 2 | 19 | 0 | E | 9 | 0 | E | 9 | 18.4 | E | 9 | 5.1 | E | 9 | 42 | A | 7 | 1004 | E | 9 | 140 | E | 9 | 3.2 | E | 9 | -9900 | ? | 0 | 77777 | E | 9 | 2.1 | E | 8 | 0.092 | F | 8 | 0.16 | F | 8 | -9900 | -9900 | ? | 0
2001-09-27 | 16:00 | 570 | 1361 | 395 | 2 | 8 | 685 | 2 | 15 | 107 | 2 | 8 | 41000 | 2 | 8 | 65300 | 2 | 15 | 13500 | 2 | 8 | 2110 | 2 | 19 | 0 | E | 9 | 0 | E | 9 | 18.9 | E | 9 | 6.1 | E | 9 | 43 | A | 7 | 1004 | E | 9 | 160 | E | 9 | 4.5 | E | 9 | -9900 | ? | 0 | 77777 | E | 9 | 2.1 | E | 8 | 0.092 | F | 8 | 0.16 | F | 8 | -9900 | -9900 | ? | 0
2001-09-27 | 17:00 | 354 | 1361 | 223 | 2 | 8 | 482 | 2 | 15 | 97 | 2 | 8 | 22900 | 2 | 8 | 40400 | 2 | 15 | 12400 | 2 | 8 | 1820 | 2 | 19 | 0 | E | 9 | 0 | E | 9 | 18.3 | E | 9 | 6 | E | 9 | 44 | A | 7 | 1004 | E | 9 | 160 | E | 9 | 4.1 | E | 9 | -9900 | ? | 0 | 77777 | E | 9 | 2.1 | E | 8 | 0.092 | F | 8 | 0.16 | F | 8 | -9900 | -9900 | ? | 0
2001-09-27 | 18:00 | 115 | 1349 | 36 | 2 | 8 | 245 | 2 | 15 | 16 | 2 | 8 | 4000 | 2 | 8 | 13400 | 2 | 15 | 2800 | 2 | 8 | 300 | 2 | 19 | 0 | E | 9 | 0 | E | 9 | 15.5 | E | 9 | 6.6 | E | 9 | 55 | A | 7 | 1004 | E | 9 | 170 | E | 9 | 2.6 | E | 9 | -9900 | ? | 0 | 77777 | E | 9 | 2.1 | E | 8 | 0.092 | F | 8 | 0.16 | F | 8 | -9900 | -9900 | ? | 0
2001-09-27 | 19:00 | 0 | 0 | 0 | 2 | 0 | 0 | 2 | 0 | 0 | 2 | 0 | 0 | 2 | 0 | 0 | 2 | 0 | 0 | 2 | 0 | 0 | 2 | 0 | 0 | E | 9 | 0 | E | 9 | 9.4 | E | 9 | 5.8 | E | 9 | 78 | A | 7 | 1004 | E | 9 | 50 | E | 9 | 3.8 | E | 9 | -9900 | ? | 0 | 77777 | E | 9 | 2.1 | E | 8 | 0.092 | F | 8 | 0.16 | F | 8 | -9900 | -9900 | ? | 0
2001-09-27 | 20:00 | 0 | 0 | 0 | 2 | 0 | 0 | 2 | 0 | 0 | 2 | 0 | 0 | 2 | 0 | 0 | 2 | 0 | 0 | 2 | 0 | 0 | 2 | 0 | 0 | E | 9 | 0 | E | 9 | 7.7 | E | 9 | 5.8 | E | 9 | 88 | A | 7 | 1004 | E | 9 | 30 | E | 9 | 2.4 | E | 9 | -9900 | ? | 0 | 77777 | E | 9 | 2.2 | E | 8 | 0.092 | F | 8 | 0.16 | F | 8 | -9900 | -9900 | ? | 0
2001-09-27 | 21:00 | 0 | 0 | 0 | 2 | 0 | 0 | 2 | 0 | 0 | 2 | 0 | 0 | 2 | 0 | 0 | 2 | 0 | 0 | 2 | 0 | 0 | 2 | 0 | 0 | E | 9 | 0 | E | 9 | 6.5 | E | 9 | 5.2 | E | 9 | 91 | A | 7 | 1004 | E | 9 | 50 | E | 9 | 3.6 | E | 9 | -9900 | ? | 0 | 77777 | E | 9 | 2.2 | E | 8 | 0.092 | F | 8 | 0.16 | F | 8 | -9900 | -9900 | ? | 0
2001-09-27 | 22:00 | 0 | 0 | 0 | 2 | 0 | 0 | 2 | 0 | 0 | 2 | 0 | 0 | 2 | 0 | 0 | 2 | 0 | 0 | 2 | 0 | 0 | 2 | 0 | 0 | E | 9 | 0 | E | 9 | 6 | E | 9 | 5 | E | 9 | 93 | A | 7 | 1004 | E | 9 | 60 | E | 9 | 3.7 | E | 9 | -9900 | ? | 0 | 77777 | E | 9 | 2.2 | E | 8 | 0.092 | F | 8 | 0.16 | F | 8 | -9900 | -9900 | ? | 0
2001-09-27 | 23:00 | 0 | 0 | 0 | 2 | 0 | 0 | 2 | 0 | 0 | 2 | 0 | 0 | 2 | 0 | 0 | 2 | 0 | 0 | 2 | 0 | 0 | 2 | 0 | 0 | E | 9 | 0 | E | 9 | 4.7 | E | 9 | 4.4 | E | 9 | 98 | A | 7 | 1004 | E | 9 | 130 | E | 9 | 1.3 | E | 9 | -9900 | ? | 0 | 77777 | E | 9 | 2.1 | E | 8 | 0.092 | F | 8 | 0.16 | F | 8 | -9900 | -9900 | ? | 0
2001-09-27 | 24:00 | 0 | 0 | 0 | 2 | 0 | 0 | 2 | 0 | 0 | 2 | 0 | 0 | 2 | 0 | 0 | 2 | 0 | 0 | 2 | 0 | 0 | 2 | 0 | 0 | E | 9 | 0 | E | 9 | 3.7 | E | 9 | 3.7 | E | 9 | 100 | A | 7 | 1004 | E | 9 | 130 | E | 9 | 1.5 | E | 9 | -9900 | ? | 0 | 77777 | E | 9 | 2.1 | E | 8 | 0.092 | F | 8 | 0.16 | F | 8 | -9900 | -9900 | ? | 0
2001-09-28 | 1:00 | 0 | 0 | 0 | 2 | 0 | 0 | 2 | 0 | 0 | 2 | 0 | 0 | 2 | 0 | 0 | 2 | 0 | 0 | 2 | 0 | 0 | 2 | 0 | 0 | E | 9 | 0 | E | 9 | 2 | E | 9 | 2 | E | 9 | 100 | A | 7 | 1004 | E | 9 | 140 | E | 9 | 1.6 | E | 9 | -9900 | ? | 0 | 77777 | E | 9 | 2.1 | E | 8 | 0.092 | F | 8 | 0.16 | F | 8 | -9900 | -9900 | ? | 0
2001-09-28 | 2:00 | 0 | 0 | 0 | 2 | 0 | 0 | 2 | 0 | 0 | 2 | 0 | 0 | 2 | 0 | 0 | 2 | 0 | 0 | 2 | 0 | 0 | 2 | 0 | 0 | E | 9 | 0 | E | 9 | 2 | E | 9 | 2 | E | 9 | 100 | A | 7 | 1004 | E | 9 | 80 | E | 9 | 3.7 | E | 9 | -9900 | ? | 0 | 77777 | E | 9 | 2.1 | E | 8 | 0.092 | F | 8 | 0.16 | F | 8 | -9900 | -9900 | ? | 0
2001-09-28 | 3:00 | 0 | 0 | 0 | 2 | 0 | 0 | 2 | 0 | 0 | 2 | 0 | 0 | 2 | 0 | 0 | 2 | 0 | 0 | 2 | 0 | 0 | 2 | 0 | 4 | E | 9 | 4 | E | 9 | 2.8 | E | 9 | 2.8 | E | 9 | 100 | A | 7 | 1004 | E | 9 | 140 | E | 9 | 1.9 | E | 9 | -9900 | ? | 0 | 77777 | E | 9 | 2 | E | 8 | 0.092 | F | 8 | 0.16 | F | 8 | -9900 | -9900 | ? | 0
2001-09-28 | 4:00 | 0 | 0 | 0 | 2 | 0 | 0 | 2 | 0 | 0 | 2 | 0 | 0 | 2 | 0 | 0 | 2 | 0 | 0 | 2 | 0 | 0 | 2 | 0 | 5 | E | 9 | 5 | E | 9 | 3.2 | E | 9 | 3.2 | E | 9 | 100 | A | 7 | 1004 | E | 9 | 150 | E | 9 | 2 | E | 9 | -9900 | ? | 0 | 77777 | E | 9 | 2 | E | 8 | 0.092 | F | 8 | 0.16 | F | 8 | -9900 | -9900 | ? | 0
2001-09-28 | 5:00 | 0 | 0 | 0 | 2 | 0 | 0 | 2 | 0 | 0 | 2 | 0 | 0 | 2 | 0 | 0 | 2 | 0 | 0 | 2 | 0 | 0 | 2 | 0 | 2 | E | 9 | 2 | E | 9 | 4 | E | 9 | 3.7 | E | 9 | 98 | A | 7 | 1004 | E | 9 | 150 | E | 9 | 2.1 | E | 9 | -9900 | ? | 0 | 77777 | E | 9 | 2 | E | 8 | 0.092 | F | 8 | 0.16 | F | 8 | -9900 | -9900 | ? | 0
2001-09-28 | 6:00 | 0 | 0 | 0 | 2 | 0 | 0 | 2 | 0 | 0 | 2 | 0 | 0 | 2 | 0 | 0 | 2 | 0 | 0 | 2 | 0 | 0 | 2 | 0 | 1 | E | 9 | 0 | E | 9 | 4.3 | E | 9 | 3.5 | E | 9 | 95 | A | 7 | 1004 | E | 9 | 160 | E | 9 | 2.3 | E | 9 | -9900 | ? | 0 | 77777 | E | 9 | 1.9 | E | 8 | 0.092 | F | 8 | 0.16 | F | 8 | -9900 | -9900 | ? | 0
2001-09-28 | 7:00 | 84 | 1146 | 22 | 2 | 8 | 195 | 2 | 15 | 10 | 2 | 8 | 2700 | 2 | 8 | 11400 | 2 | 15 | 1800 | 2 | 8 | 240 | 2 | 19 | 0 | E | 9 | 0 | E | 9 | 4 | A | 7 | 4 | A | 7 | 100 | A | 7 | 1004 | E | 9 | 160 | E | 9 | 2.4 | E | 9 | 16100 | A | 7 | 77777 | A | 7 | 1.9 | E | 8 | 0.092 | F | 8 | 0.16 | F | 8 | -9900 | -9900 | ? | 0
2001-09-28 | 8:00 | 321 | 1361 | 178 | 2 | 8 | 570 | 2 | 15 | 43 | 2 | 8 | 18300 | 2 | 8 | 47700 | 2 | 15 | 7000 | 2 | 8 | 850 | 2 | 19 | 0 | B | 8 | 0 | B | 8 | 7.7 | B | 8 | 5.8 | B | 8 | 88 | A | 7 | 1004 | E | 9 | 160 | E | 9 | 2.6 | E | 9 | -9900 | ? | 0 | 77777 | B | 8 | 1.9 | E | 8 | 0.092 | F | 8 | 0.16 | F | 8 | -9900 | -9900 | ? | 0
2001-09-28 | 9:00 | 540 | 1361 | 337 | 2 | 8 | 619 | 2 | 15 | 91 | 2 | 8 | 35200 | 2 | 8 | 58700 | 2 | 15 | 11800 | 2 | 8 | 1800 | 2 | 19 | 0 | B | 8 | 0 | B | 8 | 11 | B | 8 | 6.6 | B | 8 | 74 | A | 7 | 1004 | E | 9 | 170 | E | 9 | 2.7 | E | 9 | -9900 | ? | 0 | 77777 | B | 8 | 1.9 | E | 8 | 0.092 | F | 8 | 0.16 | F | 8 | -9900 | -9900 | ? | 0
2001-09-28 | 10:00 | 721 | 1361 | 473 | 2 | 8 | 672 | 2 | 15 | 116 | 2 | 8 | 49900 | 2 | 8 | 66900 | 2 | 15 | 14400 | 2 | 8 | 2560 | 2 | 19 | 0 | B | 8 | 0 | B | 8 | 13.8 | B | 8 | 7.1 | B | 8 | 64 | A | 7 | 1004 | E | 9 | 280 | E | 9 | 4.3 | E | 9 | -9900 | ? | 0 | 77777 | B | 8 | 1.8 | E | 8 | 0.092 | F | 8 | 0.16 | F | 8 | -9900 | -9900 | ? | 0
2001-09-28 | 11:00 | 851 | 1361 | 576 | 2 | 8 | 682 | 2 | 15 | 149 | 2 | 8 | 60800 | 2 | 8 | 68800 | 2 | 15 | 17700 | 2 | 8 | 3670 | 2 | 19 | 0 | B | 8 | 0 | B | 8 | 16.4 | B | 8 | 7.5 | B | 8 | 56 | A | 7 | 1004 | E | 9 | 270 | E | 9 | 4.5 | E | 9 | -9900 | ? | 0 | 77777 | B | 8 | 1.8 | E | 8 | 0.092 | F | 8 | 0.16 | F | 8 | -9900 | -9900 | ? | 0
2001-09-28 | 12:00 | 920 | 1361 | 639 | 2 | 8 | 718 | 2 | 15 | 153 | 2 | 8 | 67900 | 2 | 8 | 73000 | 2 | 15 | 18400 | 2 | 8 | 4120 | 2 | 19 | 0 | E | 9 | 0 | E | 9 | 19 | A | 7 | 8 | A | 7 | 49 | A | 7 | 1004 | E | 9 | 180 | A | 7 | 3.1 | A | 7 | 16100 | A | 7 | 77777 | A | 7 | 1.7 | E | 8 | 0.092 | F | 8 | 0.16 | F | 8 | -9900 | -9900 | ? | 0
2001-09-28 | 13:00 | 923 | 1361 | 644 | 2 | 8 | 730 | 2 | 15 | 147 | 2 | 8 | 68600 | 2 | 8 | 74300 | 2 | 15 | 18000 | 2 | 8 | 4000 | 2 | 19 | 0 | E | 9 | 0 | E | 9 | 20.5 | E | 9 | 8 | E | 9 | 44 | A | 7 | 1004 | E | 9 | 200 | E | 9 | 2.6 | E | 9 | -9900 | ? | 0 | 77777 | E | 9 | 1.7 | E | 8 | 0.092 | F | 8 | 0.16 | F | 8 | -9900 | -9900 | ? | 0
2001-09-28 | 14:00 | 862 | 1361 | 593 | 2 | 8 | 732 | 2 | 15 | 128 | 2 | 8 | 63300 | 2 | 8 | 74400 | 2 | 15 | 16000 | 2 | 8 | 3250 | 2 | 19 | 0 | E | 9 | 0 | E | 9 | 22.6 | E | 9 | 7.3 | E | 9 | 37 | A | 7 | 1004 | E | 9 | 300 | E | 9 | 4.7 | E | 9 | -9900 | ? | 0 | 77777 | E | 9 | 1.6 | E | 8 | 0.092 | F | 8 | 0.16 | F | 8 | -9900 | -9900 | ? | 0
2001-09-28 | 15:00 | 739 | 1361 | 503 | 2 | 8 | 690 | 2 | 15 | 128 | 2 | 8 | 52900 | 2 | 8 | 68700 | 2 | 15 | 15500 | 2 | 8 | 2840 | 2 | 19 | 0 | E | 9 | 0 | E | 9 | 24.1 | E | 9 | 7.3 | E | 9 | 34 | A | 7 | 1004 | E | 9 | 220 | E | 9 | 2.4 | E | 9 | -9900 | ? | 0 | 77777 | E | 9 | 1.6 | E | 8 | 0.092 | F | 8 | 0.16 | F | 8 | -9900 | -9900 | ? | 0
2001-09-28 | 16:00 | 563 | 1361 | 389 | 2 | 8 | 680 | 2 | 15 | 107 | 2 | 8 | 40300 | 2 | 8 | 64600 | 2 | 15 | 13500 | 2 | 8 | 2090 | 2 | 19 | 0 | E | 9 | 0 | E | 9 | 23.9 | E | 9 | 6.7 | E | 9 | 33 | A | 7 | 1004 | E | 9 | 190 | E | 9 | 8.9 | E | 9 | -9900 | ? | 0 | 77777 | E | 9 | 1.6 | E | 8 | 0.092 | F | 8 | 0.16 | F | 8 | -9900 | -9900 | ? | 0
2001-09-28 | 17:00 | 346 | 1361 | 216 | 2 | 8 | 456 | 2 | 15 | 100 | 2 | 8 | 22100 | 2 | 8 | 37800 | 2 | 15 | 12500 | 2 | 8 | 1890 | 2 | 19 | 0 | E | 9 | 0 | E | 9 | 24.4 | E | 9 | 6.6 | E | 9 | 32 | A | 7 | 1004 | E | 9 | 210 | E | 9 | 8.2 | E | 9 | -9900 | ? | 0 | 77777 | E | 9 | 1.5 | E | 8 | 0.092 | F | 8 | 0.16 | F | 8 | -9900 | -9900 | ? | 0
2001-09-28 | 18:00 | 107 | 1305 | 32 | 2 | 8 | 224 | 2 | 15 | 15 | 2 | 8 | 3600 | 2 | 8 | 12100 | 2 | 15 | 2600 | 2 | 8 | 290 | 2 | 19 | 0 | E | 9 | 0 | E | 9 | 20.3 | E | 9 | 7.2 | E | 9 | 43 | A | 7 | 1004 | E | 9 | 220 | E | 9 | 9.5 | E | 9 | -9900 | ? | 0 | 77777 | E | 9 | 1.5 | E | 8 | 0.092 | F | 8 | 0.16 | F | 8 | -9900 | -9900 | ? | 0
2001-09-28 | 19:00 | 0 | 0 | 0 | 2 | 0 | 0 | 2 | 0 | 0 | 2 | 0 | 0 | 2 | 0 | 0 | 2 | 0 | 0 | 2 | 0 | 0 | 2 | 0 | 0 | E | 9 | 0 | E | 9 | 14.6 | E | 9 | 7.1 | E | 9 | 61 | A | 7 | 1004 | E | 9 | 220 | E | 9 | 8.8 | E | 9 | -9900 | ? | 0 | 77777 | E | 9 | 1.4 | E | 8 | 0.092 | F | 8 | 0.16 | F | 8 | -9900 | -9900 | ? | 0
2001-09-28 | 20:00 | 0 | 0 | 0 | 2 | 0 | 0 | 2 | 0 | 0 | 2 | 0 | 0 | 2 | 0 | 0 | 2 | 0 | 0 | 2 | 0 | 0 | 2 | 0 | 0 | E | 9 | 0 | E | 9 | 12.2 | E | 9 | 8.2 | E | 9 | 77 | A | 7 | 1004 | E | 9 | 240 | E | 9 | 9 | E | 9 | -9900 | ? | 0 | 77777 | E | 9 | 1.4 | E | 8 | 0.092 | F | 8 | 0.16 | F | 8 | -9900 | -9900 | ? | 0
2001-09-28 | 21:00 | 0 | 0 | 0 | 2 | 0 | 0 | 2 | 0 | 0 | 2 | 0 | 0 | 2 | 0 | 0 | 2 | 0 | 0 | 2 | 0 | 0 | 2 | 0 | 0 | E | 9 | 0 | E | 9 | 11 | E | 9 | 7.1 | E | 9 | 77 | A | 7 | 1004 | E | 9 | 250 | E | 9 | 6.9 | E | 9 | -9900 | ? | 0 | 77777 | E | 9 | 1.3 | E | 8 | 0.092 | F | 8 | 0.16 | F | 8 | -9900 | -9900 | ? | 0
2001-09-28 | 22:00 | 0 | 0 | 0 | 2 | 0 | 0 | 2 | 0 | 0 | 2 | 0 | 0 | 2 | 0 | 0 | 2 | 0 | 0 | 2 | 0 | 0 | 2 | 0 | 0 | E | 9 | 0 | E | 9 | 10.2 | E | 9 | 7 | E | 9 | 81 | A | 7 | 1004 | E | 9 | 270 | E | 9 | 5 | E | 9 | -9900 | ? | 0 | 77777 | E | 9 | 1.3 | E | 8 | 0.092 | F | 8 | 0.16 | F | 8 | -9900 | -9900 | ? | 0
2001-09-28 | 23:00 | 0 | 0 | 0 | 2 | 0 | 0 | 2 | 0 | 0 | 2 | 0 | 0 | 2 | 0 | 0 | 2 | 0 | 0 | 2 | 0 | 0 | 2 | 0 | 0 | E | 9 | 0 | E | 9 | 9 | A | 7 | 7 | A | 7 | 87 | A | 7 | 1004 | E | 9 | 290 | E | 9 | 4.9 | E | 9 | 16100 | A | 7 | 77777 | A | 7 | 1.3 | E | 8 | 0.092 | F | 8 | 0.16 | F | 8 | -9900 | -9900 | ? | 0
2001-09-28 | 24:00 | 0 | 0 | 0 | 2 | 0 | 0 | 2 | 0 | 0 | 2 | 0 | 0 | 2 | 0 | 0 | 2 | 0 | 0 | 2 | 0 | 0 | 2 | 0 | 4 | E | 9 | 4 | E | 9 | 7.6 | E | 9 | 7.2 | E | 9 | 97 | A | 7 | 1004 | E | 9 | 310 | E | 9 | 4.6 | E | 9 | -9900 | ? | 0 | 77777 | E | 9 | 1.3 | E | 8 | 0.092 | F | 8 | 0.16 | F | 8 | -9900 | -9900 | ? | 0
2001-09-29 | 1:00 | 0 | 0 | 0 | 2 | 0 | 0 | 2 | 0 | 0 | 2 | 0 | 0 | 2 | 0 | 0 | 2 | 0 | 0 | 2 | 0 | 0 | 2 | 0 | 2 | E | 9 | 2 | E | 9 | 8.2 | E | 9 | 7.3 | E | 9 | 94 | A | 7 | 1004 | E | 9 | 320 | E | 9 | 3.9 | E | 9 | -9900 | ? | 0 | 77777 | E | 9 | 1.4 | E | 8 | 0.092 | F | 8 | 0.16 | F | 8 | -9900 | -9900 | ? | 0
2001-09-29 | 2:00 | 0 | 0 | 0 | 2 | 0 | 0 | 2 | 0 | 0 | 2 | 0 | 0 | 2 | 0 | 0 | 2 | 0 | 0 | 2 | 0 | 0 | 2 | 0 | 10 | E | 9 | 9 | E | 9 | 8.8 | E | 9 | 7.5 | E | 9 | 92 | A | 7 | 1004 | E | 9 | 230 | E | 9 | 2.1 | E | 9 | -9900 | ? | 0 | 2700 | E | 9 | 1.4 | E | 8 | 0.092 | F | 8 | 0.16 | F | 8 | -9900 | -9900 | ? | 0
2001-09-29 | 3:00 | 0 | 0 | 0 | 2 | 0 | 0 | 2 | 0 | 0 | 2 | 0 | 0 | 2 | 0 | 0 | 2 | 0 | 0 | 2 | 0 | 0 | 2 | 0 | 10 | E | 9 | 10 | E | 9 | 10.3 | E | 9 | 7.7 | E | 9 | 84 | A | 7 | 1004 | E | 9 | 220 | E | 9 | 1.5 | E | 9 | -9900 | ? | 0 | 870 | E | 9 | 1.4 | E | 8 | 0.092 | F | 8 | 0.16 | F | 8 | -9900 | -9900 | ? | 0
2001-09-29 | 4:00 | 0 | 0 | 0 | 2 | 0 | 0 | 2 | 0 | 0 | 2 | 0 | 0 | 2 | 0 | 0 | 2 | 0 | 0 | 2 | 0 | 0 | 2 | 0 | 10 | E | 9 | 10 | E | 9 | 9.9 | E | 9 | 7.8 | E | 9 | 87 | A | 7 | 1004 | E | 9 | 290 | E | 9 | 1.5 | E | 9 | -9900 | ? | 0 | 330 | E | 9 | 1.4 | E | 8 | 0.092 | F | 8 | 0.16 | F | 8 | -9900 | -9900 | ? | 0
2001-09-29 | 5:00 | 0 | 0 | 0 | 2 | 0 | 0 | 2 | 0 | 0 | 2 | 0 | 0 | 2 | 0 | 0 | 2 | 0 | 0 | 2 | 0 | 0 | 2 | 0 | 10 | E | 9 | 10 | E | 9 | 10.5 | E | 9 | 8 | E | 9 | 84 | A | 7 | 1004 | E | 9 | 310 | E | 9 | 2.1 | E | 9 | -9900 | ? | 0 | 1140 | E | 9 | 1.5 | E | 8 | 0.092 | F | 8 | 0.16 | F | 8 | -9900 | -9900 | ? | 0
2001-09-29 | 6:00 | 0 | 0 | 0 | 2 | 0 | 0 | 2 | 0 | 0 | 2 | 0 | 0 | 2 | 0 | 0 | 2 | 0 | 0 | 2 | 0 | 0 | 2 | 0 | 10 | E | 9 | 10 | E | 9 | 11.1 | E | 9 | 8.2 | E | 9 | 82 | A | 7 | 1004 | E | 9 | 300 | E | 9 | 2.1 | E | 9 | -9900 | ? | 0 | 1800 | E | 9 | 1.5 | E | 8 | 0.092 | F | 8 | 0.16 | F | 8 | -9900 | -9900 | ? | 0
2001-09-29 | 7:00 | 80 | 1124 | 21 | 2 | 8 | 206 | 2 | 15 | 9 | 2 | 8 | 2700 | 2 | 8 | 12000 | 2 | 15 | 1700 | 2 | 8 | 220 | 2 | 19 | 4 | E | 9 | 4 | E | 9 | 11.7 | E | 9 | 8.3 | E | 9 | 80 | A | 7 | 1004 | E | 9 | 310 | E | 9 | 3.6 | E | 9 | -9900 | ? | 0 | 77777 | E | 9 | 1.5 | E | 8 | 0.092 | F | 8 | 0.16 | F | 8 | -9900 | -9900 | ? | 0
2001-09-29 | 8:00 | 316 | 1362 | 169 | 2 | 8 | 516 | 2 | 15 | 49 | 2 | 8 | 17600 | 2 | 8 | 42100 | 2 | 15 | 7800 | 2 | 8 | 920 | 2 | 19 | 8 | E | 9 | 8 | E | 9 | 14.3 | E | 9 | 9.5 | E | 9 | 73 | A | 7 | 1004 | E | 9 | 310 | E | 9 | 3.6 | E | 9 | -9900 | ? | 0 | 1800 | E | 9 | 1.6 | E | 8 | 0.092 | F | 8 | 0.16 | F | 8 | -9900 | -9900 | ? | 0
2001-09-29 | 9:00 | 535 | 1362 | 327 | 2 | 8 | 556 | 2 | 15 | 108 | 2 | 8 | 33700 | 2 | 8 | 52100 | 2 | 15 | 13100 | 2 | 8 | 2060 | 2 | 19 | 10 | E | 9 | 10 | E | 9 | 16.8 | E | 9 | 8.7 | E | 9 | 59 | A | 7 | 1004 | E | 9 | 310 | E | 9 | 4.1 | E | 9 | -9900 | ? | 0 | 1800 | E | 9 | 1.6 | E | 8 | 0.092 | F | 8 | 0.16 | F | 8 | -9900 | -9900 | ? | 0
2001-09-29 | 10:00 | 716 | 1362 | 462 | 2 | 8 | 637 | 2 | 15 | 126 | 2 | 8 | 48400 | 2 | 8 | 63100 | 2 | 15 | 15100 | 2 | 8 | 2740 | 2 | 19 | 8 | E | 9 | 8 | E | 9 | 18.4 | E | 9 | 9.8 | E | 9 | 57 | A | 7 | 1004 | E | 9 | 310 | E | 9 | 3.1 | E | 9 | -9900 | ? | 0 | 2100 | E | 9 | 1.6 | E | 8 | 0.092 | F | 8 | 0.16 | F | 8 | -9900 | -9900 | ? | 0
2001-09-29 | 11:00 | 845 | 1362 | 587 | 2 | 8 | 723 | 2 | 15 | 137 | 2 | 8 | 62200 | 2 | 8 | 73100 | 2 | 15 | 16700 | 2 | 8 | 3380 | 2 | 19 | 7 | E | 9 | 7 | E | 9 | 21 | E | 9 | 11 | E | 9 | 53 | A | 7 | 1004 | E | 9 | 290 | E | 9 | 2.6 | E | 9 | -9900 | ? | 0 | 2881 | E | 9 | 1.6 | E | 8 | 0.092 | F | 8 | 0.16 | F | 8 | -9900 | -9900 | ? | 0
2001-09-29 | 12:00 | 914 | 1362 | 639 | 2 | 8 | 718 | 2 | 15 | 156 | 2 | 8 | 67700 | 2 | 8 | 72800 | 2 | 15 | 18700 | 2 | 8 | 4150 | 2 | 19 | 6 | E | 9 | 6 | E | 9 | 24 | E | 9 | 11 | E | 9 | 44 | A | 7 | 1004 | E | 9 | 270 | E | 9 | 2.6 | E | 9 | -9900 | ? | 0 | 4562 | E | 9 | 1.5 | E | 8 | 0.092 | F | 8 | 0.16 | F | 8 | -9900 | -9900 | ? | 0
2001-09-29 | 13:00 | 917 | 1362 | 619 | 2 | 8 | 670 | 2 | 15 | 167 | 2 | 8 | 65300 | 2 | 8 | 67800 | 2 | 15 | 19500 | 2 | 8 | 4430 | 2 | 19 | 5 | E | 9 | 5 | E | 9 | 25 | E | 9 | 12 | E | 9 | 44 | A | 7 | 1004 | E | 9 | 220 | E | 9 | 1.5 | E | 9 | -9900 | ? | 0 | 5762 | E | 9 | 1.5 | E | 8 | 0.092 | F | 8 | 0.16 | F | 8 | -9900 | -9900 | ? | 0
2001-09-29 | 14:00 | 855 | 1362 | 580 | 2 | 8 | 690 | 2 | 15 | 146 | 2 | 8 | 61300 | 2 | 8 | 69700 | 2 | 15 | 17500 | 2 | 8 | 3620 | 2 | 19 | 5 | E | 9 | 5 | E | 9 | 26 | E | 9 | 13 | E | 9 | 45 | A | 7 | 1004 | E | 9 | 310 | E | 9 | 2.6 | E | 9 | -9900 | ? | 0 | 7413 | E | 9 | 1.4 | E | 8 | 0.092 | F | 8 | 0.16 | F | 8 | -9900 | -9900 | ? | 0
2001-09-29 | 15:00 | 732 | 1362 | 483 | 2 | 8 | 591 | 2 | 15 | 165 | 2 | 8 | 51700 | 2 | 8 | 59900 | 2 | 15 | 19400 | 2 | 8 | 3580 | 2 | 19 | 4 | E | 9 | 4 | E | 9 | 26 | E | 9 | 13 | E | 9 | 45 | A | 7 | 1004 | E | 9 | 310 | E | 9 | 3.1 | E | 9 | -9900 | ? | 0 | 9454 | E | 9 | 1.4 | E | 8 | 0.092 | F | 8 | 0.16 | F | 8 | -9900 | -9900 | ? | 0
2001-09-29 | 16:00 | 555 | 1362 | 367 | 2 | 8 | 577 | 2 | 15 | 131 | 2 | 8 | 38700 | 2 | 8 | 55600 | 2 | 15 | 16000 | 2 | 8 | 2570 | 2 | 19 | 3 | E | 9 | 3 | E | 9 | 26 | E | 9 | 13 | E | 9 | 45 | A | 7 | 1004 | E | 9 | 310 | E | 9 | 3.6 | E | 9 | -9900 | ? | 0 | 11285 | E | 9 | 1.3 | E | 8 | 0.092 | F | 8 | 0.16 | F | 8 | -9900 | -9900 | ? | 0
2001-09-29 | 17:00 | 339 | 1362 | 221 | 2 | 8 | 491 | 2 | 15 | 98 | 2 | 8 | 22600 | 2 | 8 | 40400 | 2 | 15 | 12500 | 2 | 8 | 1850 | 2 | 19 | 0 | E | 9 | 0 | E | 9 | 25 | E | 9 | 14 | E | 9 | 50 | A | 7 | 1004 | E | 9 | 310 | E | 9 | 3.6 | E | 9 | -9900 | ? | 0 | 77777 | E | 9 | 1.3 | E | 8 | 0.092 | F | 8 | 0.16 | F | 8 | -9900 | -9900 | ? | 0
2001-09-29 | 18:00 | 100 | 1260 | 30 | 2 | 8 | 232 | 2 | 15 | 13 | 2 | 8 | 3400 | 2 | 8 | 13800 | 2 | 15 | 2200 | 2 | 8 | 290 | 2 | 19 | 0 | E | 9 | 0 | E | 9 | 22 | E | 9 | 14 | E | 9 | 60 | A | 7 | 1004 | E | 9 | 310 | E | 9 | 4.6 | E | 9 | -9900 | ? | 0 | 77777 | E | 9 | 1.2 | E | 8 | 0.092 | F | 8 | 0.16 | F | 8 | -9900 | -9900 | ? | 0
2001-09-29 | 19:00 | 0 | 0 | 0 | 2 | 0 | 0 | 2 | 0 | 0 | 2 | 0 | 0 | 2 | 0 | 0 | 2 | 0 | 0 | 2 | 0 | 0 | 2 | 0 | 0 | E | 9 | 0 | E | 9 | 21 | E | 9 | 14 | E | 9 | 64 | A | 7 | 1004 | E | 9 | 300 | E | 9 | 4.1 | E | 9 | -9900 | ? | 0 | 77777 | E | 9 | 1.2 | E | 8 | 0.092 | F | 8 | 0.16 | F | 8 | -9900 | -9900 | ? | 0
2001-09-29 | 20:00 | 0 | 0 | 0 | 2 | 0 | 0 | 2 | 0 | 0 | 2 | 0 | 0 | 2 | 0 | 0 | 2 | 0 | 0 | 2 | 0 | 0 | 2 | 0 | 0 | E | 9 | 0 | E | 9 | 19 | E | 9 | 14 | E | 9 | 73 | A | 7 | 1004 | E | 9 | 310 | E | 9 | 4.1 | E | 9 | -9900 | ? | 0 | 77777 | E | 9 | 1.1 | E | 8 | 0.092 | F | 8 | 0.16 | F | 8 | -9900 | -9900 | ? | 0
2001-09-29 | 21:00 | 0 | 0 | 0 | 2 | 0 | 0 | 2 | 0 | 0 | 2 | 0 | 0 | 2 | 0 | 0 | 2 | 0 | 0 | 2 | 0 | 0 | 2 | 0 | 0 | E | 9 | 0 | E | 9 | 18 | E | 9 | 14 | E | 9 | 77 | A | 7 | 1004 | E | 9 | 300 | E | 9 | 3.1 | E | 9 | -9900 | ? | 0 | 77777 | E | 9 | 1.1 | E | 8 | 0.092 | F | 8 | 0.16 | F | 8 | -9900 | -9900 | ? | 0
2001-09-29 | 22:00 | 0 | 0 | 0 | 2 | 0 | 0 | 2 | 0 | 0 | 2 | 0 | 0 | 2 | 0 | 0 | 2 | 0 | 0 | 2 | 0 | 0 | 2 | 0 | 0 | E | 9 | 0 | E | 9 | 18 | E | 9 | 14 | E | 9 | 77 | A | 7 | 1004 | E | 9 | 0 | E | 9 | 0 | E | 9 | -9900 | ? | 0 | 77777 | E | 9 | 1 | E | 8 | 0.092 | F | 8 | 0.16 | F | 8 | -9900 | -9900 | ? | 0
2001-09-29 | 23:00 | 0 | 0 | 0 | 2 | 0 | 0 | 2 | 0 | 0 | 2 | 0 | 0 | 2 | 0 | 0 | 2 | 0 | 0 | 2 | 0 | 0 | 2 | 0 | 0 | E | 9 | 0 | E | 9 | 18 | E | 9 | 14 | E | 9 | 77 | A | 7 | 1004 | E | 9 | 300 | E | 9 | 2.1 | E | 9 | -9900 | ? | 0 | 77777 | E | 9 | 1.1 | E | 8 | 0.092 | F | 8 | 0.16 | F | 8 | -9900 | -9900 | ? | 0
2001-09-29 | 24:00 | 0 | 0 | 0 | 2 | 0 | 0 | 2 | 0 | 0 | 2 | 0 | 0 | 2 | 0 | 0 | 2 | 0 | 0 | 2 | 0 | 0 | 2 | 0 | 0 | E | 9 | 0 | E | 9 | 18 | E | 9 | 14 | E | 9 | 77 | A | 7 | 1004 | E | 9 | 270 | E | 9 | 2.1 | E | 9 | -9900 | ? | 0 | 20921 | E | 9 | 1.2 | E | 8 | 0.092 | F | 8 | 0.16 | F | 8 | -9900 | -9900 | ? | 0
2001-09-30 | 1:00 | 0 | 0 | 0 | 2 | 0 | 0 | 2 | 0 | 0 | 2 | 0 | 0 | 2 | 0 | 0 | 2 | 0 | 0 | 2 | 0 | 0 | 2 | 0 | 0 | E | 9 | 0 | E | 9 | 18 | E | 9 | 14 | E | 9 | 77 | A | 7 | 1004 | E | 9 | 0 | E | 9 | 0 | E | 9 | -9900 | ? | 0 | 19842 | E | 9 | 1.2 | E | 8 | 0.092 | F | 8 | 0.16 | F | 8 | -9900 | -9900 | ? | 0
2001-09-30 | 2:00 | 0 | 0 | 0 | 2 | 0 | 0 | 2 | 0 | 0 | 2 | 0 | 0 | 2 | 0 | 0 | 2 | 0 | 0 | 2 | 0 | 0 | 2 | 0 | 0 | E | 9 | 0 | E | 9 | 17 | E | 9 | 13 | E | 9 | 77 | A | 7 | 1004 | E | 9 | 310 | E | 9 | 2.1 | E | 9 | -9900 | ? | 0 | 18763 | E | 9 | 1.3 | E | 8 | 0.092 | F | 8 | 0.16 | F | 8 | -9900 | -9900 | ? | 0
2001-09-30 | 3:00 | 0 | 0 | 0 | 2 | 0 | 0 | 2 | 0 | 0 | 2 | 0 | 0 | 2 | 0 | 0 | 2 | 0 | 0 | 2 | 0 | 0 | 2 | 0 | 0 | E | 9 | 0 | E | 9 | 17 | E | 9 | 13 | E | 9 | 77 | A | 7 | 1004 | E | 9 | 290 | E | 9 | 2.6 | E | 9 | -9900 | ? | 0 | 17684 | E | 9 | 1.3 | E | 8 | 0.092 | F | 8 | 0.16 | F | 8 | -9900 | -9900 | ? | 0
2001-09-30 | 4:00 | 0 | 0 | 0 | 2 | 0 | 0 | 2 | 0 | 0 | 2 | 0 | 0 | 2 | 0 | 0 | 2 | 0 | 0 | 2 | 0 | 0 | 2 | 0 | 0 | E | 9 | 0 | E | 9 | 17 | E | 9 | 13 | E | 9 | 77 | A | 7 | 1004 | E | 9 | 320 | E | 9 | 1.4 | E | 9 | -9900 | ? | 0 | 16605 | E | 9 | 1.4 | E | 8 | 0.092 | F | 8 | 0.16 | F | 8 | -9900 | -9900 | ? | 0
2001-09-30 | 5:00 | 0 | 0 | 0 | 2 | 0 | 0 | 2 | 0 | 0 | 2 | 0 | 0 | 2 | 0 | 0 | 2 | 0 | 0 | 2 | 0 | 0 | 2 | 0 | 0 | E | 9 | 0 | E | 9 | 18 | E | 9 | 14 | E | 9 | 77 | A | 7 | 1004 | E | 9 | 0 | E | 9 | 0 | E | 9 | -9900 | ? | 0 | 15526 | E | 9 | 1.4 | E | 8 | 0.092 | F | 8 | 0.16 | F | 8 | -9900 | -9900 | ? | 0
2001-09-30 | 6:00 | 0 | 0 | 0 | 2 | 0 | 0 | 2 | 0 | 0 | 2 | 0 | 0 | 2 | 0 | 0 | 2 | 0 | 0 | 2 | 0 | 0 | 2 | 0 | 10 | E | 9 | 10 | E | 9 | 17 | E | 9 | 13 | E | 9 | 77 | A | 7 | 1004 | E | 9 | 310 | E | 9 | 1.1 | E | 9 | -9900 | ? | 0 | 0 | E | 9 | 1.5 | E | 8 | 0.092 | F | 8 | 0.16 | F | 8 | -9900 | -9900 | ? | 0
2001-09-30 | 7:00 | 76 | 1102 | 17 | 2 | 8 | 182 | 2 | 15 | 8 | 2 | 8 | 2300 | 2 | 8 | 10600 | 2 | 15 | 1600 | 2 | 8 | 200 | 2 | 19 | 10 | E | 9 | 10 | E | 9 | 17 | E | 9 | 13 | E | 9 | 77 | A | 7 | 1004 | E | 9 | 0 | E | 9 | 0 | E | 9 | -9900 | ? | 0 | 13368 | E | 9 | 1.5 | E | 8 | 0.092 | F | 8 | 0.16 | F | 8 | -9900 | -9900 | ? | 0
2001-09-30 | 8:00 | 310 | 1363 | 164 | 2 | 8 | 489 | 2 | 15 | 52 | 2 | 8 | 16900 | 2 | 8 | 39500 | 2 | 15 | 7900 | 2 | 8 | 960 | 2 | 19 | 10 | E | 9 | 10 | E | 9 | 19 | E | 9 | 14 | E | 9 | 73 | A | 7 | 1004 | E | 9 | 0 | E | 9 | 0 | E | 9 | -9900 | ? | 0 | 12289 | E | 9 | 1.6 | E | 8 | 0.092 | F | 8 | 0.16 | F | 8 | -9900 | -9900 | ? | 0
2001-09-30 | 9:00 | 530 | 1363 | 326 | 2 | 8 | 607 | 2 | 15 | 90 | 2 | 8 | 34100 | 2 | 8 | 57300 | 2 | 15 | 11700 | 2 | 8 | 1770 | 2 | 19 | 10 | E | 9 | 10 | E | 9 | 22 | E | 9 | 15 | E | 9 | 64 | A | 7 | 1004 | E | 9 | 0 | E | 9 | 0 | E | 9 | -9900 | ? | 0 | 256 | E | 9 | 1.6 | E | 8 | 0.092 | F | 8 | 0.16 | F | 8 | -9900 | -9900 | ? | 0
2001-09-30 | 10:00 | 711 | 1363 | 488 | 2 | 8 | 771 | 2 | 15 | 85 | 2 | 8 | 51500 | 2 | 8 | 76100 | 2 | 15 | 11700 | 2 | 8 | 1890 | 2 | 19 | 10 | E | 9 | 10 | E | 9 | 22 | E | 9 | 15 | E | 9 | 64 | A | 7 | 1004 | E | 9 | 0 | E | 9 | 0 | E | 9 | -9900 | ? | 0 | 0 | E | 9 | 1.7 | E | 8 | 0.092 | F | 8 | 0.16 | F | 8 | -9900 | -9900 | ? | 0
2001-09-30 | 11:00 | 839 | 1363 | 576 | 2 | 8 | 705 | 2 | 15 | 140 | 2 | 8 | 60900 | 2 | 8 | 71200 | 2 | 15 | 16900 | 2 | 8 | 3420 | 2 | 19 | 10 | E | 9 | 10 | E | 9 | 23 | E | 9 | 16 | E | 9 | 65 | A | 7 | 1004 | E | 9 | 50 | E | 9 | 1.1 | E | 9 | -9900 | ? | 0 | 0 | E | 9 | 1.7 | E | 8 | 0.092 | F | 8 | 0.16 | F | 8 | -9900 | -9900 | ? | 0
2001-09-30 | 12:00 | 908 | 1363 | 639 | 2 | 8 | 736 | 2 | 15 | 148 | 2 | 8 | 68000 | 2 | 8 | 74800 | 2 | 15 | 18000 | 2 | 8 | 3930 | 2 | 19 | 3 | E | 9 | 3 | E | 9 | 24 | E | 9 | 16 | E | 9 | 61 | A | 7 | 1004 | E | 9 | 30 | E | 9 | 3 | E | 9 | -9900 | ? | 0 | 7974 | E | 9 | 1.7 | E | 8 | 0.092 | F | 8 | 0.16 | F | 8 | -9900 | -9900 | ? | 0
2001-09-30 | 13:00 | 911 | 1363 | 620 | 2 | 8 | 688 | 2 | 15 | 158 | 2 | 8 | 65500 | 2 | 8 | 69700 | 2 | 15 | 18800 | 2 | 8 | 4180 | 2 | 19 | 1 | E | 9 | 1 | E | 9 | 24 | E | 9 | 16 | E | 9 | 61 | A | 7 | 1004 | E | 9 | 40 | E | 9 | 1.9 | E | 9 | -9900 | ? | 0 | 6895 | E | 9 | 1.7 | E | 8 | 0.092 | F | 8 | 0.16 | F | 8 | -9900 | -9900 | ? | 0
2001-09-30 | 14:00 | 848 | 1363 | 574 | 2 | 8 | 714 | 2 | 15 | 128 | 2 | 8 | 61100 | 2 | 8 | 72400 | 2 | 15 | 15900 | 2 | 8 | 3200 | 2 | 19 | 1 | E | 9 | 1 | E | 9 | 25 | E | 9 | 16 | E | 9 | 57 | A | 7 | 1004 | E | 9 | 60 | E | 9 | 0.1 | E | 9 | -9900 | ? | 0 | 5816 | E | 9 | 1.6 | E | 8 | 0.092 | F | 8 | 0.16 | F | 8 | -9900 | -9900 | ? | 0
2001-09-30 | 15:00 | 724 | 1363 | 519 | 2 | 8 | 790 | 2 | 15 | 98 | 2 | 8 | 54000 | 2 | 8 | 77700 | 2 | 15 | 12600 | 2 | 8 | 2090 | 2 | 19 | 1 | E | 9 | 1 | E | 9 | 25 | E | 9 | 16 | E | 9 | 57 | A | 7 | 1004 | E | 9 | 50 | E | 9 | 0.6 | E | 9 | -9900 | ? | 0 | 4737 | E | 9 | 1.6 | E | 8 | 0.092 | F | 8 | 0.16 | F | 8 | -9900 | -9900 | ? | 0
2001-09-30 | 16:00 | 548 | 1363 | 385 | 2 | 8 | 709 | 2 | 15 | 100 | 2 | 8 | 40100 | 2 | 8 | 67200 | 2 | 15 | 13000 | 2 | 8 | 1960 | 2 | 19 | 2 | E | 9 | 2 | E | 9 | 24 | E | 9 | 16 | E | 9 | 61 | A | 7 | 1004 | E | 9 | 70 | E | 9 | 1.5 | E | 9 | -9900 | ? | 0 | 3658 | E | 9 | 1.6 | E | 8 | 0.092 | F | 8 | 0.16 | F | 8 | -9900 | -9900 | ? | 0
2001-09-30 | 17:00 | 331 | 1363 | 226 | 2 | 8 | 549 | 2 | 15 | 92 | 2 | 8 | 23200 | 2 | 8 | 44700 | 2 | 15 | 12300 | 2 | 8 | 1720 | 2 | 19 | 7 | E | 9 | 7 | E | 9 | 23 | E | 9 | 16 | E | 9 | 65 | A | 7 | 1004 | E | 9 | 0 | E | 9 | 0 | E | 9 | -9900 | ? | 0 | 2579 | E | 9 | 1.6 | E | 8 | 0.092 | F | 8 | 0.16 | F | 8 | -9900 | -9900 | ? | 0
2001-09-30 | 18:00 | 94 | 1215 | 28 | 2 | 8 | 248 | 2 | 15 | 11 | 2 | 8 | 3300 | 2 | 8 | 14700 | 2 | 15 | 2100 | 2 | 8 | 260 | 2 | 19 | 9 | E | 9 | 9 | E | 9 | 22 | E | 9 | 16 | E | 9 | 69 | A | 7 | 1004 | E | 9 | 0 | E | 9 | 0 | E | 9 | -9900 | ? | 0 | 1500 | E | 9 | 1.6 | E | 8 | 0.092 | F | 8 | 0.16 | F | 8 | -9900 | -9900 | ? | 0
2001-09-30 | 19:00 | 0 | 0 | 0 | 2 | 0 | 0 | 2 | 0 | 0 | 2 | 0 | 0 | 2 | 0 | 0 | 2 | 0 | 0 | 2 | 0 | 0 | 2 | 0 | 9 | E | 9 | 9 | E | 9 | 22 | E | 9 | 15 | E | 9 | 64 | A | 7 | 1004 | E | 9 | 220 | E | 9 | 0.1 | E | 9 | -9900 | ? | 0 | 1268 | E | 9 | 1.6 | E | 8 | 0.092 | F | 8 | 0.16 | F | 8 | -9900 | -9900 | ? | 0
2001-09-30 | 20:00 | 0 | 0 | 0 | 2 | 0 | 0 | 2 | 0 | 0 | 2 | 0 | 0 | 2 | 0 | 0 | 2 | 0 | 0 | 2 | 0 | 0 | 2 | 0 | 9 | E | 9 | 9 | E | 9 | 21 | E | 9 | 16 | E | 9 | 73 | A | 7 | 1004 | E | 9 | 200 | E | 9 | 0.3 | E | 9 | -9900 | ? | 0 | 1035 | E | 9 | 1.6 | E | 8 | 0.092 | F | 8 | 0.16 | F | 8 | -9900 | -9900 | ? | 0
2001-09-30 | 21:00 | 0 | 0 | 0 | 2 | 0 | 0 | 2 | 0 | 0 | 2 | 0 | 0 | 2 | 0 | 0 | 2 | 0 | 0 | 2 | 0 | 0 | 2 | 0 | 9 | E | 9 | 9 | E | 9 | 21 | E | 9 | 16 | E | 9 | 73 | A | 7 | 1004 | E | 9 | 220 | E | 9 | 1 | E | 9 | -9900 | ? | 0 | 803 | E | 9 | 1.6 | E | 8 | 0.092 | F | 8 | 0.16 | F | 8 | -9900 | -9900 | ? | 0
2001-09-30 | 22:00 | 0 | 0 | 0 | 2 | 0 | 0 | 2 | 0 | 0 | 2 | 0 | 0 | 2 | 0 | 0 | 2 | 0 | 0 | 2 | 0 | 0 | 2 | 0 | 9 | E | 9 | 9 | E | 9 | 20.1 | E | 9 | 15.2 | E | 9 | 69 | A | 7 | 1004 | E | 9 | 240 | E | 9 | 0.9 | E | 9 | -9900 | ? | 0 | 570 | E | 9 | 1.6 | E | 8 | 0.092 | F | 8 | 0.16 | F | 8 | -9900 | -9900 | ? | 0
2001-09-30 | 23:00 | 0 | 0 | 0 | 2 | 0 | 0 | 2 | 0 | 0 | 2 | 0 | 0 | 2 | 0 | 0 | 2 | 0 | 0 | 2 | 0 | 0 | 2 | 0 | 7 | E | 9 | 7 | E | 9 | 19.3 | E | 9 | 14.4 | E | 9 | 78 | A | 7 | 1004 | E | 9 | 240 | E | 9 | 0.7 | E | 9 | -9900 | ? | 0 | 1544 | E | 9 | 1.6 | E | 8 | 0.092 | F | 8 | 0.16 | F | 8 | -9900 | -9900 | ? | 0
2001-09-30 | 24:00 | 0 | 0 | 0 | 2 | 0 | 0 | 2 | 0 | 0 | 2 | 0 | 0 | 2 | 0 | 0 | 2 | 0 | 0 | 2 | 0 | 0 | 2 | 0 | 7 | E | 9 | 7 | E | 9 | 18.4 | E | 9 | 13.6 | E | 9 | 78 | A | 7 | 1004 | E | 9 | 240 | E | 9 | 0.6 | E | 9 | -9900 | ? | 0 | 2518 | E | 9 | 1.6 | E | 8 | 0.092 | F | 8 | 0.16 | F | 8 | -9900 | -9900 | ? | 0
1994-10-01 | 1:00 | 0 | 0 | 0 | 1 | 0 | 0 | 1 | 0 | 0 | 1 | 0 | 0 | 1 | 0 | 0 | 1 | 0 | 0 | 1 | 0 | 0 | 1 | 0 | 9 | A | 7 | 9 | E | 9 | 17.6 | A | 7 | 12.9 | A | 7 | 70 | A | 7 | 1004 | E | 9 | 0 | A | 7 | 0.4 | A | 7 | 16100 | A | 7 | 1050 | A | 7 | 2.1 | E | 8 | 0.097 | F | 8 | 0.17 | F | 8 | -9900 | -9900 | ? | 0
1994-10-01 | 2:00 | 0 | 0 | 0 | 1 | 0 | 0 | 1 | 0 | 0 | 1 | 0 | 0 | 1 | 0 | 0 | 1 | 0 | 0 | 1 | 0 | 0 | 1 | 0 | 10 | A | 7 | 10 | E | 9 | 16.7 | A | 7 | 12.1 | A | 7 | 75 | A | 7 | 1004 | E | 9 | 0 | A | 7 | 0.3 | A | 7 | 16100 | A | 7 | 1050 | A | 7 | 2.1 | E | 8 | 0.097 | F | 8 | 0.17 | F | 8 | -9900 | -9900 | ? | 0
1994-10-01 | 3:00 | 0 | 0 | 0 | 1 | 0 | 0 | 1 | 0 | 0 | 1 | 0 | 0 | 1 | 0 | 0 | 1 | 0 | 0 | 1 | 0 | 0 | 1 | 0 | 9 | A | 7 | 9 | E | 9 | 15.9 | A | 7 | 11.3 | A | 7 | 77 | A | 7 | 1004 | E | 9 | 0 | A | 7 | 0.1 | A | 7 | 16100 | A | 7 | 1050 | A | 7 | 2.1 | E | 8 | 0.097 | F | 8 | 0.17 | F | 8 | -9900 | -9900 | ? | 0
1994-10-01 | 4:00 | 0 | 0 | 0 | 1 | 0 | 0 | 1 | 0 | 0 | 1 | 0 | 0 | 1 | 0 | 0 | 1 | 0 | 0 | 1 | 0 | 0 | 1 | 0 | 10 | A | 7 | 10 | E | 9 | 15 | A | 7 | 10.5 | A | 7 | 74 | A | 7 | 1004 | E | 9 | 0 | A | 7 | 0 | A | 7 | 16100 | A | 7 | 1050 | A | 7 | 2.1 | E | 8 | 0.097 | F | 8 | 0.17 | F | 8 | -9900 | -9900 | ? | 0
1994-10-01 | 5:00 | 0 | 0 | 0 | 1 | 0 | 0 | 1 | 0 | 0 | 1 | 0 | 0 | 1 | 0 | 0 | 1 | 0 | 0 | 1 | 0 | 0 | 1 | 0 | 9 | A | 7 | 9 | E | 9 | 13.8 | A | 7 | 10 | A | 7 | 78 | A | 7 | 1004 | E | 9 | 160 | A | 7 | 2 | A | 7 | 16100 | A | 7 | 1050 | A | 7 | 2.1 | E | 8 | 0.097 | F | 8 | 0.17 | F | 8 | -9900 | -9900 | ? | 0
1994-10-01 | 6:00 | 0 | 0 | 0 | 1 | 0 | 0 | 1 | 0 | 0 | 1 | 0 | 0 | 1 | 0 | 0 | 1 | 0 | 0 | 1 | 0 | 0 | 1 | 0 | 3 | A | 7 | 3 | E | 9 | 12.7 | A | 7 | 9.4 | A | 7 | 80 | A | 7 | 1004 | E | 9 | 0 | A | 7 | 0 | A | 7 | 16100 | A | 7 | 77777 | A | 7 | 2.1 | E | 8 | 0.097 | F | 8 | 0.17 | F | 8 | -9900 | -9900 | ? | 0
1994-10-01 | 7:00 | 73 | 1080 | 15 | 1 | 24 | 8 | 1 | 27 | 14 | 1 | 24 | 1600 | 1 | 24 | 500 | 1 | 27 | 1600 | 1 | 24 | 360 | 1 | 43 | 9 | A | 7 | 9 | E | 9 | 13.3 | A | 7 | 10 | A | 7 | 80 | A | 7 | 1004 | E | 9 | 0 | A | 7 | 0 | A | 7 | 16100 | A | 7 | 1050 | A | 7 | 2.1 | E | 8 | 0.097 | F | 8 | 0.17 | F | 8 | -9900 | -9900 | ? | 0
1994-10-01 | 8:00 | 307 | 1364 | 93 | 1 | 25 | 37 | 1 | 28 | 84 | 1 | 25 | 10100 | 1 | 25 | 3100 | 1 | 28 | 9400 | 1 | 25 | 2120 | 1 | 45 | 9 | B | 8 | 9 | B | 8 | 16.1 | A | 7 | 11.6 | A | 7 | 75 | A | 7 | 1004 | E | 9 | 0 | A | 7 | 0 | A | 7 | 16100 | A | 7 | 1050 | B | 8 | 2.1 | E | 8 | 0.097 | F | 8 | 0.17 | F | 8 | -9900 | -9900 | ? | 0
1994-10-01 | 9:00 | 526 | 1364 | 177 | 1 | 25 | 76 | 1 | 28 | 147 | 1 | 25 | 19400 | 1 | 25 | 7300 | 1 | 28 | 16500 | 1 | 25 | 4140 | 1 | 45 | 9 | B | 8 | 9 | B | 8 | 19.4 | A | 7 | 11.1 | A | 7 | 59 | A | 7 | 1004 | E | 9 | 0 | A | 7 | 0 | A | 7 | 16100 | A | 7 | 1050 | B | 8 | 2.1 | E | 8 | 0.097 | F | 8 | 0.17 | F | 8 | -9900 | -9900 | ? | 0
1994-10-01 | 10:00 | 707 | 1364 | 319 | 1 | 24 | 193 | 1 | 27 | 219 | 1 | 24 | 34900 | 1 | 24 | 19900 | 1 | 27 | 24500 | 1 | 24 | 5530 | 1 | 43 | 9 | A | 7 | 9 | E | 9 | 22.7 | A | 7 | 10.5 | A | 7 | 46 | A | 7 | 1004 | E | 9 | 0 | A | 7 | 0 | A | 7 | 16100 | A | 7 | 1050 | A | 7 | 2.1 | E | 8 | 0.097 | F | 8 | 0.17 | F | 8 | -9900 | -9900 | ? | 0
1994-10-01 | 11:00 | 836 | 1364 | 567 | 1 | 24 | 746 | 1 | 27 | 110 | 1 | 24 | 59600 | 1 | 24 | 74400 | 1 | 27 | 13900 | 1 | 24 | 2560 | 1 | 43 | 2 | A | 7 | 2 | E | 9 | 22.2 | A | 7 | 10.5 | A | 7 | 47 | A | 7 | 1004 | E | 9 | 10 | A | 7 | 1.5 | A | 7 | 16100 | A | 7 | 77777 | A | 7 | 2.1 | E | 8 | 0.097 | F | 8 | 0.17 | F | 8 | -9900 | -9900 | ? | 0
1994-10-01 | 12:00 | 904 | 1364 | 442 | 1 | 24 | 103 | 1 | 27 | 373 | 1 | 24 | 48500 | 1 | 24 | 10600 | 1 | 27 | 41400 | 1 | 24 | 12050 | 1 | 43 | 9 | A | 7 | 9 | E | 9 | 22.7 | A | 7 | 11.1 | A | 7 | 48 | A | 7 | 1004 | E | 9 | 190 | A | 7 | 1.5 | A | 7 | 16100 | A | 7 | 1260 | A | 7 | 2.1 | E | 8 | 0.097 | F | 8 | 0.17 | F | 8 | -9900 | -9900 | ? | 0
1994-10-01 | 13:00 | 906 | 1364 | 383 | 1 | 24 | 73 | 1 | 27 | 334 | 1 | 24 | 42100 | 1 | 24 | 7500 | 1 | 27 | 37100 | 1 | 24 | 11130 | 1 | 43 | 9 | A | 7 | 9 | E | 9 | 24.4 | A | 7 | 10.5 | A | 7 | 42 | A | 7 | 1004 | E | 9 | 0 | A | 7 | 0 | A | 7 | 16100 | A | 7 | 1380 | A | 7 | 2.1 | E | 8 | 0.097 | F | 8 | 0.17 | F | 8 | -9900 | -9900 | ? | 0
1994-10-01 | 14:00 | 844 | 1364 | 254 | 1 | 24 | 108 | 1 | 27 | 187 | 1 | 24 | 28400 | 1 | 24 | 11400 | 1 | 27 | 21300 | 1 | 24 | 5150 | 1 | 43 | 9 | A | 7 | 9 | E | 9 | 25 | A | 7 | 10.5 | A | 7 | 40 | A | 7 | 1004 | E | 9 | 330 | A | 7 | 2.5 | A | 7 | 16100 | A | 7 | 1440 | A | 7 | 2.1 | E | 8 | 0.097 | F | 8 | 0.17 | F | 8 | -9900 | -9900 | ? | 0
1994-10-01 | 15:00 | 720 | 1364 | 236 | 1 | 24 | 87 | 1 | 27 | 190 | 1 | 24 | 26000 | 1 | 24 | 8700 | 1 | 27 | 21400 | 1 | 24 | 6010 | 1 | 43 | 9 | A | 7 | 9 | E | 9 | 25 | A | 7 | 11.1 | A | 7 | 42 | A | 7 | 1004 | E | 9 | 310 | A | 7 | 3 | A | 7 | 16100 | A | 7 | 1500 | A | 7 | 2.1 | E | 8 | 0.097 | F | 8 | 0.17 | F | 8 | -9900 | -9900 | ? | 0
1994-10-01 | 16:00 | 543 | 1364 | 115 | 1 | 24 | 43 | 1 | 27 | 98 | 1 | 24 | 12700 | 1 | 24 | 4100 | 1 | 27 | 11100 | 1 | 24 | 2990 | 1 | 43 | 9 | A | 7 | 9 | E | 9 | 24.4 | A | 7 | 11.6 | A | 7 | 45 | A | 7 | 1004 | E | 9 | 310 | A | 7 | 4.6 | A | 7 | 16100 | A | 7 | 1500 | A | 7 | 2.1 | E | 8 | 0.097 | F | 8 | 0.17 | F | 8 | -9900 | -9900 | ? | 0
1994-10-01 | 17:00 | 326 | 1364 | 155 | 1 | 24 | 404 | 1 | 27 | 58 | 1 | 24 | 16000 | 1 | 24 | 33100 | 1 | 27 | 8000 | 1 | 24 | 1070 | 1 | 43 | 2 | A | 7 | 2 | E | 9 | 23.8 | A | 7 | 11.6 | A | 7 | 46 | A | 7 | 1004 | E | 9 | 310 | A | 7 | 6.6 | A | 7 | 16100 | A | 7 | 77777 | A | 7 | 2.1 | E | 8 | 0.097 | F | 8 | 0.17 | F | 8 | -9900 | -9900 | ? | 0
1994-10-01 | 18:00 | 89 | 1193 | 26 | 1 | 25 | 103 | 1 | 28 | 18 | 1 | 25 | 2800 | 1 | 25 | 4600 | 1 | 28 | 2500 | 1 | 25 | 310 | 1 | 45 | 3 | B | 8 | 3 | B | 8 | 20.5 | A | 7 | 11.6 | A | 7 | 57 | A | 7 | 1004 | E | 9 | 300 | A | 7 | 6.1 | A | 7 | 16100 | A | 7 | 18528 | B | 8 | 2.1 | E | 8 | 0.097 | F | 8 | 0.17 | F | 8 | -9900 | -9900 | ? | 0
1994-10-01 | 19:00 | 0 | 0 | 0 | 1 | 0 | 0 | 1 | 0 | 0 | 1 | 0 | 0 | 1 | 0 | 0 | 1 | 0 | 0 | 1 | 0 | 0 | 1 | 0 | 5 | B | 8 | 5 | B | 8 | 18.8 | A | 7 | 12.2 | A | 7 | 65 | A | 7 | 1004 | E | 9 | 310 | A | 7 | 6.1 | A | 7 | 16100 | A | 7 | 15057 | B | 8 | 2.1 | E | 8 | 0.097 | F | 8 | 0.17 | F | 8 | -9900 | -9900 | ? | 0
1994-10-01 | 20:00 | 0 | 0 | 0 | 1 | 0 | 0 | 1 | 0 | 0 | 1 | 0 | 0 | 1 | 0 | 0 | 1 | 0 | 0 | 1 | 0 | 0 | 1 | 0 | 6 | B | 8 | 6 | B | 8 | 17.7 | A | 7 | 11.6 | A | 7 | 67 | A | 7 | 1004 | E | 9 | 280 | A | 7 | 2 | A | 7 | 16100 | A | 7 | 11585 | B | 8 | 2.1 | E | 8 | 0.097 | F | 8 | 0.17 | F | 8 | -9900 | -9900 | ? | 0
1994-10-01 | 21:00 | 0 | 0 | 0 | 1 | 0 | 0 | 1 | 0 | 0 | 1 | 0 | 0 | 1 | 0 | 0 | 1 | 0 | 0 | 1 | 0 | 0 | 1 | 0 | 7 | B | 8 | 7 | B | 8 | 17.7 | A | 7 | 11.6 | A | 7 | 67 | A | 7 | 1004 | E | 9 | 320 | A | 7 | 3.6 | A | 7 | 16100 | A | 7 | 8113 | B | 8 | 2.1 | E | 8 | 0.097 | F | 8 | 0.17 | F | 8 | -9900 | -9900 | ? | 0
1994-10-01 | 22:00 | 0 | 0 | 0 | 1 | 0 | 0 | 1 | 0 | 0 | 1 | 0 | 0 | 1 | 0 | 0 | 1 | 0 | 0 | 1 | 0 | 0 | 1 | 0 | 9 | B | 8 | 9 | B | 8 | 16.6 | A | 7 | 11.1 | A | 7 | 70 | A | 7 | 1004 | E | 9 | 340 | A | 7 | 2.5 | A | 7 | 16100 | A | 7 | 4642 | B | 8 | 2.1 | E | 8 | 0.097 | F | 8 | 0.17 | F | 8 | -9900 | -9900 | ? | 0
1994-10-01 | 23:00 | 0 | 0 | 0 | 1 | 0 | 0 | 1 | 0 | 0 | 1 | 0 | 0 | 1 | 0 | 0 | 1 | 0 | 0 | 1 | 0 | 0 | 1 | 0 | 10 | A | 7 | 10 | E | 9 | 16.1 | A | 7 | 11.1 | A | 7 | 72 | A | 7 | 1004 | E | 9 | 340 | A | 7 | 2 | A | 7 | 16100 | A | 7 | 1170 | A | 7 | 2 | E | 8 | 0.097 | F | 8 | 0.17 | F | 8 | -9900 | -9900 | ? | 0
1994-10-01 | 24:00 | 0 | 0 | 0 | 1 | 0 | 0 | 1 | 0 | 0 | 1 | 0 | 0 | 1 | 0 | 0 | 1 | 0 | 0 | 1 | 0 | 0 | 1 | 0 | 10 | A | 7 | 10 | E | 9 | 15.5 | A | 7 | 10.5 | A | 7 | 72 | A | 7 | 1004 | E | 9 | 300 | A | 7 | 3.6 | A | 7 | 16100 | A | 7 | 570 | A | 7 | 2 | E | 8 | 0.097 | F | 8 | 0.17 | F | 8 | -9900 | -9900 | ? | 0
1994-10-02 | 1:00 | 0 | 0 | 0 | 1 | 0 | 0 | 1 | 0 | 0 | 1 | 0 | 0 | 1 | 0 | 0 | 1 | 0 | 0 | 1 | 0 | 0 | 1 | 0 | 3 | A | 7 | 3 | E | 9 | 14.4 | A | 7 | 10 | A | 7 | 75 | A | 7 | 1004 | E | 9 | 0 | A | 7 | 0 | A | 7 | 16100 | A | 7 | 77777 | A | 7 | 2 | E | 8 | 0.096 | F | 8 | 0.17 | F | 8 | -9900 | -9900 | ? | 0
1994-10-02 | 2:00 | 0 | 0 | 0 | 1 | 0 | 0 | 1 | 0 | 0 | 1 | 0 | 0 | 1 | 0 | 0 | 1 | 0 | 0 | 1 | 0 | 0 | 1 | 0 | 2 | A | 7 | 2 | E | 9 | 13.3 | A | 7 | 8.8 | A | 7 | 74 | A | 7 | 1004 | E | 9 | 20 | A | 7 | 2 | A | 7 | 16100 | A | 7 | 77777 | A | 7 | 2 | E | 8 | 0.096 | F | 8 | 0.17 | F | 8 | -9900 | -9900 | ? | 0
1994-10-02 | 3:00 | 0 | 0 | 0 | 1 | 0 | 0 | 1 | 0 | 0 | 1 | 0 | 0 | 1 | 0 | 0 | 1 | 0 | 0 | 1 | 0 | 0 | 1 | 0 | 3 | A | 7 | 3 | E | 9 | 12.7 | A | 7 | 8.8 | A | 7 | 77 | A | 7 | 1004 | E | 9 | 350 | A | 7 | 1.5 | A | 7 | 16100 | A | 7 | 77777 | A | 7 | 2 | E | 8 | 0.096 | F | 8 | 0.17 | F | 8 | -9900 | -9900 | ? | 0
1994-10-02 | 4:00 | 0 | 0 | 0 | 1 | 0 | 0 | 1 | 0 | 0 | 1 | 0 | 0 | 1 | 0 | 0 | 1 | 0 | 0 | 1 | 0 | 0 | 1 | 0 | 0 | E | 9 | 0 | E | 9 | 11.1 | A | 7 | 5.5 | A | 7 | 68 | A | 7 | 1004 | E | 9 | 40 | A | 7 | 3 | A | 7 | 16100 | A | 7 | 77777 | E | 9 | 2 | E | 8 | 0.096 | F | 8 | 0.17 | F | 8 | -9900 | -9900 | ? | 0
1994-10-02 | 5:00 | 0 | 0 | 0 | 1 | 0 | 0 | 1 | 0 | 0 | 1 | 0 | 0 | 1 | 0 | 0 | 1 | 0 | 0 | 1 | 0 | 0 | 1 | 0 | 6 | E | 9 | 6 | E | 9 | 10 | A | 7 | 5 | A | 7 | 71 | A | 7 | 1004 | E | 9 | 10 | A | 7 | 2 | A | 7 | 16100 | A | 7 | 9482 | E | 9 | 2 | E | 8 | 0.096 | F | 8 | 0.17 | F | 8 | -9900 | -9900 | ? | 0
1994-10-02 | 6:00 | 0 | 0 | 0 | 1 | 0 | 0 | 1 | 0 | 0 | 1 | 0 | 0 | 1 | 0 | 0 | 1 | 0 | 0 | 1 | 0 | 0 | 1 | 0 | 6 | E | 9 | 6 | E | 9 | 9.4 | A | 7 | 5 | A | 7 | 74 | A | 7 | 1004 | E | 9 | 10 | A | 7 | 2 | A | 7 | 16100 | A | 7 | 8753 | E | 9 | 2 | E | 8 | 0.096 | F | 8 | 0.17 | F | 8 | -9900 | -9900 | ? | 0
1994-10-02 | 7:00 | 69 | 1058 | 26 | 1 | 28 | 197 | 1 | 31 | 13 | 1 | 28 | 2800 | 1 | 28 | 9700 | 1 | 31 | 2100 | 1 | 28 | 250 | 1 | 50 | 0 | E | 9 | 0 | E | 9 | 10.5 | A | 7 | 5.5 | A | 7 | 71 | A | 7 | 1004 | E | 9 | 320 | A | 7 | 1.5 | A | 7 | 16100 | A | 7 | 77777 | E | 9 | 2 | E | 8 | 0.096 | F | 8 | 0.17 | F | 8 | -9900 | -9900 | ? | 0
1994-10-02 | 8:00 | 302 | 1365 | 158 | 1 | 28 | 546 | 1 | 31 | 37 | 1 | 28 | 16400 | 1 | 28 | 45100 | 1 | 31 | 6400 | 1 | 28 | 760 | 1 | 50 | 1 | E | 9 | 1 | E | 9 | 12.2 | A | 7 | 6.1 | A | 7 | 66 | A | 7 | 1004 | E | 9 | 0 | A | 7 | 0 | A | 7 | 16100 | A | 7 | 77777 | E | 9 | 2 | E | 8 | 0.096 | F | 8 | 0.17 | F | 8 | -9900 | -9900 | ? | 0
1994-10-02 | 9:00 | 521 | 1365 | 164 | 1 | 28 | 242 | 1 | 31 | 71 | 1 | 28 | 18200 | 1 | 28 | 23100 | 1 | 31 | 9400 | 1 | 28 | 1310 | 1 | 50 | 7 | E | 9 | 7 | E | 9 | 14.4 | A | 7 | 5.5 | A | 7 | 55 | A | 7 | 1004 | E | 9 | 30 | A | 7 | 3.6 | A | 7 | 16100 | A | 7 | 6955 | E | 9 | 2 | E | 8 | 0.096 | F | 8 | 0.17 | F | 8 | -9900 | -9900 | ? | 0
1994-10-02 | 10:00 | 701 | 1365 | 465 | 1 | 28 | 491 | 1 | 31 | 212 | 1 | 28 | 48200 | 1 | 28 | 49200 | 1 | 31 | 22800 | 1 | 28 | 4640 | 1 | 50 | 8 | E | 9 | 8 | E | 9 | 15.5 | A | 7 | 5.5 | A | 7 | 51 | A | 7 | 1004 | E | 9 | 60 | A | 7 | 3.6 | A | 7 | 16100 | A | 7 | 5866 | E | 9 | 2 | E | 8 | 0.096 | F | 8 | 0.17 | F | 8 | -9900 | -9900 | ? | 0
1994-10-02 | 11:00 | 830 | 1365 | 505 | 1 | 28 | 202 | 1 | 31 | 381 | 1 | 28 | 53900 | 1 | 28 | 20900 | 1 | 31 | 41100 | 1 | 28 | 10400 | 1 | 50 | 8 | E | 9 | 8 | E | 9 | 17.7 | A | 7 | 5 | A | 7 | 43 | A | 7 | 1004 | E | 9 | 30 | A | 7 | 3.6 | A | 7 | 16100 | A | 7 | 4567 | E | 9 | 1.9 | E | 8 | 0.096 | F | 8 | 0.17 | F | 8 | -9900 | -9900 | ? | 0
1994-10-02 | 12:00 | 898 | 1365 | 407 | 1 | 28 | 232 | 1 | 31 | 254 | 1 | 28 | 44300 | 1 | 28 | 24900 | 1 | 31 | 27900 | 1 | 28 | 6720 | 1 | 50 | 8 | E | 9 | 8 | E | 9 | 18.8 | A | 7 | 5 | A | 7 | 40 | A | 7 | 1004 | E | 9 | 60 | A | 7 | 3.6 | A | 7 | 16100 | A | 7 | 3957 | E | 9 | 1.9 | E | 8 | 0.096 | F | 8 | 0.17 | F | 8 | -9900 | -9900 | ? | 0
1994-10-02 | 13:00 | 900 | 1365 | 240 | 1 | 28 | 186 | 1 | 31 | 117 | 1 | 28 | 27300 | 1 | 28 | 19400 | 1 | 31 | 14500 | 1 | 28 | 2910 | 1 | 50 | 8 | E | 9 | 8 | E | 9 | 20 | A | 7 | 3.8 | A | 7 | 34 | A | 7 | 1004 | E | 9 | 60 | A | 7 | 4.1 | A | 7 | 16100 | A | 7 | 4218 | E | 9 | 1.9 | E | 8 | 0.096 | F | 8 | 0.17 | F | 8 | -9900 | -9900 | ? | 0
1994-10-02 | 14:00 | 837 | 1365 | 253 | 1 | 28 | 152 | 1 | 31 | 160 | 1 | 28 | 28300 | 1 | 28 | 16300 | 1 | 31 | 18300 | 1 | 28 | 3770 | 1 | 50 | 9 | E | 9 | 9 | E | 9 | 21.6 | A | 7 | 2.2 | A | 7 | 28 | A | 7 | 1004 | E | 9 | 40 | A | 7 | 6.1 | A | 7 | 16100 | A | 7 | 1539 | E | 9 | 1.9 | E | 8 | 0.096 | F | 8 | 0.17 | F | 8 | -9900 | -9900 | ? | 0
1994-10-02 | 15:00 | 712 | 1365 | 153 | 1 | 28 | 0 | 1 | 31 | 153 | 1 | 28 | 17900 | 1 | 28 | 0 | 1 | 31 | 17900 | 1 | 28 | 6690 | 1 | 50 | 10 | E | 9 | 10 | E | 9 | 21.6 | A | 7 | 1.6 | A | 7 | 27 | A | 7 | 1004 | E | 9 | 20 | A | 7 | 3 | A | 7 | 16100 | A | 7 | 690 | E | 9 | 1.9 | E | 8 | 0.096 | F | 8 | 0.17 | F | 8 | -9900 | -9900 | ? | 0
1994-10-02 | 16:00 | 535 | 1365 | 109 | 1 | 28 | 0 | 1 | 31 | 109 | 1 | 28 | 12600 | 1 | 28 | 0 | 1 | 31 | 12600 | 1 | 28 | 4500 | 1 | 50 | 10 | E | 9 | 10 | E | 9 | 21.6 | A | 7 | 2.2 | A | 7 | 28 | A | 7 | 1004 | E | 9 | 50 | A | 7 | 4.6 | A | 7 | 16100 | A | 7 | 900 | E | 9 | 1.9 | E | 8 | 0.096 | F | 8 | 0.17 | F | 8 | -9900 | -9900 | ? | 0
1994-10-02 | 17:00 | 318 | 1365 | 57 | 1 | 28 | 0 | 1 | 31 | 57 | 1 | 28 | 6600 | 1 | 28 | 0 | 1 | 31 | 6600 | 1 | 28 | 2200 | 1 | 50 | 10 | E | 9 | 10 | E | 9 | 21.1 | A | 7 | 3.8 | A | 7 | 32 | A | 7 | 1004 | E | 9 | 40 | A | 7 | 4.6 | A | 7 | 16100 | A | 7 | 420 | E | 9 | 1.9 | E | 8 | 0.096 | F | 8 | 0.17 | F | 8 | -9900 | -9900 | ? | 0
1994-10-02 | 18:00 | 83 | 1149 | 11 | 1 | 28 | 0 | 1 | 31 | 11 | 1 | 28 | 1300 | 1 | 28 | 0 | 1 | 31 | 1300 | 1 | 28 | 420 | 1 | 50 | 10 | E | 9 | 10 | E | 9 | 18.3 | A | 7 | 5 | A | 7 | 41 | A | 7 | 1004 | E | 9 | 40 | A | 7 | 3.6 | A | 7 | 16100 | A | 7 | 420 | E | 9 | 1.8 | E | 8 | 0.096 | F | 8 | 0.17 | F | 8 | -9900 | -9900 | ? | 0
1994-10-02 | 19:00 | 0 | 0 | 0 | 1 | 0 | 0 | 1 | 0 | 0 | 1 | 0 | 0 | 1 | 0 | 0 | 1 | 0 | 0 | 1 | 0 | 0 | 1 | 0 | 10 | E | 9 | 10 | E | 9 | 15 | A | 7 | 3.8 | A | 7 | 47 | A | 7 | 1004 | E | 9 | 360 | A | 7 | 3.6 | A | 7 | 16100 | A | 7 | 630 | E | 9 | 1.8 | E | 8 | 0.096 | F | 8 | 0.17 | F | 8 | -9900 | -9900 | ? | 0
1994-10-02 | 20:00 | 0 | 0 | 0 | 1 | 0 | 0 | 1 | 0 | 0 | 1 | 0 | 0 | 1 | 0 | 0 | 1 | 0 | 0 | 1 | 0 | 0 | 1 | 0 | 0 | E | 9 | 0 | E | 9 | 15.5 | A | 7 | 0.5 | A | 7 | 36 | A | 7 | 1004 | E | 9 | 360 | A | 7 | 4.6 | A | 7 | 16100 | A | 7 | 77777 | E | 9 | 1.8 | E | 8 | 0.096 | F | 8 | 0.17 | F | 8 | -9900 | -9900 | ? | 0
1994-10-02 | 21:00 | 0 | 0 | 0 | 1 | 0 | 0 | 1 | 0 | 0 | 1 | 0 | 0 | 1 | 0 | 0 | 1 | 0 | 0 | 1 | 0 | 0 | 1 | 0 | 9 | E | 9 | 9 | E | 9 | 15.5 | A | 7 | -0.6 | A | 7 | 33 | A | 7 | 1004 | E | 9 | 340 | A | 7 | 3 | A | 7 | 16100 | A | 7 | 1320 | E | 9 | 1.8 | E | 8 | 0.096 | F | 8 | 0.17 | F | 8 | -9900 | -9900 | ? | 0
1994-10-02 | 22:00 | 0 | 0 | 0 | 1 | 0 | 0 | 1 | 0 | 0 | 1 | 0 | 0 | 1 | 0 | 0 | 1 | 0 | 0 | 1 | 0 | 0 | 1 | 0 | 9 | E | 9 | 9 | E | 9 | 14.4 | A | 7 | 0 | A | 7 | 37 | A | 7 | 1004 | E | 9 | 350 | A | 7 | 2 | A | 7 | 16100 | A | 7 | 1260 | E | 9 | 1.8 | E | 8 | 0.096 | F | 8 | 0.17 | F | 8 | -9900 | -9900 | ? | 0
1994-10-02 | 23:00 | 0 | 0 | 0 | 1 | 0 | 0 | 1 | 0 | 0 | 1 | 0 | 0 | 1 | 0 | 0 | 1 | 0 | 0 | 1 | 0 | 0 | 1 | 0 | 10 | E | 9 | 10 | E | 9 | 12.7 | A | 7 | 0 | A | 7 | 42 | A | 7 | 1004 | E | 9 | 230 | A | 7 | 1.5 | A | 7 | 16100 | A | 7 | 300 | E | 9 | 1.8 | E | 8 | 0.096 | F | 8 | 0.17 | F | 8 | -9900 | -9900 | ? | 0
1994-10-02 | 24:00 | 0 | 0 | 0 | 1 | 0 | 0 | 1 | 0 | 0 | 1 | 0 | 0 | 1 | 0 | 0 | 1 | 0 | 0 | 1 | 0 | 0 | 1 | 0 | 9 | E | 9 | 9 | E | 9 | 10 | A | 7 | 0 | A | 7 | 50 | A | 7 | 1004 | E | 9 | 0 | A | 7 | 0 | A | 7 | 16100 | A | 7 | 450 | E | 9 | 1.8 | E | 8 | 0.096 | F | 8 | 0.17 | F | 8 | -9900 | -9900 | ? | 0
1994-10-03 | 1:00 | 0 | 0 | 0 | 1 | 0 | 0 | 1 | 0 | 0 | 1 | 0 | 0 | 1 | 0 | 0 | 1 | 0 | 0 | 1 | 0 | 0 | 1 | 0 | 3 | E | 9 | 1 | E | 9 | 12.7 | A | 7 | 2.2 | A | 7 | 49 | A | 7 | 1004 | E | 9 | 20 | A | 7 | 5.1 | A | 7 | 16100 | A | 7 | 77777 | E | 9 | 1.8 | E | 8 | 0.096 | F | 8 | 0.17 | F | 8 | -9900 | -9900 | ? | 0
1994-10-03 | 2:00 | 0 | 0 | 0 | 1 | 0 | 0 | 1 | 0 | 0 | 1 | 0 | 0 | 1 | 0 | 0 | 1 | 0 | 0 | 1 | 0 | 0 | 1 | 0 | 9 | E | 9 | 4 | E | 9 | 12.7 | A | 7 | 1.6 | A | 7 | 47 | A | 7 | 1004 | E | 9 | 30 | A | 7 | 6.1 | A | 7 | 16100 | A | 7 | 960 | E | 9 | 1.7 | E | 8 | 0.096 | F | 8 | 0.17 | F | 8 | -9900 | -9900 | ? | 0
1994-10-03 | 3:00 | 0 | 0 | 0 | 1 | 0 | 0 | 1 | 0 | 0 | 1 | 0 | 0 | 1 | 0 | 0 | 1 | 0 | 0 | 1 | 0 | 0 | 1 | 0 | 9 | E | 9 | 4 | E | 9 | 12.2 | A | 7 | 1.1 | A | 7 | 47 | A | 7 | 1004 | E | 9 | 30 | A | 7 | 4.6 | A | 7 | 16100 | A | 7 | 1500 | E | 9 | 1.7 | E | 8 | 0.096 | F | 8 | 0.17 | F | 8 | -9900 | -9900 | ? | 0
1994-10-03 | 4:00 | 0 | 0 | 0 | 1 | 0 | 0 | 1 | 0 | 0 | 1 | 0 | 0 | 1 | 0 | 0 | 1 | 0 | 0 | 1 | 0 | 0 | 1 | 0 | 2 | E | 9 | 1 | E | 9 | 11.6 | A | 7 | 0.5 | A | 7 | 46 | A | 7 | 1004 | E | 9 | 30 | A | 7 | 5.1 | A | 7 | 16100 | A | 7 | 77777 | E | 9 | 1.7 | E | 8 | 0.096 | F | 8 | 0.17 | F | 8 | -9900 | -9900 | ? | 0
1994-10-03 | 5:00 | 0 | 0 | 0 | 1 | 0 | 0 | 1 | 0 | 0 | 1 | 0 | 0 | 1 | 0 | 0 | 1 | 0 | 0 | 1 | 0 | 0 | 1 | 0 | 3 | E | 9 | 1 | E | 9 | 10.5 | A | 7 | 0 | A | 7 | 48 | A | 7 | 1004 | E | 9 | 30 | A | 7 | 3.6 | A | 7 | 16100 | A | 7 | 77777 | E | 9 | 1.7 | E | 8 | 0.096 | F | 8 | 0.17 | F | 8 | -9900 | -9900 | ? | 0
1994-10-03 | 6:00 | 0 | 0 | 0 | 1 | 0 | 0 | 1 | 0 | 0 | 1 | 0 | 0 | 1 | 0 | 0 | 1 | 0 | 0 | 1 | 0 | 0 | 1 | 0 | 9 | E | 9 | 4 | E | 9 | 10.5 | A | 7 | 0 | A | 7 | 48 | A | 7 | 1004 | E | 9 | 30 | A | 7 | 4.1 | A | 7 | 16100 | A | 7 | 1110 | E | 9 | 1.7 | E | 8 | 0.096 | F | 8 | 0.17 | F | 8 | -9900 | -9900 | ? | 0
1994-10-03 | 7:00 | 66 | 1035 | 24 | 1 | 28 | 170 | 1 | 31 | 13 | 1 | 28 | 2600 | 1 | 28 | 8300 | 1 | 31 | 2000 | 1 | 28 | 250 | 1 | 50 | 3 | E | 9 | 1 | E | 9 | 12.2 | A | 7 | 0 | A | 7 | 43 | A | 7 | 1004 | E | 9 | 20 | A | 7 | 4.6 | A | 7 | 16100 | A | 7 | 77777 | E | 9 | 1.7 | E | 8 | 0.096 | F | 8 | 0.17 | F | 8 | -9900 | -9900 | ? | 0
1994-10-03 | 8:00 | 297 | 1365 | 170 | 1 | 28 | 630 | 1 | 31 | 33 | 1 | 28 | 18000 | 1 | 28 | 52500 | 1 | 31 | 6600 | 1 | 28 | 760 | 1 | 50 | 0 | E | 9 | 0 | E | 9 | 14.4 | A | 7 | -0.6 | A | 7 | 35 | A | 7 | 1004 | E | 9 | 30 | A | 7 | 6.1 | A | 7 | 16100 | A | 7 | 77777 | E | 9 | 1.6 | E | 8 | 0.096 | F | 8 | 0.17 | F | 8 | -9900 | -9900 | ? | 0
1994-10-03 | 9:00 | 516 | 1365 | 324 | 1 | 28 | 695 | 1 | 31 | 61 | 1 | 28 | 34000 | 1 | 28 | 65500 | 1 | 31 | 9200 | 1 | 28 | 1280 | 1 | 50 | 3 | E | 9 | 1 | E | 9 | 16.1 | A | 7 | -0.6 | A | 7 | 32 | A | 7 | 1004 | E | 9 | 30 | A | 7 | 5.6 | A | 7 | 16100 | A | 7 | 77777 | E | 9 | 1.6 | E | 8 | 0.096 | F | 8 | 0.17 | F | 8 | -9900 | -9900 | ? | 0
1994-10-03 | 10:00 | 696 | 1365 | 468 | 1 | 28 | 799 | 1 | 31 | 60 | 1 | 28 | 49200 | 1 | 28 | 78100 | 1 | 31 | 9300 | 1 | 28 | 1480 | 1 | 50 | 2 | E | 9 | 1 | E | 9 | 17.7 | A | 7 | -0.6 | A | 7 | 29 | A | 7 | 1004 | E | 9 | 20 | A | 7 | 5.6 | A | 7 | 16100 | A | 7 | 77777 | E | 9 | 1.6 | E | 8 | 0.096 | F | 8 | 0.17 | F | 8 | -9900 | -9900 | ? | 0
1994-10-03 | 11:00 | 824 | 1365 | 577 | 1 | 28 | 804 | 1 | 31 | 91 | 1 | 28 | 61700 | 1 | 28 | 80700 | 1 | 31 | 12800 | 1 | 28 | 2230 | 1 | 50 | 3 | E | 9 | 1 | E | 9 | 19.4 | A | 7 | -0.6 | A | 7 | 26 | A | 7 | 1004 | E | 9 | 40 | A | 7 | 7.2 | A | 7 | 16100 | A | 7 | 77777 | E | 9 | 1.6 | E | 8 | 0.096 | F | 8 | 0.17 | F | 8 | -9900 | -9900 | ? | 0
1994-10-03 | 12:00 | 891 | 1365 | 563 | 1 | 28 | 726 | 1 | 31 | 88 | 1 | 28 | 61000 | 1 | 28 | 73500 | 1 | 31 | 12900 | 1 | 28 | 2360 | 1 | 50 | 2 | E | 9 | 1 | E | 9 | 20.5 | A | 7 | -0.6 | A | 7 | 24 | A | 7 | 1004 | E | 9 | 10 | A | 7 | 7.7 | A | 7 | 16100 | A | 7 | 77777 | E | 9 | 1.6 | E | 8 | 0.096 | F | 8 | 0.17 | F | 8 | -9900 | -9900 | ? | 0
1994-10-03 | 13:00 | 893 | 1365 | 291 | 1 | 28 | 65 | 1 | 31 | 248 | 1 | 28 | 32000 | 1 | 28 | 6600 | 1 | 31 | 27700 | 1 | 28 | 8650 | 1 | 50 | 10 | E | 9 | 9 | E | 9 | 21.6 | A | 7 | 0 | A | 7 | 24 | A | 7 | 1004 | E | 9 | 350 | A | 7 | 7.2 | A | 7 | 16100 | A | 7 | 1350 | E | 9 | 1.6 | E | 8 | 0.096 | F | 8 | 0.17 | F | 8 | -9900 | -9900 | ? | 0
1994-10-03 | 14:00 | 830 | 1365 | 536 | 1 | 28 | 500 | 1 | 31 | 232 | 1 | 28 | 56400 | 1 | 28 | 51200 | 1 | 31 | 25200 | 1 | 28 | 5610 | 1 | 50 | 9 | E | 9 | 4 | E | 9 | 22.2 | A | 7 | 0 | A | 7 | 23 | A | 7 | 1004 | E | 9 | 10 | A | 7 | 6.6 | A | 7 | 16100 | A | 7 | 1170 | E | 9 | 1.5 | E | 8 | 0.096 | F | 8 | 0.17 | F | 8 | -9900 | -9900 | ? | 0
1994-10-03 | 15:00 | 705 | 1365 | 384 | 1 | 28 | 519 | 1 | 31 | 115 | 1 | 28 | 40400 | 1 | 28 | 51500 | 1 | 31 | 13800 | 1 | 28 | 2500 | 1 | 50 | 9 | E | 9 | 4 | E | 9 | 23.3 | A | 7 | -0.6 | A | 7 | 20 | A | 7 | 1004 | E | 9 | 40 | A | 7 | 10.2 | A | 7 | 16100 | A | 7 | 990 | E | 9 | 1.5 | E | 8 | 0.096 | F | 8 | 0.17 | F | 8 | -9900 | -9900 | ? | 0
1994-10-03 | 16:00 | 528 | 1365 | 332 | 1 | 28 | 726 | 1 | 31 | 51 | 1 | 28 | 35000 | 1 | 28 | 68500 | 1 | 31 | 8500 | 1 | 28 | 1200 | 1 | 50 | 2 | E | 9 | 1 | E | 9 | 22.7 | A | 7 | -1.7 | A | 7 | 19 | A | 7 | 1004 | E | 9 | 40 | A | 7 | 10.2 | A | 7 | 16100 | A | 7 | 77777 | E | 9 | 1.5 | E | 8 | 0.096 | F | 8 | 0.17 | F | 8 | -9900 | -9900 | ? | 0
1994-10-03 | 17:00 | 311 | 1365 | 165 | 1 | 28 | 562 | 1 | 31 | 37 | 1 | 28 | 17200 | 1 | 28 | 46800 | 1 | 31 | 6500 | 1 | 28 | 770 | 1 | 50 | 3 | E | 9 | 1 | E | 9 | 21.1 | A | 7 | -1.2 | A | 7 | 22 | A | 7 | 1004 | E | 9 | 30 | A | 7 | 4.6 | A | 7 | 16100 | A | 7 | 77777 | E | 9 | 1.5 | E | 8 | 0.096 | F | 8 | 0.17 | F | 8 | -9900 | -9900 | ? | 0
1994-10-03 | 18:00 | 77 | 1104 | 23 | 1 | 28 | 49 | 1 | 31 | 19 | 1 | 28 | 2400 | 1 | 28 | 1900 | 1 | 31 | 2300 | 1 | 28 | 330 | 1 | 50 | 9 | E | 9 | 4 | E | 9 | 20 | A | 7 | -2.3 | A | 7 | 22 | A | 7 | 1004 | E | 9 | 60 | A | 7 | 7.7 | A | 7 | 16100 | A | 7 | 1470 | E | 9 | 1.5 | E | 8 | 0.096 | F | 8 | 0.17 | F | 8 | -9900 | -9900 | ? | 0
1994-10-03 | 19:00 | 0 | 0 | 0 | 1 | 0 | 0 | 1 | 0 | 0 | 1 | 0 | 0 | 1 | 0 | 0 | 1 | 0 | 0 | 1 | 0 | 0 | 1 | 0 | 3 | E | 9 | 1 | E | 9 | 17.7 | A | 7 | -2.3 | A | 7 | 25 | A | 7 | 1004 | E | 9 | 80 | A | 7 | 1.5 | A | 7 | 16100 | A | 7 | 77777 | E | 9 | 1.4 | E | 8 | 0.096 | F | 8 | 0.17 | F | 8 | -9900 | -9900 | ? | 0
1994-10-03 | 20:00 | 0 | 0 | 0 | 1 | 0 | 0 | 1 | 0 | 0 | 1 | 0 | 0 | 1 | 0 | 0 | 1 | 0 | 0 | 1 | 0 | 0 | 1 | 0 | 0 | E | 9 | 0 | E | 9 | 15.5 | A | 7 | -1.2 | A | 7 | 31 | A | 7 | 1004 | E | 9 | 40 | A | 7 | 3.6 | A | 7 | 16100 | A | 7 | 77777 | E | 9 | 1.4 | E | 8 | 0.096 | F | 8 | 0.17 | F | 8 | -9900 | -9900 | ? | 0
1994-10-03 | 21:00 | 0 | 0 | 0 | 1 | 0 | 0 | 1 | 0 | 0 | 1 | 0 | 0 | 1 | 0 | 0 | 1 | 0 | 0 | 1 | 0 | 0 | 1 | 0 | 0 | E | 9 | 0 | E | 9 | 15.5 | A | 7 | -1.2 | A | 7 | 31 | A | 7 | 1004 | E | 9 | 20 | A | 7 | 4.6 | A | 7 | 16100 | A | 7 | 77777 | E | 9 | 1.4 | E | 8 | 0.096 | F | 8 | 0.17 | F | 8 | -9900 | -9900 | ? | 0
1994-10-03 | 22:00 | 0 | 0 | 0 | 1 | 0 | 0 | 1 | 0 | 0 | 1 | 0 | 0 | 1 | 0 | 0 | 1 | 0 | 0 | 1 | 0 | 0 | 1 | 0 | 0 | E | 9 | 0 | E | 9 | 13.8 | A | 7 | -0.6 | A | 7 | 37 | A | 7 | 1004 | E | 9 | 30 | A | 7 | 3.6 | A | 7 | 16100 | A | 7 | 77777 | E | 9 | 1.4 | E | 8 | 0.096 | F | 8 | 0.17 | F | 8 | -9900 | -9900 | ? | 0
1994-10-03 | 23:00 | 0 | 0 | 0 | 1 | 0 | 0 | 1 | 0 | 0 | 1 | 0 | 0 | 1 | 0 | 0 | 1 | 0 | 0 | 1 | 0 | 0 | 1 | 0 | 9 | E | 9 | 4 | E | 9 | 15 | A | 7 | -1.2 | A | 7 | 32 | A | 7 | 1004 | E | 9 | 20 | A | 7 | 4.6 | A | 7 | 16100 | A | 7 | 1170 | E | 9 | 1.4 | E | 8 | 0.096 | F | 8 | 0.17 | F | 8 | -9900 | -9900 | ? | 0
1994-10-03 | 24:00 | 0 | 0 | 0 | 1 | 0 | 0 | 1 | 0 | 0 | 1 | 0 | 0 | 1 | 0 | 0 | 1 | 0 | 0 | 1 | 0 | 0 | 1 | 0 | 9 | E | 9 | 4 | E | 9 | 15.5 | A | 7 | -1.7 | A | 7 | 30 | A | 7 | 1004 | E | 9 | 30 | A | 7 | 4.6 | A | 7 | 16100 | A | 7 | 1080 | E | 9 | 1.4 | E | 8 | 0.096 | F | 8 | 0.17 | F | 8 | -9900 | -9900 | ? | 0
1994-10-04 | 1:00 | 0 | 0 | 0 | 1 | 0 | 0 | 1 | 0 | 0 | 1 | 0 | 0 | 1 | 0 | 0 | 1 | 0 | 0 | 1 | 0 | 0 | 1 | 0 | 9 | E | 9 | 4 | E | 9 | 15 | A | 7 | -1.7 | A | 7 | 31 | A | 7 | 1004 | E | 9 | 30 | A | 7 | 5.1 | A | 7 | 16100 | A | 7 | 780 | E | 9 | 1.3 | E | 8 | 0.096 | F | 8 | 0.17 | F | 8 | -9900 | -9900 | ? | 0
1994-10-04 | 2:00 | 0 | 0 | 0 | 1 | 0 | 0 | 1 | 0 | 0 | 1 | 0 | 0 | 1 | 0 | 0 | 1 | 0 | 0 | 1 | 0 | 0 | 1 | 0 | 9 | E | 9 | 4 | E | 9 | 15 | A | 7 | -1.7 | A | 7 | 31 | A | 7 | 1004 | E | 9 | 30 | A | 7 | 7.2 | A | 7 | 16100 | A | 7 | 780 | E | 9 | 1.3 | E | 8 | 0.096 | F | 8 | 0.17 | F | 8 | -9900 | -9900 | ? | 0
1994-10-04 | 3:00 | 0 | 0 | 0 | 1 | 0 | 0 | 1 | 0 | 0 | 1 | 0 | 0 | 1 | 0 | 0 | 1 | 0 | 0 | 1 | 0 | 0 | 1 | 0 | 2 | E | 9 | 1 | E | 9 | 14.4 | A | 7 | -1.7 | A | 7 | 32 | A | 7 | 1004 | E | 9 | 20 | A | 7 | 5.1 | A | 7 | 16100 | A | 7 | 77777 | E | 9 | 1.3 | E | 8 | 0.096 | F | 8 | 0.17 | F | 8 | -9900 | -9900 | ? | 0
1994-10-04 | 4:00 | 0 | 0 | 0 | 1 | 0 | 0 | 1 | 0 | 0 | 1 | 0 | 0 | 1 | 0 | 0 | 1 | 0 | 0 | 1 | 0 | 0 | 1 | 0 | 0 | E | 9 | 0 | E | 9 | 13.8 | A | 7 | -1.2 | A | 7 | 35 | A | 7 | 1004 | E | 9 | 40 | A | 7 | 5.6 | A | 7 | 16100 | A | 7 | 77777 | E | 9 | 1.3 | E | 8 | 0.096 | F | 8 | 0.17 | F | 8 | -9900 | -9900 | ? | 0
1994-10-04 | 5:00 | 0 | 0 | 0 | 1 | 0 | 0 | 1 | 0 | 0 | 1 | 0 | 0 | 1 | 0 | 0 | 1 | 0 | 0 | 1 | 0 | 0 | 1 | 0 | 0 | E | 9 | 0 | E | 9 | 11.6 | A | 7 | -1.2 | A | 7 | 41 | A | 7 | 1004 | E | 9 | 20 | A | 7 | 4.1 | A | 7 | 16100 | A | 7 | 77777 | E | 9 | 1.3 | E | 8 | 0.096 | F | 8 | 0.17 | F | 8 | -9900 | -9900 | ? | 0
1994-10-04 | 6:00 | 0 | 0 | 0 | 1 | 0 | 0 | 1 | 0 | 0 | 1 | 0 | 0 | 1 | 0 | 0 | 1 | 0 | 0 | 1 | 0 | 0 | 1 | 0 | 0 | E | 9 | 0 | E | 9 | 12.2 | A | 7 | -1.2 | A | 7 | 39 | A | 7 | 1004 | E | 9 | 20 | A | 7 | 4.1 | A | 7 | 16100 | A | 7 | 77777 | E | 9 | 1.3 | E | 8 | 0.096 | F | 8 | 0.17 | F | 8 | -9900 | -9900 | ? | 0
1994-10-04 | 7:00 | 62 | 991 | 23 | 1 | 28 | 197 | 1 | 31 | 11 | 1 | 28 | 2500 | 1 | 28 | 10900 | 1 | 31 | 1800 | 1 | 28 | 250 | 1 | 50 | 0 | E | 9 | 0 | E | 9 | 12.7 | A | 7 | -1.2 | A | 7 | 38 | A | 7 | 1004 | E | 9 | 40 | A | 7 | 4.1 | A | 7 | 16100 | A | 7 | 77777 | E | 9 | 1.3 | E | 8 | 0.096 | F | 8 | 0.17 | F | 8 | -9900 | -9900 | ? | 0
1994-10-04 | 8:00 | 292 | 1366 | 165 | 1 | 28 | 607 | 1 | 31 | 35 | 1 | 28 | 17200 | 1 | 28 | 49600 | 1 | 31 | 6500 | 1 | 28 | 730 | 1 | 50 | 0 | E | 9 | 0 | E | 9 | 15.5 | A | 7 | -1.2 | A | 7 | 31 | A | 7 | 1004 | E | 9 | 30 | A | 7 | 7.2 | A | 7 | 16100 | A | 7 | 77777 | E | 9 | 1.3 | E | 8 | 0.096 | F | 8 | 0.17 | F | 8 | -9900 | -9900 | ? | 0
1994-10-04 | 9:00 | 511 | 1366 | 340 | 1 | 28 | 776 | 1 | 31 | 50 | 1 | 28 | 35900 | 1 | 28 | 72800 | 1 | 31 | 8600 | 1 | 28 | 1170 | 1 | 50 | 0 | E | 9 | 0 | E | 9 | 17.7 | A | 7 | -0.6 | A | 7 | 29 | A | 7 | 1004 | E | 9 | 20 | A | 7 | 7.2 | A | 7 | 16100 | A | 7 | 77777 | E | 9 | 1.3 | E | 8 | 0.096 | F | 8 | 0.17 | F | 8 | -9900 | -9900 | ? | 0
1994-10-04 | 10:00 | 690 | 1366 | 496 | 1 | 28 | 856 | 1 | 31 | 63 | 1 | 28 | 52100 | 1 | 28 | 83500 | 1 | 31 | 9800 | 1 | 28 | 1510 | 1 | 50 | 0 | E | 9 | 0 | E | 9 | 18.8 | A | 7 | 0 | A | 7 | 28 | A | 7 | 1004 | E | 9 | 20 | A | 7 | 6.1 | A | 7 | 16100 | A | 7 | 77777 | E | 9 | 1.4 | E | 8 | 0.096 | F | 8 | 0.17 | F | 8 | -9900 | -9900 | ? | 0
1994-10-04 | 11:00 | 818 | 1366 | 608 | 1 | 28 | 896 | 1 | 31 | 72 | 1 | 28 | 63900 | 1 | 28 | 88700 | 1 | 31 | 10600 | 1 | 28 | 1790 | 1 | 50 | 0 | E | 9 | 0 | E | 9 | 21.6 | A | 7 | -2.3 | A | 7 | 20 | A | 7 | 1004 | E | 9 | 30 | A | 7 | 9.2 | A | 7 | 16100 | A | 7 | 77777 | E | 9 | 1.4 | E | 8 | 0.096 | F | 8 | 0.17 | F | 8 | -9900 | -9900 | ? | 0
1994-10-04 | 12:00 | 885 | 1366 | 668 | 1 | 28 | 913 | 1 | 31 | 76 | 1 | 28 | 69900 | 1 | 28 | 90800 | 1 | 31 | 10900 | 1 | 28 | 1970 | 1 | 50 | 0 | E | 9 | 0 | E | 9 | 22.2 | A | 7 | -1.2 | A | 7 | 21 | A | 7 | 1004 | E | 9 | 20 | A | 7 | 6.1 | A | 7 | 16100 | A | 7 | 77777 | E | 9 | 1.4 | E | 8 | 0.096 | F | 8 | 0.17 | F | 8 | -9900 | -9900 | ? | 0
1994-10-04 | 13:00 | 887 | 1366 | 669 | 1 | 28 | 913 | 1 | 31 | 76 | 1 | 28 | 70100 | 1 | 28 | 90800 | 1 | 31 | 10900 | 1 | 28 | 1980 | 1 | 50 | 0 | E | 9 | 0 | E | 9 | 23.3 | A | 7 | -1.2 | A | 7 | 19 | A | 7 | 1004 | E | 9 | 20 | A | 7 | 8.2 | A | 7 | 16100 | A | 7 | 77777 | E | 9 | 1.4 | E | 8 | 0.096 | F | 8 | 0.17 | F | 8 | -9900 | -9900 | ? | 0
1994-10-04 | 14:00 | 823 | 1366 | 612 | 1 | 28 | 896 | 1 | 31 | 72 | 1 | 28 | 64200 | 1 | 28 | 88700 | 1 | 31 | 10600 | 1 | 28 | 1800 | 1 | 50 | 0 | E | 9 | 0 | E | 9 | 23.8 | A | 7 | -0.6 | A | 7 | 20 | A | 7 | 1004 | E | 9 | 10 | A | 7 | 7.7 | A | 7 | 16100 | A | 7 | 77777 | E | 9 | 1.4 | E | 8 | 0.096 | F | 8 | 0.17 | F | 8 | -9900 | -9900 | ? | 0
1994-10-04 | 15:00 | 698 | 1366 | 502 | 1 | 28 | 857 | 1 | 31 | 64 | 1 | 28 | 52800 | 1 | 28 | 83700 | 1 | 31 | 9900 | 1 | 28 | 1530 | 1 | 50 | 0 | E | 9 | 0 | E | 9 | 23.8 | A | 7 | -1.2 | A | 7 | 19 | A | 7 | 1004 | E | 9 | 10 | A | 7 | 6.6 | A | 7 | 16100 | A | 7 | 77777 | E | 9 | 1.4 | E | 8 | 0.096 | F | 8 | 0.17 | F | 8 | -9900 | -9900 | ? | 0
1994-10-04 | 16:00 | 521 | 1366 | 348 | 1 | 28 | 779 | 1 | 31 | 51 | 1 | 28 | 36700 | 1 | 28 | 73300 | 1 | 31 | 8700 | 1 | 28 | 1190 | 1 | 50 | 0 | E | 9 | 0 | E | 9 | 23.8 | A | 7 | -1.7 | A | 7 | 18 | A | 7 | 1004 | E | 9 | 30 | A | 7 | 5.6 | A | 7 | 16100 | A | 7 | 77777 | E | 9 | 1.4 | E | 8 | 0.096 | F | 8 | 0.17 | F | 8 | -9900 | -9900 | ? | 0
1994-10-04 | 17:00 | 303 | 1366 | 173 | 1 | 28 | 617 | 1 | 31 | 36 | 1 | 28 | 18100 | 1 | 28 | 51000 | 1 | 31 | 6700 | 1 | 28 | 750 | 1 | 50 | 0 | E | 9 | 0 | E | 9 | 23.3 | A | 7 | -2.3 | A | 7 | 18 | A | 7 | 1004 | E | 9 | 20 | A | 7 | 6.6 | A | 7 | 16100 | A | 7 | 77777 | E | 9 | 1.5 | E | 8 | 0.096 | F | 8 | 0.17 | F | 8 | -9900 | -9900 | ? | 0
1994-10-04 | 18:00 | 71 | 1059 | 27 | 1 | 28 | 219 | 1 | 31 | 12 | 1 | 28 | 2900 | 1 | 28 | 12200 | 1 | 31 | 2000 | 1 | 28 | 260 | 1 | 50 | 0 | E | 9 | 0 | E | 9 | 21.1 | A | 7 | -2.3 | A | 7 | 20 | A | 7 | 1004 | E | 9 | 360 | A | 7 | 4.6 | A | 7 | 16100 | A | 7 | 77777 | E | 9 | 1.5 | E | 8 | 0.096 | F | 8 | 0.17 | F | 8 | -9900 | -9900 | ? | 0
1994-10-04 | 19:00 | 0 | 0 | 0 | 1 | 0 | 0 | 1 | 0 | 0 | 1 | 0 | 0 | 1 | 0 | 0 | 1 | 0 | 0 | 1 | 0 | 0 | 1 | 0 | 1 | E | 9 | 1 | E | 9 | 18.8 | A | 7 | -1.7 | A | 7 | 24 | A | 7 | 1004 | E | 9 | 360 | A | 7 | 3.6 | A | 7 | 16100 | A | 7 | 77777 | E | 9 | 1.5 | E | 8 | 0.096 | F | 8 | 0.17 | F | 8 | -9900 | -9900 | ? | 0
1994-10-04 | 20:00 | 0 | 0 | 0 | 1 | 0 | 0 | 1 | 0 | 0 | 1 | 0 | 0 | 1 | 0 | 0 | 1 | 0 | 0 | 1 | 0 | 0 | 1 | 0 | 1 | E | 9 | 1 | E | 9 | 15.5 | A | 7 | -2.3 | A | 7 | 29 | A | 7 | 1004 | E | 9 | 320 | A | 7 | 3.6 | A | 7 | 16100 | A | 7 | 77777 | E | 9 | 1.5 | E | 8 | 0.096 | F | 8 | 0.17 | F | 8 | -9900 | -9900 | ? | 0
1994-10-04 | 21:00 | 0 | 0 | 0 | 1 | 0 | 0 | 1 | 0 | 0 | 1 | 0 | 0 | 1 | 0 | 0 | 1 | 0 | 0 | 1 | 0 | 0 | 1 | 0 | 1 | E | 9 | 1 | E | 9 | 13.8 | A | 7 | -1.7 | A | 7 | 34 | A | 7 | 1004 | E | 9 | 290 | A | 7 | 2.5 | A | 7 | 16100 | A | 7 | 77777 | E | 9 | 1.5 | E | 8 | 0.096 | F | 8 | 0.17 | F | 8 | -9900 | -9900 | ? | 0
1994-10-04 | 22:00 | 0 | 0 | 0 | 1 | 0 | 0 | 1 | 0 | 0 | 1 | 0 | 0 | 1 | 0 | 0 | 1 | 0 | 0 | 1 | 0 | 0 | 1 | 0 | 1 | E | 9 | 1 | E | 9 | 13.3 | A | 7 | -1.7 | A | 7 | 35 | A | 7 | 1004 | E | 9 | 290 | A | 7 | 2.5 | A | 7 | 16100 | A | 7 | 77777 | E | 9 | 1.5 | E | 8 | 0.096 | F | 8 | 0.17 | F | 8 | -9900 | -9900 | ? | 0
1994-10-04 | 23:00 | 0 | 0 | 0 | 1 | 0 | 0 | 1 | 0 | 0 | 1 | 0 | 0 | 1 | 0 | 0 | 1 | 0 | 0 | 1 | 0 | 0 | 1 | 0 | 1 | E | 9 | 1 | E | 9 | 11.1 | A | 7 | -1.2 | A | 7 | 42 | A | 7 | 1004 | E | 9 | 310 | A | 7 | 2 | A | 7 | 16100 | A | 7 | 77777 | E | 9 | 1.5 | E | 8 | 0.096 | F | 8 | 0.17 | F | 8 | -9900 | -9900 | ? | 0
1994-10-04 | 24:00 | 0 | 0 | 0 | 1 | 0 | 0 | 1 | 0 | 0 | 1 | 0 | 0 | 1 | 0 | 0 | 1 | 0 | 0 | 1 | 0 | 0 | 1 | 0 | 2 | E | 9 | 2 | E | 9 | 7.7 | A | 7 | -1.2 | A | 7 | 53 | A | 7 | 1004 | E | 9 | 300 | A | 7 | 1.5 | A | 7 | 16100 | A | 7 | 77777 | E | 9 | 1.5 | E | 8 | 0.096 | F | 8 | 0.17 | F | 8 | -9900 | -9900 | ? | 0
1994-10-05 | 1:00 | 0 | 0 | 0 | 1 | 0 | 0 | 1 | 0 | 0 | 1 | 0 | 0 | 1 | 0 | 0 | 1 | 0 | 0 | 1 | 0 | 0 | 1 | 0 | 2 | E | 9 | 2 | E | 9 | 6.6 | A | 7 | -1.2 | A | 7 | 57 | A | 7 | 1004 | E | 9 | 320 | A | 7 | 1.5 | A | 7 | 16100 | A | 7 | 77777 | E | 9 | 1.6 | E | 8 | 0.096 | F | 8 | 0.17 | F | 8 | -9900 | -9900 | ? | 0
1994-10-05 | 2:00 | 0 | 0 | 0 | 1 | 0 | 0 | 1 | 0 | 0 | 1 | 0 | 0 | 1 | 0 | 0 | 1 | 0 | 0 | 1 | 0 | 0 | 1 | 0 | 2 | E | 9 | 2 | E | 9 | 5.5 | A | 7 | -1.7 | A | 7 | 59 | A | 7 | 1004 | E | 9 | 240 | A | 7 | 2 | A | 7 | 16100 | A | 7 | 77777 | E | 9 | 1.6 | E | 8 | 0.096 | F | 8 | 0.17 | F | 8 | -9900 | -9900 | ? | 0
1994-10-05 | 3:00 | 0 | 0 | 0 | 1 | 0 | 0 | 1 | 0 | 0 | 1 | 0 | 0 | 1 | 0 | 0 | 1 | 0 | 0 | 1 | 0 | 0 | 1 | 0 | 2 | E | 9 | 2 | E | 9 | 5.5 | A | 7 | 0 | A | 7 | 68 | A | 7 | 1004 | E | 9 | 0 | A | 7 | 0 | A | 7 | 16100 | A | 7 | 77777 | E | 9 | 1.6 | E | 8 | 0.096 | F | 8 | 0.17 | F | 8 | -9900 | -9900 | ? | 0
1994-10-05 | 4:00 | 0 | 0 | 0 | 1 | 0 | 0 | 1 | 0 | 0 | 1 | 0 | 0 | 1 | 0 | 0 | 1 | 0 | 0 | 1 | 0 | 0 | 1 | 0 | 2 | E | 9 | 2 | E | 9 | 5.5 | A | 7 | -0.6 | A | 7 | 64 | A | 7 | 1004 | E | 9 | 0 | A | 7 | 0 | A | 7 | 16100 | A | 7 | 77777 | E | 9 | 1.6 | E | 8 | 0.096 | F | 8 | 0.17 | F | 8 | -9900 | -9900 | ? | 0
1994-10-05 | 5:00 | 0 | 0 | 0 | 1 | 0 | 0 | 1 | 0 | 0 | 1 | 0 | 0 | 1 | 0 | 0 | 1 | 0 | 0 | 1 | 0 | 0 | 1 | 0 | 2 | E | 9 | 2 | E | 9 | 3.3 | A | 7 | -1.7 | A | 7 | 69 | A | 7 | 1004 | E | 9 | 0 | A | 7 | 0 | A | 7 | 16100 | A | 7 | 77777 | E | 9 | 1.6 | E | 8 | 0.096 | F | 8 | 0.17 | F | 8 | -9900 | -9900 | ? | 0
1994-10-05 | 6:00 | 0 | 0 | 0 | 1 | 0 | 0 | 1 | 0 | 0 | 1 | 0 | 0 | 1 | 0 | 0 | 1 | 0 | 0 | 1 | 0 | 0 | 1 | 0 | 2 | E | 9 | 2 | E | 9 | 3.3 | A | 7 | -1.7 | A | 7 | 69 | A | 7 | 1004 | E | 9 | 0 | A | 7 | 0 | A | 7 | 16100 | A | 7 | 77777 | E | 9 | 1.6 | E | 8 | 0.096 | F | 8 | 0.17 | F | 8 | -9900 | -9900 | ? | 0
1994-10-05 | 7:00 | 59 | 968 | 12 | 1 | 28 | 6 | 1 | 31 | 11 | 1 | 28 | 1300 | 1 | 28 | 300 | 1 | 31 | 1200 | 1 | 28 | 290 | 1 | 50 | 8 | E | 9 | 8 | E | 9 | 3.3 | A | 7 | -0.6 | A | 7 | 75 | A | 7 | 1004 | E | 9 | 0 | A | 7 | 0 | A | 7 | 16100 | A | 7 | 5897 | E | 9 | 1.6 | E | 8 | 0.096 | F | 8 | 0.17 | F | 8 | -9900 | -9900 | ? | 0
1994-10-05 | 8:00 | 286 | 1367 | 109 | 1 | 28 | 13 | 1 | 31 | 107 | 1 | 28 | 11900 | 1 | 28 | 700 | 1 | 31 | 11700 | 1 | 28 | 3140 | 1 | 50 | 7 | E | 9 | 7 | E | 9 | 9.4 | A | 7 | 1.1 | A | 7 | 56 | A | 7 | 1004 | E | 9 | 0 | A | 7 | 0 | A | 7 | 16100 | A | 7 | 7288 | E | 9 | 1.7 | E | 8 | 0.096 | F | 8 | 0.17 | F | 8 | -9900 | -9900 | ? | 0
1994-10-05 | 9:00 | 505 | 1367 | 276 | 1 | 28 | 243 | 1 | 31 | 186 | 1 | 28 | 29600 | 1 | 28 | 23300 | 1 | 31 | 21000 | 1 | 28 | 4300 | 1 | 50 | 7 | E | 9 | 7 | E | 9 | 12.7 | A | 7 | 3.3 | A | 7 | 53 | A | 7 | 1004 | E | 9 | 210 | A | 7 | 2 | A | 7 | 16100 | A | 7 | 8590 | E | 9 | 1.7 | E | 8 | 0.096 | F | 8 | 0.17 | F | 8 | -9900 | -9900 | ? | 0
1994-10-05 | 10:00 | 685 | 1367 | 313 | 1 | 28 | 358 | 1 | 31 | 134 | 1 | 28 | 34000 | 1 | 28 | 36000 | 1 | 31 | 15900 | 1 | 28 | 2770 | 1 | 50 | 7 | E | 9 | 7 | E | 9 | 16.1 | A | 7 | 2.7 | A | 7 | 41 | A | 7 | 1004 | E | 9 | 190 | A | 7 | 1.5 | A | 7 | 16100 | A | 7 | 10506 | E | 9 | 1.7 | E | 8 | 0.096 | F | 8 | 0.17 | F | 8 | -9900 | -9900 | ? | 0
1994-10-05 | 11:00 | 812 | 1367 | 445 | 1 | 28 | 480 | 1 | 31 | 160 | 1 | 28 | 48500 | 1 | 28 | 49300 | 1 | 31 | 19100 | 1 | 28 | 3680 | 1 | 50 | 6 | E | 9 | 6 | E | 9 | 18.8 | A | 7 | 2.7 | A | 7 | 34 | A | 7 | 1004 | E | 9 | 170 | A | 7 | 3 | A | 7 | 16100 | A | 7 | 12422 | E | 9 | 1.7 | E | 8 | 0.096 | F | 8 | 0.17 | F | 8 | -9900 | -9900 | ? | 0
1994-10-05 | 12:00 | 879 | 1367 | 518 | 1 | 28 | 437 | 1 | 31 | 237 | 1 | 28 | 54800 | 1 | 28 | 45000 | 1 | 31 | 25800 | 1 | 28 | 6020 | 1 | 50 | 5 | E | 9 | 5 | E | 9 | 20.5 | A | 7 | 1.6 | A | 7 | 28 | A | 7 | 1004 | E | 9 | 140 | A | 7 | 3 | A | 7 | 16100 | A | 7 | 14337 | E | 9 | 1.7 | E | 8 | 0.096 | F | 8 | 0.17 | F | 8 | -9900 | -9900 | ? | 0
1994-10-05 | 13:00 | 880 | 1367 | 530 | 1 | 28 | 555 | 1 | 31 | 172 | 1 | 28 | 55600 | 1 | 28 | 55800 | 1 | 31 | 19500 | 1 | 28 | 4290 | 1 | 50 | 5 | E | 9 | 5 | E | 9 | 22.7 | A | 7 | 0.5 | A | 7 | 23 | A | 7 | 1004 | E | 9 | 300 | A | 7 | 8.2 | A | 7 | 16100 | A | 7 | 16253 | E | 9 | 1.7 | E | 8 | 0.096 | F | 8 | 0.17 | F | 8 | -9900 | -9900 | ? | 0
1994-10-05 | 14:00 | 816 | 1367 | 373 | 1 | 28 | 366 | 1 | 31 | 154 | 1 | 28 | 40800 | 1 | 28 | 37600 | 1 | 31 | 18200 | 1 | 28 | 3540 | 1 | 50 | 4 | E | 9 | 4 | E | 9 | 22.7 | A | 7 | 3.3 | A | 7 | 28 | A | 7 | 1004 | E | 9 | 310 | A | 7 | 7.7 | A | 7 | 16100 | A | 7 | 18169 | E | 9 | 1.8 | E | 8 | 0.096 | F | 8 | 0.17 | F | 8 | -9900 | -9900 | ? | 0
1994-10-05 | 15:00 | 691 | 1367 | 462 | 1 | 28 | 619 | 1 | 31 | 149 | 1 | 28 | 47700 | 1 | 28 | 60400 | 1 | 31 | 17100 | 1 | 28 | 3060 | 1 | 50 | 4 | E | 9 | 4 | E | 9 | 20.5 | A | 7 | 5 | A | 7 | 36 | A | 7 | 1004 | E | 9 | 300 | A | 7 | 6.6 | A | 7 | 16100 | A | 7 | 20085 | E | 9 | 1.8 | E | 8 | 0.096 | F | 8 | 0.17 | F | 8 | -9900 | -9900 | ? | 0
1994-10-05 | 16:00 | 513 | 1367 | 280 | 1 | 24 | 492 | 1 | 27 | 96 | 1 | 24 | 29100 | 1 | 24 | 45900 | 1 | 27 | 11800 | 1 | 24 | 1840 | 1 | 43 | 3 | A | 7 | 3 | E | 9 | 19.4 | A | 7 | 7.7 | A | 7 | 47 | A | 7 | 1004 | E | 9 | 290 | A | 7 | 7.2 | A | 7 | 16100 | A | 7 | 77777 | A | 7 | 1.8 | E | 8 | 0.096 | F | 8 | 0.17 | F | 8 | -9900 | -9900 | ? | 0
1994-10-05 | 17:00 | 295 | 1367 | 139 | 1 | 24 | 317 | 1 | 27 | 71 | 1 | 24 | 14600 | 1 | 24 | 24600 | 1 | 27 | 9200 | 1 | 24 | 1300 | 1 | 43 | 2 | A | 7 | 2 | E | 9 | 16.6 | A | 7 | 7.7 | A | 7 | 56 | A | 7 | 1004 | E | 9 | 310 | A | 7 | 5.6 | A | 7 | 16100 | A | 7 | 77777 | A | 7 | 1.8 | E | 8 | 0.096 | F | 8 | 0.17 | F | 8 | -9900 | -9900 | ? | 0
1994-10-05 | 18:00 | 65 | 1037 | 13 | 1 | 24 | 7 | 1 | 27 | 13 | 1 | 24 | 1500 | 1 | 24 | 400 | 1 | 27 | 1500 | 1 | 24 | 330 | 1 | 43 | 9 | A | 7 | 9 | E | 9 | 16.1 | A | 7 | 7.2 | A | 7 | 56 | A | 7 | 1004 | E | 9 | 300 | A | 7 | 5.6 | A | 7 | 16100 | A | 7 | 930 | A | 7 | 1.8 | E | 8 | 0.096 | F | 8 | 0.17 | F | 8 | -9900 | -9900 | ? | 0
1994-10-05 | 19:00 | 0 | 0 | 0 | 1 | 0 | 0 | 1 | 0 | 0 | 1 | 0 | 0 | 1 | 0 | 0 | 1 | 0 | 0 | 1 | 0 | 0 | 1 | 0 | 9 | A | 7 | 9 | E | 9 | 15.5 | A | 7 | 5.5 | A | 7 | 51 | A | 7 | 1004 | E | 9 | 290 | A | 7 | 6.1 | A | 7 | 16100 | A | 7 | 930 | A | 7 | 1.8 | E | 8 | 0.096 | F | 8 | 0.17 | F | 8 | -9900 | -9900 | ? | 0
1994-10-05 | 20:00 | 0 | 0 | 0 | 1 | 0 | 0 | 1 | 0 | 0 | 1 | 0 | 0 | 1 | 0 | 0 | 1 | 0 | 0 | 1 | 0 | 0 | 1 | 0 | 3 | A | 7 | 3 | E | 9 | 13.8 | A | 7 | 5 | A | 7 | 55 | A | 7 | 1004 | E | 9 | 290 | A | 7 | 5.6 | A | 7 | 16100 | A | 7 | 77777 | A | 7 | 1.9 | E | 8 | 0.096 | F | 8 | 0.17 | F | 8 | -9900 | -9900 | ? | 0
1994-10-05 | 21:00 | 0 | 0 | 0 | 1 | 0 | 0 | 1 | 0 | 0 | 1 | 0 | 0 | 1 | 0 | 0 | 1 | 0 | 0 | 1 | 0 | 0 | 1 | 0 | 10 | A | 7 | 10 | E | 9 | 14.4 | A | 7 | 3.8 | A | 7 | 49 | A | 7 | 1004 | E | 9 | 250 | A | 7 | 3 | A | 7 | 16100 | A | 7 | 1230 | A | 7 | 1.9 | E | 8 | 0.096 | F | 8 | 0.17 | F | 8 | -9900 | -9900 | ? | 0
1994-10-05 | 22:00 | 0 | 0 | 0 | 1 | 0 | 0 | 1 | 0 | 0 | 1 | 0 | 0 | 1 | 0 | 0 | 1 | 0 | 0 | 1 | 0 | 0 | 1 | 0 | 10 | A | 7 | 10 | E | 9 | 14.4 | A | 7 | 3.8 | A | 7 | 49 | A | 7 | 1004 | E | 9 | 270 | A | 7 | 2.5 | A | 7 | 16100 | A | 7 | 1290 | A | 7 | 1.9 | E | 8 | 0.096 | F | 8 | 0.17 | F | 8 | -9900 | -9900 | ? | 0
1994-10-05 | 23:00 | 0 | 0 | 0 | 1 | 0 | 0 | 1 | 0 | 0 | 1 | 0 | 0 | 1 | 0 | 0 | 1 | 0 | 0 | 1 | 0 | 0 | 1 | 0 | 10 | A | 7 | 10 | E | 9 | 13.8 | A | 7 | 4.4 | A | 7 | 53 | A | 7 | 1004 | E | 9 | 290 | A | 7 | 2.5 | A | 7 | 16100 | A | 7 | 1410 | A | 7 | 1.9 | E | 8 | 0.096 | F | 8 | 0.17 | F | 8 | -9900 | -9900 | ? | 0
1994-10-05 | 24:00 | 0 | 0 | 0 | 1 | 0 | 0 | 1 | 0 | 0 | 1 | 0 | 0 | 1 | 0 | 0 | 1 | 0 | 0 | 1 | 0 | 0 | 1 | 0 | 9 | A | 7 | 9 | E | 9 | 13.3 | A | 7 | 4.4 | A | 7 | 55 | A | 7 | 1004 | E | 9 | 240 | A | 7 | 1.5 | A | 7 | 16100 | A | 7 | 1410 | A | 7 | 1.9 | E | 8 | 0.096 | F | 8 | 0.17 | F | 8 | -9900 | -9900 | ? | 0
1994-10-06 | 1:00 | 0 | 0 | 0 | 1 | 0 | 0 | 1 | 0 | 0 | 1 | 0 | 0 | 1 | 0 | 0 | 1 | 0 | 0 | 1 | 0 | 0 | 1 | 0 | 10 | A | 7 | 10 | E | 9 | 13.3 | A | 7 | 5 | A | 7 | 57 | A | 7 | 1004 | E | 9 | 280 | A | 7 | 2 | A | 7 | 16100 | A | 7 | 1200 | A | 7 | 1.9 | E | 8 | 0.095 | F | 8 | 0.17 | F | 8 | -9900 | -9900 | ? | 0
1994-10-06 | 2:00 | 0 | 0 | 0 | 1 | 0 | 0 | 1 | 0 | 0 | 1 | 0 | 0 | 1 | 0 | 0 | 1 | 0 | 0 | 1 | 0 | 0 | 1 | 0 | 10 | A | 7 | 10 | E | 9 | 13.3 | A | 7 | 5 | A | 7 | 57 | A | 7 | 1004 | E | 9 | 0 | A | 7 | 0 | A | 7 | 16100 | A | 7 | 1410 | A | 7 | 2 | E | 8 | 0.095 | F | 8 | 0.17 | F | 8 | -9900 | -9900 | ? | 0
1994-10-06 | 3:00 | 0 | 0 | 0 | 1 | 0 | 0 | 1 | 0 | 0 | 1 | 0 | 0 | 1 | 0 | 0 | 1 | 0 | 0 | 1 | 0 | 0 | 1 | 0 | 10 | A | 7 | 10 | E | 9 | 13.3 | A | 7 | 5.5 | A | 7 | 59 | A | 7 | 1004 | E | 9 | 0 | A | 7 | 0 | A | 7 | 16100 | A | 7 | 1410 | A | 7 | 2 | E | 8 | 0.095 | F | 8 | 0.17 | F | 8 | -9900 | -9900 | ? | 0
1994-10-06 | 4:00 | 0 | 0 | 0 | 1 | 0 | 0 | 1 | 0 | 0 | 1 | 0 | 0 | 1 | 0 | 0 | 1 | 0 | 0 | 1 | 0 | 0 | 1 | 0 | 10 | A | 7 | 10 | E | 9 | 12.2 | A | 7 | 5.5 | A | 7 | 64 | A | 7 | 1004 | E | 9 | 0 | A | 7 | 0 | A | 7 | 16100 | A | 7 | 1470 | A | 7 | 2 | E | 8 | 0.095 | F | 8 | 0.17 | F | 8 | -9900 | -9900 | ? | 0
1994-10-06 | 5:00 | 0 | 0 | 0 | 1 | 0 | 0 | 1 | 0 | 0 | 1 | 0 | 0 | 1 | 0 | 0 | 1 | 0 | 0 | 1 | 0 | 0 | 1 | 0 | 9 | A | 7 | 9 | E | 9 | 12.7 | A | 7 | 5.5 | A | 7 | 62 | A | 7 | 1004 | E | 9 | 0 | A | 7 | 0 | A | 7 | 16100 | A | 7 | 1410 | A | 7 | 2 | E | 8 | 0.095 | F | 8 | 0.17 | F | 8 | -9900 | -9900 | ? | 0
1994-10-06 | 6:00 | 0 | 0 | 0 | 1 | 0 | 0 | 1 | 0 | 0 | 1 | 0 | 0 | 1 | 0 | 0 | 1 | 0 | 0 | 1 | 0 | 0 | 1 | 0 | 2 | A | 7 | 2 | E | 9 | 12.7 | A | 7 | 5.5 | A | 7 | 62 | A | 7 | 1004 | E | 9 | 150 | A | 7 | 1.5 | A | 7 | 8000 | A | 7 | 77777 | A | 7 | 2 | E | 8 | 0.095 | F | 8 | 0.17 | F | 8 | -9900 | -9900 | ? | 0
1994-10-06 | 7:00 | 55 | 946 | 12 | 1 | 24 | 1 | 1 | 27 | 11 | 1 | 24 | 1300 | 1 | 24 | 0 | 1 | 27 | 1300 | 1 | 24 | 410 | 1 | 43 | 9 | A | 7 | 9 | E | 9 | 12.7 | A | 7 | 6.1 | A | 7 | 64 | A | 7 | 1004 | E | 9 | 0 | A | 7 | 0 | A | 7 | 16100 | A | 7 | 1470 | A | 7 | 2 | E | 8 | 0.095 | F | 8 | 0.17 | F | 8 | -9900 | -9900 | ? | 0
1994-10-06 | 8:00 | 281 | 1368 | 41 | 1 | 24 | 0 | 1 | 27 | 41 | 1 | 24 | 4800 | 1 | 24 | 0 | 1 | 27 | 4800 | 1 | 24 | 1610 | 1 | 43 | 10 | A | 7 | 10 | E | 9 | 13.8 | A | 7 | 6.6 | A | 7 | 62 | A | 7 | 1004 | E | 9 | 190 | A | 7 | 1.5 | A | 7 | 11300 | A | 7 | 1470 | A | 7 | 2 | E | 8 | 0.095 | F | 8 | 0.17 | F | 8 | -9900 | -9900 | ? | 0
1994-10-06 | 9:00 | 500 | 1368 | 168 | 1 | 24 | 69 | 1 | 27 | 143 | 1 | 24 | 18500 | 1 | 24 | 6500 | 1 | 27 | 16100 | 1 | 24 | 3940 | 1 | 43 | 9 | A | 7 | 9 | E | 9 | 16.1 | A | 7 | 6.1 | A | 7 | 51 | A | 7 | 1004 | E | 9 | 0 | A | 7 | 0 | A | 7 | 16100 | A | 7 | 1410 | A | 7 | 1.9 | E | 8 | 0.095 | F | 8 | 0.17 | F | 8 | -9900 | -9900 | ? | 0
1994-10-06 | 10:00 | 679 | 1368 | 261 | 1 | 24 | 79 | 1 | 27 | 221 | 1 | 24 | 28600 | 1 | 24 | 7900 | 1 | 27 | 24700 | 1 | 24 | 6530 | 1 | 43 | 9 | A | 7 | 9 | E | 9 | 16.6 | A | 7 | 5.5 | A | 7 | 48 | A | 7 | 1004 | E | 9 | 300 | A | 7 | 1.5 | A | 7 | 16100 | A | 7 | 1410 | A | 7 | 1.9 | E | 8 | 0.095 | F | 8 | 0.17 | F | 8 | -9900 | -9900 | ? | 0
1994-10-06 | 11:00 | 806 | 1368 | 165 | 1 | 24 | 0 | 1 | 27 | 165 | 1 | 24 | 19500 | 1 | 24 | 0 | 1 | 27 | 19500 | 1 | 24 | 7530 | 1 | 43 | 10 | A | 7 | 10 | E | 9 | 17.2 | A | 7 | 3.3 | A | 7 | 39 | A | 7 | 1004 | E | 9 | 100 | A | 7 | 1.5 | A | 7 | 16100 | A | 7 | 1350 | A | 7 | 1.9 | E | 8 | 0.095 | F | 8 | 0.17 | F | 8 | -9900 | -9900 | ? | 0
1994-10-06 | 12:00 | 873 | 1368 | 610 | 1 | 24 | 683 | 1 | 27 | 174 | 1 | 24 | 63900 | 1 | 24 | 68500 | 1 | 27 | 20000 | 1 | 24 | 4280 | 1 | 43 | 2 | A | 7 | 2 | E | 9 | 18.3 | A | 7 | 4.4 | A | 7 | 40 | A | 7 | 1004 | E | 9 | 240 | A | 7 | 1.5 | A | 7 | 16100 | A | 7 | 77777 | A | 7 | 1.9 | E | 8 | 0.095 | F | 8 | 0.17 | F | 8 | -9900 | -9900 | ? | 0
1994-10-06 | 13:00 | 874 | 1368 | 578 | 1 | 24 | 607 | 1 | 27 | 191 | 1 | 24 | 60200 | 1 | 24 | 60600 | 1 | 27 | 21400 | 1 | 24 | 4640 | 1 | 43 | 3 | A | 7 | 3 | E | 9 | 19.4 | A | 7 | 4.4 | A | 7 | 37 | A | 7 | 1004 | E | 9 | 330 | A | 7 | 1.5 | A | 7 | 16100 | A | 7 | 77777 | A | 7 | 1.9 | E | 8 | 0.095 | F | 8 | 0.17 | F | 8 | -9900 | -9900 | ? | 0
1994-10-06 | 14:00 | 809 | 1368 | 538 | 1 | 28 | 560 | 1 | 31 | 206 | 1 | 28 | 57000 | 1 | 28 | 57300 | 1 | 31 | 23000 | 1 | 28 | 4830 | 1 | 50 | 3 | E | 9 | 3 | E | 9 | 20.5 | A | 7 | 4.4 | A | 7 | 35 | A | 7 | 1004 | E | 9 | 0 | A | 7 | 0 | A | 7 | 16100 | A | 7 | 20995 | E | 9 | 1.9 | E | 8 | 0.095 | F | 8 | 0.17 | F | 8 | -9900 | -9900 | ? | 0
1994-10-06 | 15:00 | 684 | 1368 | 433 | 1 | 28 | 484 | 1 | 31 | 191 | 1 | 28 | 45200 | 1 | 28 | 48400 | 1 | 31 | 21000 | 1 | 28 | 4090 | 1 | 50 | 4 | E | 9 | 4 | E | 9 | 21.1 | A | 7 | 4.4 | A | 7 | 33 | A | 7 | 1004 | E | 9 | 50 | A | 7 | 2.5 | A | 7 | 16100 | A | 7 | 19809 | E | 9 | 1.9 | E | 8 | 0.095 | F | 8 | 0.17 | F | 8 | -9900 | -9900 | ? | 0
1994-10-06 | 16:00 | 506 | 1368 | 288 | 1 | 28 | 429 | 1 | 31 | 129 | 1 | 28 | 30100 | 1 | 28 | 40300 | 1 | 31 | 15100 | 1 | 28 | 2500 | 1 | 50 | 4 | E | 9 | 4 | E | 9 | 21.1 | A | 7 | 4.4 | A | 7 | 33 | A | 7 | 1004 | E | 9 | 40 | A | 7 | 2.5 | A | 7 | 16100 | A | 7 | 18564 | E | 9 | 1.9 | E | 8 | 0.095 | F | 8 | 0.17 | F | 8 | -9900 | -9900 | ? | 0
1994-10-06 | 17:00 | 288 | 1368 | 125 | 1 | 28 | 179 | 1 | 31 | 87 | 1 | 28 | 13100 | 1 | 28 | 13800 | 1 | 31 | 10100 | 1 | 28 | 1710 | 1 | 50 | 4 | E | 9 | 4 | E | 9 | 19.4 | A | 7 | 5.5 | A | 7 | 40 | A | 7 | 1004 | E | 9 | 330 | A | 7 | 2.5 | A | 7 | 16100 | A | 7 | 18218 | E | 9 | 1.9 | E | 8 | 0.095 | F | 8 | 0.17 | F | 8 | -9900 | -9900 | ? | 0
1994-10-06 | 18:00 | 60 | 992 | 17 | 1 | 28 | 56 | 1 | 31 | 13 | 1 | 28 | 1800 | 1 | 28 | 1900 | 1 | 31 | 1700 | 1 | 28 | 210 | 1 | 50 | 0 | E | 9 | 0 | E | 9 | 17.2 | A | 7 | 6.1 | A | 7 | 48 | A | 7 | 1004 | E | 9 | 300 | A | 7 | 5.6 | A | 7 | 16100 | A | 7 | 77777 | E | 9 | 1.9 | E | 8 | 0.095 | F | 8 | 0.17 | F | 8 | -9900 | -9900 | ? | 0
1994-10-06 | 19:00 | 0 | 0 | 0 | 1 | 0 | 0 | 1 | 0 | 0 | 1 | 0 | 0 | 1 | 0 | 0 | 1 | 0 | 0 | 1 | 0 | 0 | 1 | 0 | 4 | E | 9 | 3 | E | 9 | 15 | A | 7 | 6.6 | A | 7 | 57 | A | 7 | 1004 | E | 9 | 310 | A | 7 | 5.1 | A | 7 | 16100 | A | 7 | 16237 | E | 9 | 1.9 | E | 8 | 0.095 | F | 8 | 0.17 | F | 8 | -9900 | -9900 | ? | 0
1994-10-06 | 20:00 | 0 | 0 | 0 | 1 | 0 | 0 | 1 | 0 | 0 | 1 | 0 | 0 | 1 | 0 | 0 | 1 | 0 | 0 | 1 | 0 | 0 | 1 | 0 | 4 | E | 9 | 2 | E | 9 | 13.8 | A | 7 | 6.1 | A | 7 | 60 | A | 7 | 1004 | E | 9 | 300 | A | 7 | 4.1 | A | 7 | 16100 | A | 7 | 15412 | E | 9 | 1.9 | E | 8 | 0.095 | F | 8 | 0.17 | F | 8 | -9900 | -9900 | ? | 0
1994-10-06 | 21:00 | 0 | 0 | 0 | 1 | 0 | 0 | 1 | 0 | 0 | 1 | 0 | 0 | 1 | 0 | 0 | 1 | 0 | 0 | 1 | 0 | 0 | 1 | 0 | 5 | E | 9 | 5 | E | 9 | 13.3 | A | 7 | 6.6 | A | 7 | 64 | A | 7 | 1004 | E | 9 | 300 | A | 7 | 5.6 | A | 7 | 16100 | A | 7 | 14286 | E | 9 | 1.8 | E | 8 | 0.095 | F | 8 | 0.17 | F | 8 | -9900 | -9900 | ? | 0
1994-10-06 | 22:00 | 0 | 0 | 0 | 1 | 0 | 0 | 1 | 0 | 0 | 1 | 0 | 0 | 1 | 0 | 0 | 1 | 0 | 0 | 1 | 0 | 0 | 1 | 0 | 5 | E | 9 | 3 | E | 9 | 12.7 | A | 7 | 6.6 | A | 7 | 66 | A | 7 | 1004 | E | 9 | 340 | A | 7 | 2 | A | 7 | 16100 | A | 7 | 13161 | E | 9 | 1.8 | E | 8 | 0.095 | F | 8 | 0.17 | F | 8 | -9900 | -9900 | ? | 0
1994-10-06 | 23:00 | 0 | 0 | 0 | 1 | 0 | 0 | 1 | 0 | 0 | 1 | 0 | 0 | 1 | 0 | 0 | 1 | 0 | 0 | 1 | 0 | 0 | 1 | 0 | 5 | E | 9 | 4 | E | 9 | 11.6 | A | 7 | 6.1 | A | 7 | 69 | A | 7 | 1004 | E | 9 | 300 | A | 7 | 2 | A | 7 | 16100 | A | 7 | 12035 | E | 9 | 1.8 | E | 8 | 0.095 | F | 8 | 0.17 | F | 8 | -9900 | -9900 | ? | 0
1994-10-06 | 24:00 | 0 | 0 | 0 | 1 | 0 | 0 | 1 | 0 | 0 | 1 | 0 | 0 | 1 | 0 | 0 | 1 | 0 | 0 | 1 | 0 | 0 | 1 | 0 | 5 | E | 9 | 3 | E | 9 | 9.4 | A | 7 | 5.5 | A | 7 | 77 | A | 7 | 1004 | E | 9 | 300 | A | 7 | 1.5 | A | 7 | 16100 | A | 7 | 10910 | E | 9 | 1.8 | E | 8 | 0.095 | F | 8 | 0.17 | F | 8 | -9900 | -9900 | ? | 0
1994-10-07 | 1:00 | 0 | 0 | 0 | 1 | 0 | 0 | 1 | 0 | 0 | 1 | 0 | 0 | 1 | 0 | 0 | 1 | 0 | 0 | 1 | 0 | 0 | 1 | 0 | 6 | E | 9 | 3 | E | 9 | 8.8 | A | 7 | 5 | A | 7 | 77 | A | 7 | 1004 | E | 9 | 260 | A | 7 | 1.5 | A | 7 | 16100 | A | 7 | 9784 | E | 9 | 1.8 | E | 8 | 0.095 | F | 8 | 0.17 | F | 8 | -9900 | -9900 | ? | 0
1994-10-07 | 2:00 | 0 | 0 | 0 | 1 | 0 | 0 | 1 | 0 | 0 | 1 | 0 | 0 | 1 | 0 | 0 | 1 | 0 | 0 | 1 | 0 | 0 | 1 | 0 | 6 | E | 9 | 3 | E | 9 | 8.8 | A | 7 | 5 | A | 7 | 77 | A | 7 | 1004 | E | 9 | 0 | A | 7 | 0 | A | 7 | 16100 | A | 7 | 8659 | E | 9 | 1.8 | E | 8 | 0.095 | F | 8 | 0.17 | F | 8 | -9900 | -9900 | ? | 0
1994-10-07 | 3:00 | 0 | 0 | 0 | 1 | 0 | 0 | 1 | 0 | 0 | 1 | 0 | 0 | 1 | 0 | 0 | 1 | 0 | 0 | 1 | 0 | 0 | 1 | 0 | 6 | E | 9 | 3 | E | 9 | 5.5 | A | 7 | 2.7 | A | 7 | 82 | A | 7 | 1004 | E | 9 | 0 | A | 7 | 0 | A | 7 | 16100 | A | 7 | 7533 | E | 9 | 1.8 | E | 8 | 0.095 | F | 8 | 0.17 | F | 8 | -9900 | -9900 | ? | 0
1994-10-07 | 4:00 | 0 | 0 | 0 | 1 | 0 | 0 | 1 | 0 | 0 | 1 | 0 | 0 | 1 | 0 | 0 | 1 | 0 | 0 | 1 | 0 | 0 | 1 | 0 | 7 | E | 9 | 4 | E | 9 | 7.2 | A | 7 | 3.8 | A | 7 | 79 | A | 7 | 1004 | E | 9 | 0 | A | 7 | 0 | A | 7 | 16100 | A | 7 | 6108 | E | 9 | 1.8 | E | 8 | 0.095 | F | 8 | 0.17 | F | 8 | -9900 | -9900 | ? | 0
1994-10-07 | 5:00 | 0 | 0 | 0 | 1 | 0 | 0 | 1 | 0 | 0 | 1 | 0 | 0 | 1 | 0 | 0 | 1 | 0 | 0 | 1 | 0 | 0 | 1 | 0 | 7 | E | 9 | 4 | E | 9 | 4.4 | A | 7 | 1.6 | A | 7 | 82 | A | 7 | 1004 | E | 9 | 0 | A | 7 | 0 | A | 7 | 16100 | A | 7 | 5282 | E | 9 | 1.8 | E | 8 | 0.095 | F | 8 | 0.17 | F | 8 | -9900 | -9900 | ? | 0
1994-10-07 | 6:00 | 0 | 0 | 0 | 1 | 0 | 0 | 1 | 0 | 0 | 1 | 0 | 0 | 1 | 0 | 0 | 1 | 0 | 0 | 1 | 0 | 0 | 1 | 0 | 7 | E | 9 | 4 | E | 9 | 4.4 | A | 7 | 1.6 | A | 7 | 82 | A | 7 | 1004 | E | 9 | 0 | A | 7 | 0 | A | 7 | 16100 | A | 7 | 4157 | E | 9 | 1.8 | E | 8 | 0.095 | F | 8 | 0.17 | F | 8 | -9900 | -9900 | ? | 0
1994-10-07 | 7:00 | 52 | 924 | 18 | 1 | 28 | 4 | 1 | 31 | 17 | 1 | 28 | 2000 | 1 | 28 | 0 | 1 | 31 | 2000 | 1 | 28 | 590 | 1 | 50 | 7 | E | 9 | 4 | E | 9 | 5.5 | A | 7 | 3.3 | A | 7 | 86 | A | 7 | 1004 | E | 9 | 0 | A | 7 | 0 | A | 7 | 16100 | A | 7 | 3031 | E | 9 | 1.8 | E | 8 | 0.095 | F | 8 | 0.17 | F | 8 | -9900 | -9900 | ? | 0
1994-10-07 | 8:00 | 276 | 1369 | 68 | 1 | 28 | 0 | 1 | 31 | 68 | 1 | 28 | 7600 | 1 | 28 | 0 | 1 | 31 | 7600 | 1 | 28 | 2370 | 1 | 50 | 9 | E | 9 | 9 | E | 9 | 9.4 | A | 7 | 5 | A | 7 | 74 | A | 7 | 1004 | E | 9 | 0 | A | 7 | 0 | A | 7 | 16100 | A | 7 | 1516 | E | 9 | 1.7 | E | 8 | 0.095 | F | 8 | 0.17 | F | 8 | -9900 | -9900 | ? | 0
1994-10-07 | 9:00 | 494 | 1369 | 140 | 1 | 24 | 0 | 1 | 27 | 140 | 1 | 24 | 15700 | 1 | 24 | 0 | 1 | 27 | 15700 | 1 | 24 | 5170 | 1 | 43 | 9 | A | 7 | 9 | E | 9 | 12.7 | A | 7 | 7.2 | A | 7 | 69 | A | 7 | 1004 | E | 9 | 70 | A | 7 | 4.1 | A | 7 | 16100 | A | 7 | 270 | A | 7 | 1.7 | E | 8 | 0.095 | F | 8 | 0.17 | F | 8 | -9900 | -9900 | ? | 0
1994-10-07 | 10:00 | 673 | 1369 | 278 | 1 | 24 | 142 | 1 | 27 | 208 | 1 | 24 | 30300 | 1 | 24 | 14500 | 1 | 27 | 23200 | 1 | 24 | 5150 | 1 | 43 | 9 | A | 7 | 9 | E | 9 | 13.3 | A | 7 | 7.7 | A | 7 | 69 | A | 7 | 1004 | E | 9 | 80 | A | 7 | 3.6 | A | 7 | 16100 | A | 7 | 270 | A | 7 | 1.7 | E | 8 | 0.095 | F | 8 | 0.17 | F | 8 | -9900 | -9900 | ? | 0
1994-10-07 | 11:00 | 800 | 1369 | 127 | 1 | 28 | 0 | 1 | 31 | 127 | 1 | 28 | 15300 | 1 | 28 | 0 | 1 | 31 | 15300 | 1 | 28 | 6050 | 1 | 50 | 9 | E | 9 | 9 | E | 9 | 16.1 | A | 7 | 7.7 | A | 7 | 57 | A | 7 | 1004 | E | 9 | 80 | A | 7 | 3 | A | 7 | 16100 | A | 7 | 286 | E | 9 | 1.7 | E | 8 | 0.095 | F | 8 | 0.17 | F | 8 | -9900 | -9900 | ? | 0
1994-10-07 | 12:00 | 866 | 1369 | 576 | 1 | 28 | 626 | 1 | 31 | 180 | 1 | 28 | 60200 | 1 | 28 | 62600 | 1 | 31 | 20400 | 1 | 28 | 4370 | 1 | 50 | 3 | E | 9 | 3 | E | 9 | 17.7 | A | 7 | 7.2 | A | 7 | 50 | A | 7 | 1004 | E | 9 | 0 | A | 7 | 0 | A | 7 | 16100 | A | 7 | 21342 | E | 9 | 1.7 | E | 8 | 0.095 | F | 8 | 0.17 | F | 8 | -9900 | -9900 | ? | 0
1994-10-07 | 13:00 | 867 | 1369 | 598 | 1 | 28 | 659 | 1 | 31 | 180 | 1 | 28 | 62400 | 1 | 28 | 65900 | 1 | 31 | 20500 | 1 | 28 | 4370 | 1 | 50 | 2 | E | 9 | 2 | E | 9 | 19.4 | A | 7 | 7.2 | A | 7 | 45 | A | 7 | 1004 | E | 9 | 20 | A | 7 | 3 | A | 7 | 16100 | A | 7 | 21358 | E | 9 | 1.7 | E | 8 | 0.095 | F | 8 | 0.17 | F | 8 | -9900 | -9900 | ? | 0
1994-10-07 | 14:00 | 802 | 1369 | 476 | 1 | 28 | 502 | 1 | 31 | 182 | 1 | 28 | 51100 | 1 | 28 | 51400 | 1 | 31 | 20900 | 1 | 28 | 4190 | 1 | 50 | 3 | E | 9 | 3 | E | 9 | 20 | A | 7 | 7.2 | A | 7 | 43 | A | 7 | 1004 | E | 9 | 60 | A | 7 | 4.1 | A | 7 | 16100 | A | 7 | 21374 | E | 9 | 1.7 | E | 8 | 0.095 | F | 8 | 0.17 | F | 8 | -9900 | -9900 | ? | 0
1994-10-07 | 15:00 | 677 | 1369 | 357 | 1 | 28 | 160 | 1 | 31 | 277 | 1 | 28 | 38200 | 1 | 28 | 16200 | 1 | 31 | 30100 | 1 | 28 | 6880 | 1 | 50 | 6 | E | 9 | 6 | E | 9 | 21.1 | A | 7 | 6.1 | A | 7 | 38 | A | 7 | 1004 | E | 9 | 30 | A | 7 | 2 | A | 7 | 16100 | A | 7 | 21390 | E | 9 | 1.7 | E | 8 | 0.095 | F | 8 | 0.17 | F | 8 | -9900 | -9900 | ? | 0
1994-10-07 | 16:00 | 498 | 1369 | 261 | 1 | 28 | 391 | 1 | 31 | 118 | 1 | 28 | 27400 | 1 | 28 | 36700 | 1 | 31 | 14000 | 1 | 28 | 2260 | 1 | 50 | 3 | E | 9 | 3 | E | 9 | 21.6 | A | 7 | 6.1 | A | 7 | 36 | A | 7 | 1004 | E | 9 | 40 | A | 7 | 5.1 | A | 7 | 16100 | A | 7 | 21406 | E | 9 | 1.7 | E | 8 | 0.095 | F | 8 | 0.17 | F | 8 | -9900 | -9900 | ? | 0
1994-10-07 | 17:00 | 280 | 1369 | 117 | 1 | 28 | 222 | 1 | 31 | 71 | 1 | 28 | 12400 | 1 | 28 | 16900 | 1 | 31 | 8900 | 1 | 28 | 1340 | 1 | 50 | 3 | E | 9 | 3 | E | 9 | 20.5 | A | 7 | 5.5 | A | 7 | 37 | A | 7 | 1004 | E | 9 | 50 | A | 7 | 3.6 | A | 7 | 16100 | A | 7 | 21422 | E | 9 | 1.7 | E | 8 | 0.095 | F | 8 | 0.17 | F | 8 | -9900 | -9900 | ? | 0
1994-10-07 | 18:00 | 55 | 947 | 13 | 1 | 28 | 13 | 1 | 31 | 12 | 1 | 28 | 1500 | 1 | 28 | 600 | 1 | 31 | 1400 | 1 | 28 | 250 | 1 | 50 | 3 | E | 9 | 3 | E | 9 | 16.1 | A | 7 | 5.5 | A | 7 | 49 | A | 7 | 1004 | E | 9 | 330 | A | 7 | 1.5 | A | 7 | 16100 | A | 7 | 21438 | E | 9 | 1.6 | E | 8 | 0.095 | F | 8 | 0.17 | F | 8 | -9900 | -9900 | ? | 0
1994-10-07 | 19:00 | 0 | 0 | 0 | 1 | 0 | 0 | 1 | 0 | 0 | 1 | 0 | 0 | 1 | 0 | 0 | 1 | 0 | 0 | 1 | 0 | 0 | 1 | 0 | 3 | E | 9 | 3 | E | 9 | 11.6 | A | 7 | 4.4 | A | 7 | 61 | A | 7 | 1004 | E | 9 | 280 | A | 7 | 2 | A | 7 | 16100 | A | 7 | 21454 | E | 9 | 1.6 | E | 8 | 0.095 | F | 8 | 0.17 | F | 8 | -9900 | -9900 | ? | 0
1994-10-07 | 20:00 | 0 | 0 | 0 | 1 | 0 | 0 | 1 | 0 | 0 | 1 | 0 | 0 | 1 | 0 | 0 | 1 | 0 | 0 | 1 | 0 | 0 | 1 | 0 | 3 | E | 9 | 3 | E | 9 | 11.1 | A | 7 | 5 | A | 7 | 66 | A | 7 | 1004 | E | 9 | 310 | A | 7 | 1.5 | A | 7 | 16100 | A | 7 | 21470 | E | 9 | 1.6 | E | 8 | 0.095 | F | 8 | 0.17 | F | 8 | -9900 | -9900 | ? | 0
1994-10-07 | 21:00 | 0 | 0 | 0 | 1 | 0 | 0 | 1 | 0 | 0 | 1 | 0 | 0 | 1 | 0 | 0 | 1 | 0 | 0 | 1 | 0 | 0 | 1 | 0 | 3 | E | 9 | 3 | E | 9 | 10.5 | A | 7 | 5.5 | A | 7 | 71 | A | 7 | 1004 | E | 9 | 280 | A | 7 | 2 | A | 7 | 16100 | A | 7 | 21487 | E | 9 | 1.6 | E | 8 | 0.095 | F | 8 | 0.17 | F | 8 | -9900 | -9900 | ? | 0
1994-10-07 | 22:00 | 0 | 0 | 0 | 1 | 0 | 0 | 1 | 0 | 0 | 1 | 0 | 0 | 1 | 0 | 0 | 1 | 0 | 0 | 1 | 0 | 0 | 1 | 0 | 3 | E | 9 | 3 | E | 9 | 9.4 | A | 7 | 5 | A | 7 | 74 | A | 7 | 1004 | E | 9 | 0 | A | 7 | 0 | A | 7 | 16100 | A | 7 | 21503 | E | 9 | 1.6 | E | 8 | 0.095 | F | 8 | 0.17 | F | 8 | -9900 | -9900 | ? | 0
1994-10-07 | 23:00 | 0 | 0 | 0 | 1 | 0 | 0 | 1 | 0 | 0 | 1 | 0 | 0 | 1 | 0 | 0 | 1 | 0 | 0 | 1 | 0 | 0 | 1 | 0 | 3 | E | 9 | 3 | E | 9 | 8.3 | A | 7 | 4.4 | A | 7 | 76 | A | 7 | 1004 | E | 9 | 0 | A | 7 | 0 | A | 7 | 16100 | A | 7 | 21519 | E | 9 | 1.6 | E | 8 | 0.095 | F | 8 | 0.17 | F | 8 | -9900 | -9900 | ? | 0
1994-10-07 | 24:00 | 0 | 0 | 0 | 1 | 0 | 0 | 1 | 0 | 0 | 1 | 0 | 0 | 1 | 0 | 0 | 1 | 0 | 0 | 1 | 0 | 0 | 1 | 0 | 3 | E | 9 | 3 | E | 9 | 6.1 | A | 7 | 2.2 | A | 7 | 76 | A | 7 | 1004 | E | 9 | 0 | A | 7 | 0 | A | 7 | 16100 | A | 7 | 21535 | E | 9 | 1.6 | E | 8 | 0.095 | F | 8 | 0.17 | F | 8 | -9900 | -9900 | ? | 0
1994-10-08 | 1:00 | 0 | 0 | 0 | 1 | 0 | 0 | 1 | 0 | 0 | 1 | 0 | 0 | 1 | 0 | 0 | 1 | 0 | 0 | 1 | 0 | 0 | 1 | 0 | 3 | E | 9 | 3 | E | 9 | 5.5 | A | 7 | 2.2 | A | 7 | 79 | A | 7 | 1004 | E | 9 | 0 | A | 7 | 0 | A | 7 | 16100 | A | 7 | 21551 | E | 9 | 1.6 | E | 8 | 0.095 | F | 8 | 0.17 | F | 8 | -9900 | -9900 | ? | 0
1994-10-08 | 2:00 | 0 | 0 | 0 | 1 | 0 | 0 | 1 | 0 | 0 | 1 | 0 | 0 | 1 | 0 | 0 | 1 | 0 | 0 | 1 | 0 | 0 | 1 | 0 | 3 | E | 9 | 3 | E | 9 | 5 | A | 7 | 1.1 | A | 7 | 76 | A | 7 | 1004 | E | 9 | 0 | A | 7 | 0 | A | 7 | 16100 | A | 7 | 21567 | E | 9 | 1.6 | E | 8 | 0.095 | F | 8 | 0.17 | F | 8 | -9900 | -9900 | ? | 0
1994-10-08 | 3:00 | 0 | 0 | 0 | 1 | 0 | 0 | 1 | 0 | 0 | 1 | 0 | 0 | 1 | 0 | 0 | 1 | 0 | 0 | 1 | 0 | 0 | 1 | 0 | 3 | E | 9 | 3 | E | 9 | 5.5 | A | 7 | 2.2 | A | 7 | 79 | A | 7 | 1004 | E | 9 | 0 | A | 7 | 0 | A | 7 | 16100 | A | 7 | 21583 | E | 9 | 1.5 | E | 8 | 0.095 | F | 8 | 0.17 | F | 8 | -9900 | -9900 | ? | 0
1994-10-08 | 4:00 | 0 | 0 | 0 | 1 | 0 | 0 | 1 | 0 | 0 | 1 | 0 | 0 | 1 | 0 | 0 | 1 | 0 | 0 | 1 | 0 | 0 | 1 | 0 | 4 | E | 9 | 4 | E | 9 | 5 | A | 7 | 1.6 | A | 7 | 79 | A | 7 | 1004 | E | 9 | 0 | A | 7 | 0 | A | 7 | 16100 | A | 7 | 21599 | E | 9 | 1.5 | E | 8 | 0.095 | F | 8 | 0.17 | F | 8 | -9900 | -9900 | ? | 0
1994-10-08 | 5:00 | 0 | 0 | 0 | 1 | 0 | 0 | 1 | 0 | 0 | 1 | 0 | 0 | 1 | 0 | 0 | 1 | 0 | 0 | 1 | 0 | 0 | 1 | 0 | 4 | E | 9 | 4 | E | 9 | 5 | A | 7 | 2.2 | A | 7 | 82 | A | 7 | 1004 | E | 9 | 0 | A | 7 | 0 | A | 7 | 8000 | A | 7 | 21615 | E | 9 | 1.5 | E | 8 | 0.095 | F | 8 | 0.17 | F | 8 | -9900 | -9900 | ? | 0
1994-10-08 | 6:00 | 0 | 0 | 0 | 1 | 0 | 0 | 1 | 0 | 0 | 1 | 0 | 0 | 1 | 0 | 0 | 1 | 0 | 0 | 1 | 0 | 0 | 1 | 0 | 10 | E | 9 | 10 | E | 9 | 3.8 | A | 7 | 0.5 | A | 7 | 79 | A | 7 | 1004 | E | 9 | 0 | A | 7 | 0 | A | 7 | 6400 | A | 7 | 771 | E | 9 | 1.5 | E | 8 | 0.095 | F | 8 | 0.17 | F | 8 | -9900 | -9900 | ? | 0
1994-10-08 | 7:00 | 49 | 902 | 8 | 1 | 28 | 0 | 1 | 31 | 8 | 1 | 28 | 1000 | 1 | 28 | 0 | 1 | 31 | 1000 | 1 | 28 | 310 | 1 | 50 | 10 | E | 9 | 10 | E | 9 | 5 | A | 7 | 2.2 | A | 7 | 82 | A | 7 | 1004 | E | 9 | 0 | A | 7 | 0 | A | 7 | 16100 | A | 7 | 727 | E | 9 | 1.6 | E | 8 | 0.095 | F | 8 | 0.17 | F | 8 | -9900 | -9900 | ? | 0
1994-10-08 | 8:00 | 270 | 1369 | 34 | 1 | 28 | 0 | 1 | 31 | 34 | 1 | 28 | 4000 | 1 | 28 | 0 | 1 | 31 | 4000 | 1 | 28 | 1360 | 1 | 50 | 10 | E | 9 | 10 | E | 9 | 8.3 | A | 7 | 4.4 | A | 7 | 76 | A | 7 | 1004 | E | 9 | 0 | A | 7 | 0 | A | 7 | 16100 | A | 7 | 383 | E | 9 | 1.6 | E | 8 | 0.095 | F | 8 | 0.17 | F | 8 | -9900 | -9900 | ? | 0
1994-10-08 | 9:00 | 489 | 1369 | 84 | 1 | 28 | 0 | 1 | 31 | 84 | 1 | 28 | 9800 | 1 | 28 | 0 | 1 | 31 | 9800 | 1 | 28 | 3520 | 1 | 50 | 10 | E | 9 | 10 | E | 9 | 11.1 | A | 7 | 6.1 | A | 7 | 71 | A | 7 | 1004 | E | 9 | 0 | A | 7 | 0 | A | 7 | 16100 | A | 7 | 579 | E | 9 | 1.6 | E | 8 | 0.095 | F | 8 | 0.17 | F | 8 | -9900 | -9900 | ? | 0
1994-10-08 | 10:00 | 668 | 1369 | 107 | 1 | 28 | 0 | 1 | 31 | 107 | 1 | 28 | 12700 | 1 | 28 | 0 | 1 | 31 | 12700 | 1 | 28 | 4860 | 1 | 50 | 10 | E | 9 | 10 | E | 9 | 13.8 | A | 7 | 6.6 | A | 7 | 62 | A | 7 | 1004 | E | 9 | 0 | A | 7 | 0 | A | 7 | 16100 | A | 7 | 385 | E | 9 | 1.6 | E | 8 | 0.095 | F | 8 | 0.17 | F | 8 | -9900 | -9900 | ? | 0
1994-10-08 | 11:00 | 794 | 1369 | 135 | 1 | 28 | 0 | 1 | 31 | 135 | 1 | 28 | 16100 | 1 | 28 | 0 | 1 | 31 | 16100 | 1 | 28 | 6340 | 1 | 50 | 10 | E | 9 | 10 | E | 9 | 16.6 | A | 7 | 7.2 | A | 7 | 54 | A | 7 | 1004 | E | 9 | 0 | A | 7 | 0 | A | 7 | 16100 | A | 7 | 371 | E | 9 | 1.6 | E | 8 | 0.095 | F | 8 | 0.17 | F | 8 | -9900 | -9900 | ? | 0
1994-10-08 | 12:00 | 860 | 1369 | 178 | 1 | 28 | 0 | 1 | 31 | 178 | 1 | 28 | 21100 | 1 | 28 | 0 | 1 | 31 | 21100 | 1 | 28 | 8230 | 1 | 50 | 10 | E | 9 | 10 | E | 9 | 20 | A | 7 | 6.6 | A | 7 | 42 | A | 7 | 1004 | E | 9 | 0 | A | 7 | 0 | A | 7 | 16100 | A | 7 | 1047 | E | 9 | 1.6 | E | 8 | 0.095 | F | 8 | 0.17 | F | 8 | -9900 | -9900 | ? | 0
1994-10-08 | 13:00 | 860 | 1369 | 178 | 1 | 28 | 0 | 1 | 31 | 178 | 1 | 28 | 21100 | 1 | 28 | 0 | 1 | 31 | 21100 | 1 | 28 | 8230 | 1 | 50 | 10 | E | 9 | 10 | E | 9 | 22.2 | A | 7 | 7.2 | A | 7 | 38 | A | 7 | 1004 | E | 9 | 0 | A | 7 | 0 | A | 7 | 16100 | A | 7 | 673 | E | 9 | 1.6 | E | 8 | 0.095 | F | 8 | 0.17 | F | 8 | -9900 | -9900 | ? | 0
1994-10-08 | 14:00 | 795 | 1369 | 487 | 1 | 28 | 414 | 1 | 31 | 246 | 1 | 28 | 52300 | 1 | 28 | 43800 | 1 | 31 | 26800 | 1 | 28 | 6030 | 1 | 50 | 6 | E | 9 | 6 | E | 9 | 23.8 | A | 7 | 6.6 | A | 7 | 33 | A | 7 | 1004 | E | 9 | 0 | A | 7 | 0 | A | 7 | 16100 | A | 7 | 21759 | E | 9 | 1.6 | E | 8 | 0.095 | F | 8 | 0.17 | F | 8 | -9900 | -9900 | ? | 0
1994-10-08 | 15:00 | 669 | 1369 | 198 | 1 | 28 | 105 | 1 | 31 | 147 | 1 | 28 | 22100 | 1 | 28 | 10800 | 1 | 31 | 16800 | 1 | 28 | 3630 | 1 | 50 | 6 | E | 9 | 6 | E | 9 | 25 | A | 7 | 6.1 | A | 7 | 30 | A | 7 | 1004 | E | 9 | 0 | A | 7 | 0 | A | 7 | 16100 | A | 7 | 21775 | E | 9 | 1.6 | E | 8 | 0.095 | F | 8 | 0.17 | F | 8 | -9900 | -9900 | ? | 0
1994-10-08 | 16:00 | 491 | 1369 | 216 | 1 | 28 | 249 | 1 | 31 | 127 | 1 | 28 | 23200 | 1 | 28 | 23900 | 1 | 31 | 14600 | 1 | 28 | 2560 | 1 | 50 | 7 | E | 9 | 7 | E | 9 | 25 | A | 7 | 6.1 | A | 7 | 30 | A | 7 | 1004 | E | 9 | 0 | A | 7 | 0 | A | 7 | 16100 | A | 7 | 21791 | E | 9 | 1.6 | E | 8 | 0.095 | F | 8 | 0.17 | F | 8 | -9900 | -9900 | ? | 0
1994-10-08 | 17:00 | 273 | 1369 | 100 | 1 | 28 | 105 | 1 | 31 | 79 | 1 | 28 | 10800 | 1 | 28 | 8200 | 1 | 31 | 9200 | 1 | 28 | 1700 | 1 | 50 | 7 | E | 9 | 7 | E | 9 | 23.3 | A | 7 | 6.6 | A | 7 | 34 | A | 7 | 1004 | E | 9 | 0 | A | 7 | 0 | A | 7 | 16100 | A | 7 | 21807 | E | 9 | 1.6 | E | 8 | 0.095 | F | 8 | 0.17 | F | 8 | -9900 | -9900 | ? | 0
1994-10-08 | 18:00 | 50 | 902 | 11 | 1 | 28 | 8 | 1 | 31 | 10 | 1 | 28 | 1200 | 1 | 28 | 400 | 1 | 31 | 1100 | 1 | 28 | 260 | 1 | 50 | 7 | E | 9 | 7 | E | 9 | 20 | A | 7 | 6.6 | A | 7 | 42 | A | 7 | 1004 | E | 9 | 0 | A | 7 | 0 | A | 7 | 16100 | A | 7 | 21823 | E | 9 | 1.6 | E | 8 | 0.095 | F | 8 | 0.17 | F | 8 | -9900 | -9900 | ? | 0
1994-10-08 | 19:00 | 0 | 0 | 0 | 1 | 0 | 0 | 1 | 0 | 0 | 1 | 0 | 0 | 1 | 0 | 0 | 1 | 0 | 0 | 1 | 0 | 0 | 1 | 0 | 7 | E | 9 | 7 | E | 9 | 16.1 | A | 7 | 7.2 | A | 7 | 56 | A | 7 | 1004 | E | 9 | 300 | A | 7 | 3 | A | 7 | 16100 | A | 7 | 21840 | E | 9 | 1.6 | E | 8 | 0.095 | F | 8 | 0.17 | F | 8 | -9900 | -9900 | ? | 0
1994-10-08 | 20:00 | 0 | 0 | 0 | 1 | 0 | 0 | 1 | 0 | 0 | 1 | 0 | 0 | 1 | 0 | 0 | 1 | 0 | 0 | 1 | 0 | 0 | 1 | 0 | 10 | E | 9 | 10 | E | 9 | 13.8 | A | 7 | 6.6 | A | 7 | 62 | A | 7 | 1004 | E | 9 | 240 | A | 7 | 2.5 | A | 7 | 16100 | A | 7 | 21856 | E | 9 | 1.6 | E | 8 | 0.095 | F | 8 | 0.17 | F | 8 | -9900 | -9900 | ? | 0
1994-10-08 | 21:00 | 0 | 0 | 0 | 1 | 0 | 0 | 1 | 0 | 0 | 1 | 0 | 0 | 1 | 0 | 0 | 1 | 0 | 0 | 1 | 0 | 0 | 1 | 0 | 8 | E | 9 | 8 | E | 9 | 11.1 | A | 7 | 5.5 | A | 7 | 68 | A | 7 | 1004 | E | 9 | 190 | A | 7 | 2.5 | A | 7 | 16100 | A | 7 | 21872 | E | 9 | 1.6 | E | 8 | 0.095 | F | 8 | 0.17 | F | 8 | -9900 | -9900 | ? | 0
1994-10-08 | 22:00 | 0 | 0 | 0 | 1 | 0 | 0 | 1 | 0 | 0 | 1 | 0 | 0 | 1 | 0 | 0 | 1 | 0 | 0 | 1 | 0 | 0 | 1 | 0 | 8 | E | 9 | 8 | E | 9 | 12.2 | A | 7 | 6.6 | A | 7 | 69 | A | 7 | 1004 | E | 9 | 0 | A | 7 | 0 | A | 7 | 16100 | A | 7 | 21888 | E | 9 | 1.7 | E | 8 | 0.095 | F | 8 | 0.17 | F | 8 | -9900 | -9900 | ? | 0
1994-10-08 | 23:00 | 0 | 0 | 0 | 1 | 0 | 0 | 1 | 0 | 0 | 1 | 0 | 0 | 1 | 0 | 0 | 1 | 0 | 0 | 1 | 0 | 0 | 1 | 0 | 9 | E | 9 | 9 | E | 9 | 10.5 | A | 7 | 6.1 | A | 7 | 74 | A | 7 | 1004 | E | 9 | 0 | A | 7 | 0 | A | 7 | 16100 | A | 7 | 21904 | E | 9 | 1.7 | E | 8 | 0.095 | F | 8 | 0.17 | F | 8 | -9900 | -9900 | ? | 0
1994-10-08 | 24:00 | 0 | 0 | 0 | 1 | 0 | 0 | 1 | 0 | 0 | 1 | 0 | 0 | 1 | 0 | 0 | 1 | 0 | 0 | 1 | 0 | 0 | 1 | 0 | 9 | E | 9 | 9 | E | 9 | 8.8 | A | 7 | 4.4 | A | 7 | 74 | A | 7 | 1004 | E | 9 | 0 | A | 7 | 0 | A | 7 | 16100 | A | 7 | 21920 | E | 9 | 1.7 | E | 8 | 0.095 | F | 8 | 0.17 | F | 8 | -9900 | -9900 | ? | 0
1994-10-09 | 1:00 | 0 | 0 | 0 | 1 | 0 | 0 | 1 | 0 | 0 | 1 | 0 | 0 | 1 | 0 | 0 | 1 | 0 | 0 | 1 | 0 | 0 | 1 | 0 | 9 | E | 9 | 9 | E | 9 | 8.3 | A | 7 | 3.3 | A | 7 | 71 | A | 7 | 1004 | E | 9 | 0 | A | 7 | 0 | A | 7 | 16100 | A | 7 | 21936 | E | 9 | 1.7 | E | 8 | 0.095 | F | 8 | 0.17 | F | 8 | -9900 | -9900 | ? | 0
1994-10-09 | 2:00 | 0 | 0 | 0 | 1 | 0 | 0 | 1 | 0 | 0 | 1 | 0 | 0 | 1 | 0 | 0 | 1 | 0 | 0 | 1 | 0 | 0 | 1 | 0 | 9 | E | 9 | 9 | E | 9 | 7.2 | A | 7 | 3.3 | A | 7 | 76 | A | 7 | 1004 | E | 9 | 0 | A | 7 | 0 | A | 7 | 16100 | A | 7 | 21952 | E | 9 | 1.7 | E | 8 | 0.095 | F | 8 | 0.17 | F | 8 | -9900 | -9900 | ? | 0
1994-10-09 | 3:00 | 0 | 0 | 0 | 1 | 0 | 0 | 1 | 0 | 0 | 1 | 0 | 0 | 1 | 0 | 0 | 1 | 0 | 0 | 1 | 0 | 0 | 1 | 0 | 10 | E | 9 | 10 | E | 9 | 7.2 | A | 7 | 3.8 | A | 7 | 79 | A | 7 | 1004 | E | 9 | 0 | A | 7 | 0 | A | 7 | 16100 | A | 7 | 21968 | E | 9 | 1.7 | E | 8 | 0.095 | F | 8 | 0.17 | F | 8 | -9900 | -9900 | ? | 0
1994-10-09 | 4:00 | 0 | 0 | 0 | 1 | 0 | 0 | 1 | 0 | 0 | 1 | 0 | 0 | 1 | 0 | 0 | 1 | 0 | 0 | 1 | 0 | 0 | 1 | 0 | 10 | E | 9 | 10 | E | 9 | 6.6 | A | 7 | 3.3 | A | 7 | 79 | A | 7 | 1004 | E | 9 | 0 | A | 7 | 0 | A | 7 | 16100 | A | 7 | 21984 | E | 9 | 1.7 | E | 8 | 0.095 | F | 8 | 0.17 | F | 8 | -9900 | -9900 | ? | 0
1994-10-09 | 5:00 | 0 | 0 | 0 | 1 | 0 | 0 | 1 | 0 | 0 | 1 | 0 | 0 | 1 | 0 | 0 | 1 | 0 | 0 | 1 | 0 | 0 | 1 | 0 | 10 | A | 7 | 10 | E | 9 | 5.5 | A | 7 | 2.7 | A | 7 | 82 | A | 7 | 1004 | E | 9 | 0 | A | 7 | 0 | A | 7 | 2400 | A | 7 | 77777 | A | 7 | 1.7 | E | 8 | 0.095 | F | 8 | 0.17 | F | 8 | -9900 | -9900 | ? | 0
1994-10-09 | 6:00 | 0 | 0 | 0 | 1 | 0 | 0 | 1 | 0 | 0 | 1 | 0 | 0 | 1 | 0 | 0 | 1 | 0 | 0 | 1 | 0 | 0 | 1 | 0 | 10 | A | 7 | 10 | E | 9 | 4.4 | A | 7 | 2.2 | A | 7 | 86 | A | 7 | 1004 | E | 9 | 0 | A | 7 | 0 | A | 7 | 400 | A | 7 | 60 | A | 7 | 1.7 | E | 8 | 0.095 | F | 8 | 0.17 | F | 8 | -9900 | -9900 | ? | 0
1994-10-09 | 7:00 | 45 | 856 | 5 | 1 | 24 | 0 | 1 | 27 | 5 | 1 | 24 | 600 | 1 | 24 | 0 | 1 | 27 | 600 | 1 | 24 | 200 | 1 | 43 | 10 | A | 7 | 10 | E | 9 | 4.4 | A | 7 | 2.2 | A | 7 | 86 | A | 7 | 1004 | E | 9 | 0 | A | 7 | 0 | A | 7 | 800 | A | 7 | 150 | A | 7 | 1.7 | E | 8 | 0.095 | F | 8 | 0.17 | F | 8 | -9900 | -9900 | ? | 0
1994-10-09 | 8:00 | 265 | 1370 | 54 | 1 | 28 | 6 | 1 | 31 | 52 | 1 | 28 | 6100 | 1 | 28 | 200 | 1 | 31 | 6000 | 1 | 28 | 1920 | 1 | 50 | 10 | E | 9 | 10 | E | 9 | 11.1 | A | 7 | 6.1 | A | 7 | 71 | A | 7 | 1004 | E | 9 | 0 | A | 7 | 0 | A | 7 | 16100 | A | 7 | 1300 | E | 9 | 1.7 | E | 8 | 0.095 | F | 8 | 0.17 | F | 8 | -9900 | -9900 | ? | 0
1994-10-09 | 9:00 | 483 | 1370 | 132 | 1 | 28 | 75 | 1 | 31 | 105 | 1 | 28 | 14600 | 1 | 28 | 7200 | 1 | 31 | 12000 | 1 | 28 | 2400 | 1 | 50 | 9 | E | 9 | 9 | E | 9 | 14.4 | A | 7 | 7.7 | A | 7 | 64 | A | 7 | 1004 | E | 9 | 0 | A | 7 | 0 | A | 7 | 16100 | A | 7 | 2450 | E | 9 | 1.7 | E | 8 | 0.095 | F | 8 | 0.17 | F | 8 | -9900 | -9900 | ? | 0
1994-10-09 | 10:00 | 662 | 1370 | 161 | 1 | 28 | 67 | 1 | 31 | 129 | 1 | 28 | 18100 | 1 | 28 | 6900 | 1 | 31 | 14800 | 1 | 28 | 3170 | 1 | 50 | 9 | E | 9 | 9 | E | 9 | 17.7 | A | 7 | 7.7 | A | 7 | 52 | A | 7 | 1004 | E | 9 | 0 | A | 7 | 0 | A | 7 | 16100 | A | 7 | 3600 | E | 9 | 1.7 | E | 8 | 0.095 | F | 8 | 0.17 | F | 8 | -9900 | -9900 | ? | 0
1994-10-09 | 11:00 | 788 | 1370 | 243 | 1 | 28 | 151 | 1 | 31 | 156 | 1 | 28 | 27000 | 1 | 28 | 16000 | 1 | 31 | 17700 | 1 | 28 | 3530 | 1 | 50 | 8 | E | 9 | 8 | E | 9 | 21.1 | A | 7 | 5.5 | A | 7 | 36 | A | 7 | 1004 | E | 9 | 220 | A | 7 | 2 | A | 7 | 16100 | A | 7 | 4750 | E | 9 | 1.7 | E | 8 | 0.095 | F | 8 | 0.17 | F | 8 | -9900 | -9900 | ? | 0
1994-10-09 | 12:00 | 854 | 1370 | 340 | 1 | 28 | 55 | 1 | 31 | 305 | 1 | 28 | 37300 | 1 | 28 | 5600 | 1 | 31 | 33800 | 1 | 28 | 9820 | 1 | 50 | 8 | E | 9 | 8 | E | 9 | 22.7 | A | 7 | 5.5 | A | 7 | 33 | A | 7 | 1004 | E | 9 | 0 | A | 7 | 0 | A | 7 | 16100 | A | 7 | 5900 | E | 9 | 1.8 | E | 8 | 0.095 | F | 8 | 0.17 | F | 8 | -9900 | -9900 | ? | 0
1994-10-09 | 13:00 | 854 | 1370 | 369 | 1 | 28 | 190 | 1 | 31 | 250 | 1 | 28 | 40600 | 1 | 28 | 20000 | 1 | 31 | 28100 | 1 | 28 | 6920 | 1 | 50 | 8 | E | 9 | 7 | E | 9 | 22.7 | A | 7 | 5 | A | 7 | 32 | A | 7 | 1004 | E | 9 | 280 | A | 7 | 5.1 | A | 7 | 16100 | A | 7 | 7050 | E | 9 | 1.8 | E | 8 | 0.095 | F | 8 | 0.17 | F | 8 | -9900 | -9900 | ? | 0
1994-10-09 | 14:00 | 788 | 1370 | 390 | 1 | 28 | 309 | 1 | 31 | 212 | 1 | 28 | 42400 | 1 | 28 | 32700 | 1 | 31 | 23500 | 1 | 28 | 5030 | 1 | 50 | 7 | E | 9 | 7 | E | 9 | 22.7 | A | 7 | 6.6 | A | 7 | 35 | A | 7 | 1004 | E | 9 | 300 | A | 7 | 5.6 | A | 7 | 16100 | A | 7 | 8200 | E | 9 | 1.8 | E | 8 | 0.095 | F | 8 | 0.17 | F | 8 | -9900 | -9900 | ? | 0
1994-10-09 | 15:00 | 662 | 1370 | 370 | 1 | 28 | 357 | 1 | 31 | 197 | 1 | 28 | 39600 | 1 | 28 | 36800 | 1 | 31 | 21700 | 1 | 28 | 4400 | 1 | 50 | 7 | E | 9 | 6 | E | 9 | 20 | A | 7 | 8.8 | A | 7 | 48 | A | 7 | 1004 | E | 9 | 320 | A | 7 | 5.1 | A | 7 | 16100 | A | 7 | 9350 | E | 9 | 1.8 | E | 8 | 0.095 | F | 8 | 0.17 | F | 8 | -9900 | -9900 | ? | 0
1994-10-09 | 16:00 | 484 | 1370 | 198 | 1 | 28 | 301 | 1 | 31 | 91 | 1 | 28 | 21300 | 1 | 28 | 28100 | 1 | 31 | 11300 | 1 | 28 | 1700 | 1 | 50 | 6 | E | 9 | 6 | E | 9 | 19.4 | A | 7 | 8.3 | A | 7 | 49 | A | 7 | 1004 | E | 9 | 310 | A | 7 | 5.1 | A | 7 | 16100 | A | 7 | 10500 | E | 9 | 1.8 | E | 8 | 0.095 | F | 8 | 0.17 | F | 8 | -9900 | -9900 | ? | 0
1994-10-09 | 17:00 | 266 | 1370 | 78 | 1 | 28 | 89 | 1 | 31 | 61 | 1 | 28 | 8600 | 1 | 28 | 6900 | 1 | 31 | 7300 | 1 | 28 | 1310 | 1 | 50 | 6 | E | 9 | 5 | E | 9 | 17.7 | A | 7 | 7.7 | A | 7 | 52 | A | 7 | 1004 | E | 9 | 310 | A | 7 | 6.1 | A | 7 | 16100 | A | 7 | 11650 | E | 9 | 1.8 | E | 8 | 0.095 | F | 8 | 0.17 | F | 8 | -9900 | -9900 | ? | 0
1994-10-09 | 18:00 | 46 | 856 | 12 | 1 | 28 | 22 | 1 | 31 | 10 | 1 | 28 | 1300 | 1 | 28 | 900 | 1 | 31 | 1200 | 1 | 28 | 210 | 1 | 50 | 5 | E | 9 | 5 | E | 9 | 16.1 | A | 7 | 6.6 | A | 7 | 53 | A | 7 | 1004 | E | 9 | 310 | A | 7 | 5.6 | A | 7 | 16100 | A | 7 | 12800 | E | 9 | 1.8 | E | 8 | 0.095 | F | 8 | 0.17 | F | 8 | -9900 | -9900 | ? | 0
1994-10-09 | 19:00 | 0 | 0 | 0 | 1 | 0 | 0 | 1 | 0 | 0 | 1 | 0 | 0 | 1 | 0 | 0 | 1 | 0 | 0 | 1 | 0 | 0 | 1 | 0 | 5 | E | 9 | 4 | E | 9 | 14.4 | A | 7 | 7.2 | A | 7 | 62 | A | 7 | 1004 | E | 9 | 320 | A | 7 | 5.6 | A | 7 | 16100 | A | 7 | 13950 | E | 9 | 1.8 | E | 8 | 0.095 | F | 8 | 0.17 | F | 8 | -9900 | -9900 | ? | 0
1994-10-09 | 20:00 | 0 | 0 | 0 | 1 | 0 | 0 | 1 | 0 | 0 | 1 | 0 | 0 | 1 | 0 | 0 | 1 | 0 | 0 | 1 | 0 | 0 | 1 | 0 | 5 | E | 9 | 4 | E | 9 | 13.8 | A | 7 | 7.2 | A | 7 | 64 | A | 7 | 1004 | E | 9 | 310 | A | 7 | 4.1 | A | 7 | 16100 | A | 7 | 15100 | E | 9 | 1.8 | E | 8 | 0.095 | F | 8 | 0.17 | F | 8 | -9900 | -9900 | ? | 0
1994-10-09 | 21:00 | 0 | 0 | 0 | 1 | 0 | 0 | 1 | 0 | 0 | 1 | 0 | 0 | 1 | 0 | 0 | 1 | 0 | 0 | 1 | 0 | 0 | 1 | 0 | 4 | E | 9 | 3 | E | 9 | 11.6 | A | 7 | 6.6 | A | 7 | 71 | A | 7 | 1004 | E | 9 | 0 | A | 7 | 0 | A | 7 | 16100 | A | 7 | 16250 | E | 9 | 1.8 | E | 8 | 0.095 | F | 8 | 0.17 | F | 8 | -9900 | -9900 | ? | 0
1994-10-09 | 22:00 | 0 | 0 | 0 | 1 | 0 | 0 | 1 | 0 | 0 | 1 | 0 | 0 | 1 | 0 | 0 | 1 | 0 | 0 | 1 | 0 | 0 | 1 | 0 | 4 | E | 9 | 3 | E | 9 | 9.4 | A | 7 | 5 | A | 7 | 74 | A | 7 | 1004 | E | 9 | 0 | A | 7 | 0 | A | 7 | 16100 | A | 7 | 17400 | E | 9 | 1.8 | E | 8 | 0.095 | F | 8 | 0.17 | F | 8 | -9900 | -9900 | ? | 0
1994-10-09 | 23:00 | 0 | 0 | 0 | 1 | 0 | 0 | 1 | 0 | 0 | 1 | 0 | 0 | 1 | 0 | 0 | 1 | 0 | 0 | 1 | 0 | 0 | 1 | 0 | 3 | E | 9 | 2 | E | 9 | 8.3 | A | 7 | 4.4 | A | 7 | 76 | A | 7 | 1004 | E | 9 | 260 | A | 7 | 1.5 | A | 7 | 16100 | A | 7 | 18550 | E | 9 | 1.8 | E | 8 | 0.095 | F | 8 | 0.17 | F | 8 | -9900 | -9900 | ? | 0
1994-10-09 | 24:00 | 0 | 0 | 0 | 1 | 0 | 0 | 1 | 0 | 0 | 1 | 0 | 0 | 1 | 0 | 0 | 1 | 0 | 0 | 1 | 0 | 0 | 1 | 0 | 3 | E | 9 | 2 | E | 9 | 7.7 | A | 7 | 4.4 | A | 7 | 80 | A | 7 | 1004 | E | 9 | 290 | A | 7 | 2 | A | 7 | 16100 | A | 7 | 19700 | E | 9 | 1.8 | E | 8 | 0.095 | F | 8 | 0.17 | F | 8 | -9900 | -9900 | ? | 0
1994-10-10 | 1:00 | 0 | 0 | 0 | 1 | 0 | 0 | 1 | 0 | 0 | 1 | 0 | 0 | 1 | 0 | 0 | 1 | 0 | 0 | 1 | 0 | 0 | 1 | 0 | 2 | E | 9 | 2 | E | 9 | 8.8 | A | 7 | 5.5 | A | 7 | 80 | A | 7 | 1004 | E | 9 | 0 | A | 7 | 0 | A | 7 | 16100 | A | 7 | 20850 | E | 9 | 1.9 | E | 8 | 0.094 | F | 8 | 0.17 | F | 8 | -9900 | -9900 | ? | 0
1994-10-10 | 2:00 | 0 | 0 | 0 | 1 | 0 | 0 | 1 | 0 | 0 | 1 | 0 | 0 | 1 | 0 | 0 | 1 | 0 | 0 | 1 | 0 | 0 | 1 | 0 | 2 | A | 7 | 1 | E | 9 | 7.7 | A | 7 | 4.4 | A | 7 | 80 | A | 7 | 1004 | E | 9 | 0 | A | 7 | 0 | A | 7 | 16100 | A | 7 | 77777 | A | 7 | 1.9 | E | 8 | 0.094 | F | 8 | 0.17 | F | 8 | -9900 | -9900 | ? | 0
1994-10-10 | 3:00 | 0 | 0 | 0 | 1 | 0 | 0 | 1 | 0 | 0 | 1 | 0 | 0 | 1 | 0 | 0 | 1 | 0 | 0 | 1 | 0 | 0 | 1 | 0 | 3 | A | 7 | 1 | E | 9 | 8.3 | A | 7 | 4.4 | A | 7 | 76 | A | 7 | 1004 | E | 9 | 0 | A | 7 | 0 | A | 7 | 16100 | A | 7 | 77777 | A | 7 | 1.9 | E | 8 | 0.094 | F | 8 | 0.17 | F | 8 | -9900 | -9900 | ? | 0
1994-10-10 | 4:00 | 0 | 0 | 0 | 1 | 0 | 0 | 1 | 0 | 0 | 1 | 0 | 0 | 1 | 0 | 0 | 1 | 0 | 0 | 1 | 0 | 0 | 1 | 0 | 9 | A | 7 | 4 | E | 9 | 8.8 | A | 7 | 5.5 | A | 7 | 80 | A | 7 | 1004 | E | 9 | 0 | A | 7 | 0 | A | 7 | 16100 | A | 7 | 2700 | A | 7 | 1.9 | E | 8 | 0.094 | F | 8 | 0.17 | F | 8 | -9900 | -9900 | ? | 0
1994-10-10 | 5:00 | 0 | 0 | 0 | 1 | 0 | 0 | 1 | 0 | 0 | 1 | 0 | 0 | 1 | 0 | 0 | 1 | 0 | 0 | 1 | 0 | 0 | 1 | 0 | 9 | B | 8 | 4 | B | 8 | 7.7 | A | 7 | 4.4 | A | 7 | 80 | A | 7 | 1004 | E | 9 | 0 | A | 7 | 0 | A | 7 | 16100 | A | 7 | 2160 | B | 8 | 1.9 | E | 8 | 0.094 | F | 8 | 0.17 | F | 8 | -9900 | -9900 | ? | 0
1994-10-10 | 6:00 | 0 | 0 | 0 | 1 | 0 | 0 | 1 | 0 | 0 | 1 | 0 | 0 | 1 | 0 | 0 | 1 | 0 | 0 | 1 | 0 | 0 | 1 | 0 | 9 | B | 8 | 4 | B | 8 | 7.2 | A | 7 | 3.3 | A | 7 | 76 | A | 7 | 1004 | E | 9 | 0 | A | 7 | 0 | A | 7 | 16100 | A | 7 | 1620 | B | 8 | 1.8 | E | 8 | 0.094 | F | 8 | 0.17 | F | 8 | -9900 | -9900 | ? | 0
1994-10-10 | 7:00 | 42 | 834 | 12 | 1 | 24 | 20 | 1 | 27 | 11 | 1 | 24 | 1400 | 1 | 24 | 800 | 1 | 27 | 1300 | 1 | 24 | 230 | 1 | 43 | 9 | A | 7 | 4 | E | 9 | 8.3 | A | 7 | 5 | A | 7 | 80 | A | 7 | 1004 | E | 9 | 0 | A | 7 | 0 | A | 7 | 16100 | A | 7 | 1080 | A | 7 | 1.8 | E | 8 | 0.094 | F | 8 | 0.17 | F | 8 | -9900 | -9900 | ? | 0
1994-10-10 | 8:00 | 260 | 1371 | 113 | 1 | 24 | 25 | 1 | 27 | 108 | 1 | 24 | 12100 | 1 | 24 | 1300 | 1 | 27 | 11800 | 1 | 24 | 2910 | 1 | 43 | 10 | A | 7 | 9 | E | 9 | 10.5 | A | 7 | 6.6 | A | 7 | 77 | A | 7 | 1004 | E | 9 | 0 | A | 7 | 0 | A | 7 | 16100 | A | 7 | 720 | A | 7 | 1.8 | E | 8 | 0.094 | F | 8 | 0.17 | F | 8 | -9900 | -9900 | ? | 0
1994-10-10 | 9:00 | 478 | 1371 | 183 | 1 | 24 | 67 | 1 | 27 | 159 | 1 | 24 | 20000 | 1 | 24 | 6300 | 1 | 27 | 17800 | 1 | 24 | 4170 | 1 | 43 | 10 | A | 7 | 9 | E | 9 | 11.6 | A | 7 | 7.2 | A | 7 | 74 | A | 7 | 1004 | E | 9 | 0 | A | 7 | 0 | A | 7 | 16100 | A | 7 | 660 | A | 7 | 1.7 | E | 8 | 0.094 | F | 8 | 0.17 | F | 8 | -9900 | -9900 | ? | 0
1994-10-10 | 10:00 | 656 | 1371 | 181 | 1 | 24 | 111 | 1 | 27 | 127 | 1 | 24 | 20200 | 1 | 24 | 11400 | 1 | 27 | 14800 | 1 | 24 | 3120 | 1 | 43 | 10 | A | 7 | 9 | E | 9 | 13.3 | A | 7 | 7.7 | A | 7 | 69 | A | 7 | 1004 | E | 9 | 320 | A | 7 | 3.6 | A | 7 | 16100 | A | 7 | 780 | A | 7 | 1.7 | E | 8 | 0.094 | F | 8 | 0.17 | F | 8 | -9900 | -9900 | ? | 0
1994-10-10 | 11:00 | 782 | 1371 | 331 | 1 | 24 | 112 | 1 | 27 | 267 | 1 | 24 | 36400 | 1 | 24 | 11300 | 1 | 27 | 29900 | 1 | 24 | 8290 | 1 | 43 | 10 | A | 7 | 9 | E | 9 | 13.3 | A | 7 | 7.7 | A | 7 | 69 | A | 7 | 1004 | E | 9 | 310 | A | 7 | 3.6 | A | 7 | 16100 | A | 7 | 480 | A | 7 | 1.7 | E | 8 | 0.094 | F | 8 | 0.17 | F | 8 | -9900 | -9900 | ? | 0
1994-10-10 | 12:00 | 847 | 1371 | 346 | 1 | 24 | 68 | 1 | 27 | 304 | 1 | 24 | 38000 | 1 | 24 | 6900 | 1 | 27 | 33700 | 1 | 24 | 9730 | 1 | 43 | 10 | A | 7 | 9 | E | 9 | 13.3 | A | 7 | 7.7 | A | 7 | 69 | A | 7 | 1004 | E | 9 | 20 | A | 7 | 1.5 | A | 7 | 16100 | A | 7 | 540 | A | 7 | 1.7 | E | 8 | 0.094 | F | 8 | 0.17 | F | 8 | -9900 | -9900 | ? | 0
1994-10-10 | 13:00 | 847 | 1371 | 189 | 1 | 24 | 90 | 1 | 27 | 133 | 1 | 24 | 21600 | 1 | 24 | 9600 | 1 | 27 | 15600 | 1 | 24 | 3650 | 1 | 43 | 10 | A | 7 | 9 | E | 9 | 13.8 | A | 7 | 7.2 | A | 7 | 64 | A | 7 | 1004 | E | 9 | 60 | A | 7 | 1.5 | A | 7 | 16100 | A | 7 | 1260 | A | 7 | 1.6 | E | 8 | 0.094 | F | 8 | 0.17 | F | 8 | -9900 | -9900 | ? | 0
1994-10-10 | 14:00 | 781 | 1371 | 245 | 1 | 24 | 78 | 1 | 27 | 200 | 1 | 24 | 27000 | 1 | 24 | 7800 | 1 | 27 | 22500 | 1 | 24 | 6570 | 1 | 43 | 10 | A | 7 | 9 | E | 9 | 15 | A | 7 | 7.2 | A | 7 | 60 | A | 7 | 1004 | E | 9 | 170 | A | 7 | 2 | A | 7 | 16100 | A | 7 | 1410 | A | 7 | 1.6 | E | 8 | 0.094 | F | 8 | 0.17 | F | 8 | -9900 | -9900 | ? | 0
1994-10-10 | 15:00 | 655 | 1371 | 312 | 1 | 24 | 376 | 1 | 27 | 132 | 1 | 24 | 33600 | 1 | 24 | 37500 | 1 | 27 | 15700 | 1 | 24 | 2680 | 1 | 43 | 9 | A | 7 | 4 | E | 9 | 15.5 | A | 7 | 7.2 | A | 7 | 58 | A | 7 | 1004 | E | 9 | 130 | A | 7 | 1.5 | A | 7 | 16100 | A | 7 | 2100 | A | 7 | 1.6 | E | 8 | 0.094 | F | 8 | 0.17 | F | 8 | -9900 | -9900 | ? | 0
1994-10-10 | 16:00 | 476 | 1371 | 218 | 1 | 24 | 270 | 1 | 27 | 124 | 1 | 24 | 23300 | 1 | 24 | 25700 | 1 | 27 | 14400 | 1 | 24 | 2490 | 1 | 43 | 9 | A | 7 | 4 | E | 9 | 15.5 | A | 7 | 6.6 | A | 7 | 55 | A | 7 | 1004 | E | 9 | 80 | A | 7 | 2 | A | 7 | 16100 | A | 7 | 1230 | A | 7 | 1.6 | E | 8 | 0.094 | F | 8 | 0.17 | F | 8 | -9900 | -9900 | ? | 0
1994-10-10 | 17:00 | 258 | 1371 | 107 | 1 | 24 | 168 | 1 | 27 | 75 | 1 | 24 | 11200 | 1 | 24 | 12200 | 1 | 27 | 8900 | 1 | 24 | 1450 | 1 | 43 | 9 | A | 7 | 4 | E | 9 | 15.5 | A | 7 | 6.6 | A | 7 | 55 | A | 7 | 1004 | E | 9 | 100 | A | 7 | 2.5 | A | 7 | 16100 | A | 7 | 1500 | A | 7 | 1.5 | E | 8 | 0.094 | F | 8 | 0.17 | F | 8 | -9900 | -9900 | ? | 0
1994-10-10 | 18:00 | 41 | 834 | 8 | 1 | 24 | 17 | 1 | 27 | 7 | 1 | 24 | 900 | 1 | 24 | 500 | 1 | 27 | 900 | 1 | 24 | 110 | 1 | 43 | 10 | A | 7 | 9 | E | 9 | 13.8 | A | 7 | 1.6 | A | 7 | 43 | A | 7 | 1004 | E | 9 | 310 | A | 7 | 2 | A | 7 | 16100 | A | 7 | 1800 | A | 7 | 1.5 | E | 8 | 0.094 | F | 8 | 0.17 | F | 8 | -9900 | -9900 | ? | 0
1994-10-10 | 19:00 | 0 | 0 | 0 | 1 | 0 | 0 | 1 | 0 | 0 | 1 | 0 | 0 | 1 | 0 | 0 | 1 | 0 | 0 | 1 | 0 | 0 | 1 | 0 | 8 | B | 8 | 6 | B | 8 | 11.1 | A | 7 | 0.5 | A | 7 | 48 | A | 7 | 1004 | E | 9 | 320 | A | 7 | 2 | A | 7 | 16100 | A | 7 | 8533 | B | 8 | 1.5 | E | 8 | 0.094 | F | 8 | 0.17 | F | 8 | -9900 | -9900 | ? | 0
1994-10-10 | 20:00 | 0 | 0 | 0 | 1 | 0 | 0 | 1 | 0 | 0 | 1 | 0 | 0 | 1 | 0 | 0 | 1 | 0 | 0 | 1 | 0 | 0 | 1 | 0 | 5 | B | 8 | 4 | B | 8 | 8.3 | A | 7 | 0.5 | A | 7 | 58 | A | 7 | 1004 | E | 9 | 280 | A | 7 | 3.6 | A | 7 | 16100 | A | 7 | 15267 | B | 8 | 1.4 | E | 8 | 0.094 | F | 8 | 0.17 | F | 8 | -9900 | -9900 | ? | 0
1994-10-10 | 21:00 | 0 | 0 | 0 | 1 | 0 | 0 | 1 | 0 | 0 | 1 | 0 | 0 | 1 | 0 | 0 | 1 | 0 | 0 | 1 | 0 | 0 | 1 | 0 | 3 | A | 7 | 1 | E | 9 | 7.7 | A | 7 | 0.5 | A | 7 | 60 | A | 7 | 1004 | E | 9 | 0 | A | 7 | 0 | A | 7 | 16100 | A | 7 | 77777 | A | 7 | 1.4 | E | 8 | 0.094 | F | 8 | 0.17 | F | 8 | -9900 | -9900 | ? | 0
1994-10-10 | 22:00 | 0 | 0 | 0 | 1 | 0 | 0 | 1 | 0 | 0 | 1 | 0 | 0 | 1 | 0 | 0 | 1 | 0 | 0 | 1 | 0 | 0 | 1 | 0 | 9 | A | 7 | 4 | E | 9 | 5 | A | 7 | -1.2 | A | 7 | 63 | A | 7 | 1004 | E | 9 | 260 | A | 7 | 2.5 | A | 7 | 16100 | A | 7 | 1500 | A | 7 | 1.4 | E | 8 | 0.094 | F | 8 | 0.17 | F | 8 | -9900 | -9900 | ? | 0
1994-10-10 | 23:00 | 0 | 0 | 0 | 1 | 0 | 0 | 1 | 0 | 0 | 1 | 0 | 0 | 1 | 0 | 0 | 1 | 0 | 0 | 1 | 0 | 0 | 1 | 0 | 3 | A | 7 | 1 | E | 9 | 5.5 | A | 7 | 0.5 | A | 7 | 70 | A | 7 | 1004 | E | 9 | 290 | A | 7 | 3 | A | 7 | 16100 | A | 7 | 77777 | A | 7 | 1.4 | E | 8 | 0.094 | F | 8 | 0.17 | F | 8 | -9900 | -9900 | ? | 0
1994-10-10 | 24:00 | 0 | 0 | 0 | 1 | 0 | 0 | 1 | 0 | 0 | 1 | 0 | 0 | 1 | 0 | 0 | 1 | 0 | 0 | 1 | 0 | 0 | 1 | 0 | 3 | B | 8 | 1 | B | 8 | 3.8 | A | 7 | -0.6 | A | 7 | 73 | A | 7 | 1004 | E | 9 | 0 | A | 7 | 0 | A | 7 | 16100 | A | 7 | 77777 | B | 8 | 1.3 | E | 8 | 0.094 | F | 8 | 0.17 | F | 8 | -9900 | -9900 | ? | 0
1994-10-11 | 1:00 | 0 | 0 | 0 | 1 | 0 | 0 | 1 | 0 | 0 | 1 | 0 | 0 | 1 | 0 | 0 | 1 | 0 | 0 | 1 | 0 | 0 | 1 | 0 | 3 | B | 8 | 1 | B | 8 | 4.4 | A | 7 | 0 | A | 7 | 73 | A | 7 | 1004 | E | 9 | 280 | A | 7 | 1.5 | A | 7 | 16100 | A | 7 | 77777 | B | 8 | 1.3 | E | 8 | 0.094 | F | 8 | 0.17 | F | 8 | -9900 | -9900 | ? | 0
1994-10-11 | 2:00 | 0 | 0 | 0 | 1 | 0 | 0 | 1 | 0 | 0 | 1 | 0 | 0 | 1 | 0 | 0 | 1 | 0 | 0 | 1 | 0 | 0 | 1 | 0 | 3 | B | 8 | 1 | B | 8 | 4.4 | A | 7 | 0 | A | 7 | 73 | A | 7 | 1004 | E | 9 | 290 | A | 7 | 2.5 | A | 7 | 16100 | A | 7 | 77777 | B | 8 | 1.3 | E | 8 | 0.094 | F | 8 | 0.17 | F | 8 | -9900 | -9900 | ? | 0
1994-10-11 | 3:00 | 0 | 0 | 0 | 1 | 0 | 0 | 1 | 0 | 0 | 1 | 0 | 0 | 1 | 0 | 0 | 1 | 0 | 0 | 1 | 0 | 0 | 1 | 0 | 3 | B | 8 | 1 | B | 8 | 0 | A | 7 | -3.4 | A | 7 | 75 | A | 7 | 1004 | E | 9 | 0 | A | 7 | 0 | A | 7 | 16100 | A | 7 | 77777 | B | 8 | 1.3 | E | 8 | 0.094 | F | 8 | 0.17 | F | 8 | -9900 | -9900 | ? | 0
1994-10-11 | 4:00 | 0 | 0 | 0 | 1 | 0 | 0 | 1 | 0 | 0 | 1 | 0 | 0 | 1 | 0 | 0 | 1 | 0 | 0 | 1 | 0 | 0 | 1 | 0 | 3 | B | 8 | 1 | B | 8 | 0.5 | A | 7 | -2.8 | A | 7 | 76 | A | 7 | 1004 | E | 9 | 0 | A | 7 | 0 | A | 7 | 16100 | A | 7 | 77777 | B | 8 | 1.2 | E | 8 | 0.094 | F | 8 | 0.17 | F | 8 | -9900 | -9900 | ? | 0
1994-10-11 | 5:00 | 0 | 0 | 0 | 1 | 0 | 0 | 1 | 0 | 0 | 1 | 0 | 0 | 1 | 0 | 0 | 1 | 0 | 0 | 1 | 0 | 0 | 1 | 0 | 3 | B | 8 | 1 | B | 8 | -1.2 | A | 7 | -3.9 | A | 7 | 80 | A | 7 | 1004 | E | 9 | 0 | A | 7 | 0 | A | 7 | 16100 | A | 7 | 77777 | B | 8 | 1.2 | E | 8 | 0.094 | F | 8 | 0.17 | F | 8 | -9900 | -9900 | ? | 0
1994-10-11 | 6:00 | 0 | 0 | 0 | 1 | 0 | 0 | 1 | 0 | 0 | 1 | 0 | 0 | 1 | 0 | 0 | 1 | 0 | 0 | 1 | 0 | 0 | 1 | 0 | 3 | A | 7 | 1 | E | 9 | -1.2 | A | 7 | -3.9 | A | 7 | 80 | A | 7 | 1004 | E | 9 | 0 | A | 7 | 0 | A | 7 | 16100 | A | 7 | 77777 | A | 7 | 1.2 | E | 8 | 0.094 | F | 8 | 0.17 | F | 8 | -9900 | -9900 | ? | 0
1994-10-11 | 7:00 | 39 | 812 | 9 | 1 | 24 | 12 | 1 | 27 | 8 | 1 | 24 | 1000 | 1 | 24 | 500 | 1 | 27 | 1000 | 1 | 24 | 160 | 1 | 43 | 9 | A | 7 | 5 | E | 9 | 1.6 | A | 7 | -1.2 | A | 7 | 81 | A | 7 | 1004 | E | 9 | 280 | A | 7 | 1.5 | A | 7 | 16100 | A | 7 | 1800 | A | 7 | 1.2 | E | 8 | 0.094 | F | 8 | 0.17 | F | 8 | -9900 | -9900 | ? | 0
1994-10-11 | 8:00 | 254 | 1372 | 100 | 1 | 24 | 126 | 1 | 27 | 76 | 1 | 24 | 10800 | 1 | 24 | 9500 | 1 | 27 | 9000 | 1 | 24 | 1630 | 1 | 43 | 9 | A | 7 | 5 | E | 9 | 6.1 | A | 7 | 1.1 | A | 7 | 70 | A | 7 | 1004 | E | 9 | 0 | A | 7 | 0 | A | 7 | 16100 | A | 7 | 1800 | A | 7 | 1.2 | E | 8 | 0.094 | F | 8 | 0.17 | F | 8 | -9900 | -9900 | ? | 0
1994-10-11 | 9:00 | 472 | 1372 | 257 | 1 | 24 | 534 | 1 | 27 | 73 | 1 | 24 | 26900 | 1 | 24 | 49200 | 1 | 27 | 9900 | 1 | 24 | 1420 | 1 | 43 | 2 | A | 7 | 1 | E | 9 | 7.2 | A | 7 | 0.5 | A | 7 | 62 | A | 7 | 1004 | E | 9 | 0 | A | 7 | 0 | A | 7 | 16100 | A | 7 | 77777 | A | 7 | 1.2 | E | 8 | 0.094 | F | 8 | 0.17 | F | 8 | -9900 | -9900 | ? | 0
1994-10-11 | 10:00 | 650 | 1372 | 412 | 1 | 25 | 687 | 1 | 28 | 86 | 1 | 25 | 44000 | 1 | 25 | 67900 | 1 | 28 | 11700 | 1 | 25 | 1850 | 1 | 45 | 2 | B | 8 | 1 | B | 8 | 11.6 | A | 7 | 1.6 | A | 7 | 50 | A | 7 | 1004 | E | 9 | 0 | A | 7 | 0 | A | 7 | 16100 | A | 7 | 21153 | B | 8 | 1.2 | E | 8 | 0.094 | F | 8 | 0.17 | F | 8 | -9900 | -9900 | ? | 0
1994-10-11 | 11:00 | 776 | 1372 | 558 | 1 | 25 | 812 | 1 | 28 | 98 | 1 | 25 | 58700 | 1 | 25 | 80600 | 1 | 28 | 12900 | 1 | 25 | 2200 | 1 | 45 | 0 | B | 8 | 0 | B | 8 | 13.8 | A | 7 | 1.1 | A | 7 | 42 | A | 7 | 1004 | E | 9 | 180 | A | 7 | 1.5 | A | 7 | 11300 | A | 7 | 77777 | B | 8 | 1.2 | E | 8 | 0.094 | F | 8 | 0.17 | F | 8 | -9900 | -9900 | ? | 0
1994-10-11 | 12:00 | 841 | 1372 | 617 | 1 | 25 | 835 | 1 | 28 | 104 | 1 | 25 | 65100 | 1 | 25 | 83500 | 1 | 28 | 13800 | 1 | 25 | 2480 | 1 | 45 | 0 | B | 8 | 0 | B | 8 | 16.1 | A | 7 | -1.7 | A | 7 | 29 | A | 7 | 1004 | E | 9 | 0 | A | 7 | 0 | A | 7 | 16100 | A | 7 | 77777 | B | 8 | 1.2 | E | 8 | 0.094 | F | 8 | 0.17 | F | 8 | -9900 | -9900 | ? | 0
1994-10-11 | 13:00 | 840 | 1372 | 616 | 1 | 25 | 835 | 1 | 28 | 104 | 1 | 25 | 65100 | 1 | 25 | 83500 | 1 | 28 | 13800 | 1 | 25 | 2480 | 1 | 45 | 0 | B | 8 | 0 | B | 8 | 16.6 | A | 7 | -2.3 | A | 7 | 27 | A | 7 | 1004 | E | 9 | 0 | A | 7 | 0 | A | 7 | 16100 | A | 7 | 77777 | B | 8 | 1.2 | E | 8 | 0.094 | F | 8 | 0.17 | F | 8 | -9900 | -9900 | ? | 0
1994-10-11 | 14:00 | 775 | 1372 | 557 | 1 | 25 | 812 | 1 | 28 | 98 | 1 | 25 | 58600 | 1 | 25 | 80600 | 1 | 28 | 12900 | 1 | 25 | 2200 | 1 | 45 | 0 | B | 8 | 0 | B | 8 | 17.2 | A | 7 | -1.7 | A | 7 | 27 | A | 7 | 1004 | E | 9 | 60 | A | 7 | 1.5 | A | 7 | 16100 | A | 7 | 77777 | B | 8 | 1.2 | E | 8 | 0.094 | F | 8 | 0.17 | F | 8 | -9900 | -9900 | ? | 0
1994-10-11 | 15:00 | 648 | 1372 | 444 | 1 | 25 | 758 | 1 | 28 | 86 | 1 | 25 | 46300 | 1 | 25 | 73600 | 1 | 28 | 11400 | 1 | 25 | 1770 | 1 | 45 | 0 | B | 8 | 0 | B | 8 | 17.2 | A | 7 | -1.7 | A | 7 | 27 | A | 7 | 1004 | E | 9 | 10 | A | 7 | 2.5 | A | 7 | 16100 | A | 7 | 77777 | B | 8 | 1.2 | E | 8 | 0.094 | F | 8 | 0.17 | F | 8 | -9900 | -9900 | ? | 0
1994-10-11 | 16:00 | 469 | 1372 | 290 | 1 | 25 | 651 | 1 | 28 | 68 | 1 | 25 | 30600 | 1 | 25 | 60100 | 1 | 28 | 10000 | 1 | 25 | 1340 | 1 | 45 | 0 | B | 8 | 0 | B | 8 | 17.2 | A | 7 | -1.2 | A | 7 | 28 | A | 7 | 1004 | E | 9 | 60 | A | 7 | 3.6 | A | 7 | 16100 | A | 7 | 77777 | B | 8 | 1.2 | E | 8 | 0.094 | F | 8 | 0.17 | F | 8 | -9900 | -9900 | ? | 0
1994-10-11 | 17:00 | 251 | 1372 | 121 | 1 | 25 | 413 | 1 | 28 | 45 | 1 | 25 | 12400 | 1 | 25 | 30500 | 1 | 28 | 6800 | 1 | 25 | 820 | 1 | 45 | 1 | B | 8 | 0 | B | 8 | 15 | A | 7 | 0 | A | 7 | 36 | A | 7 | 1004 | E | 9 | 330 | A | 7 | 3 | A | 7 | 16100 | A | 7 | 77777 | B | 8 | 1.2 | E | 8 | 0.094 | F | 8 | 0.17 | F | 8 | -9900 | -9900 | ? | 0
1994-10-11 | 18:00 | 37 | 789 | 9 | 1 | 25 | 50 | 1 | 28 | 7 | 1 | 25 | 1100 | 1 | 25 | 1700 | 1 | 28 | 1000 | 1 | 25 | 120 | 1 | 45 | 2 | B | 8 | 2 | B | 8 | 13.8 | A | 7 | 2.2 | A | 7 | 45 | A | 7 | 1004 | E | 9 | 350 | A | 7 | 2.5 | A | 7 | 16100 | A | 7 | 77777 | B | 8 | 1.2 | E | 8 | 0.094 | F | 8 | 0.17 | F | 8 | -9900 | -9900 | ? | 0
1994-10-11 | 19:00 | 0 | 0 | 0 | 1 | 0 | 0 | 1 | 0 | 0 | 1 | 0 | 0 | 1 | 0 | 0 | 1 | 0 | 0 | 1 | 0 | 0 | 1 | 0 | 1 | B | 8 | 1 | B | 8 | 11.6 | A | 7 | 2.2 | A | 7 | 52 | A | 7 | 1004 | E | 9 | 320 | A | 7 | 2.5 | A | 7 | 16100 | A | 7 | 77777 | B | 8 | 1.2 | E | 8 | 0.094 | F | 8 | 0.17 | F | 8 | -9900 | -9900 | ? | 0
1994-10-11 | 20:00 | 0 | 0 | 0 | 1 | 0 | 0 | 1 | 0 | 0 | 1 | 0 | 0 | 1 | 0 | 0 | 1 | 0 | 0 | 1 | 0 | 0 | 1 | 0 | 1 | B | 8 | 0 | B | 8 | 9.4 | A | 7 | 1.6 | A | 7 | 58 | A | 7 | 1004 | E | 9 | 290 | A | 7 | 2.5 | A | 7 | 16100 | A | 7 | 77777 | B | 8 | 1.2 | E | 8 | 0.094 | F | 8 | 0.17 | F | 8 | -9900 | -9900 | ? | 0
1994-10-11 | 21:00 | 0 | 0 | 0 | 1 | 0 | 0 | 1 | 0 | 0 | 1 | 0 | 0 | 1 | 0 | 0 | 1 | 0 | 0 | 1 | 0 | 0 | 1 | 0 | 0 | B | 8 | 0 | B | 8 | 10 | A | 7 | 2.2 | A | 7 | 58 | A | 7 | 1004 | E | 9 | 290 | A | 7 | 3 | A | 7 | 16100 | A | 7 | 77777 | B | 8 | 1.2 | E | 8 | 0.094 | F | 8 | 0.17 | F | 8 | -9900 | -9900 | ? | 0
1994-10-11 | 22:00 | 0 | 0 | 0 | 1 | 0 | 0 | 1 | 0 | 0 | 1 | 0 | 0 | 1 | 0 | 0 | 1 | 0 | 0 | 1 | 0 | 0 | 1 | 0 | 4 | B | 8 | 2 | B | 8 | 8.8 | A | 7 | 2.2 | A | 7 | 63 | A | 7 | 1004 | E | 9 | 290 | A | 7 | 3 | A | 7 | 16100 | A | 7 | 14251 | B | 8 | 1.2 | E | 8 | 0.094 | F | 8 | 0.17 | F | 8 | -9900 | -9900 | ? | 0
1994-10-11 | 23:00 | 0 | 0 | 0 | 1 | 0 | 0 | 1 | 0 | 0 | 1 | 0 | 0 | 1 | 0 | 0 | 1 | 0 | 0 | 1 | 0 | 0 | 1 | 0 | 2 | B | 8 | 1 | B | 8 | 8.8 | A | 7 | 2.7 | A | 7 | 66 | A | 7 | 1004 | E | 9 | 300 | A | 7 | 2.5 | A | 7 | 16100 | A | 7 | 77777 | B | 8 | 1.2 | E | 8 | 0.094 | F | 8 | 0.17 | F | 8 | -9900 | -9900 | ? | 0
1994-10-11 | 24:00 | 0 | 0 | 0 | 1 | 0 | 0 | 1 | 0 | 0 | 1 | 0 | 0 | 1 | 0 | 0 | 1 | 0 | 0 | 1 | 0 | 0 | 1 | 0 | 3 | B | 8 | 2 | B | 8 | 8.8 | A | 7 | 2.7 | A | 7 | 66 | A | 7 | 1004 | E | 9 | 0 | A | 7 | 0 | A | 7 | 16100 | A | 7 | 20095 | B | 8 | 1.2 | E | 8 | 0.094 | F | 8 | 0.17 | F | 8 | -9900 | -9900 | ? | 0
1994-10-12 | 1:00 | 0 | 0 | 0 | 1 | 0 | 0 | 1 | 0 | 0 | 1 | 0 | 0 | 1 | 0 | 0 | 1 | 0 | 0 | 1 | 0 | 0 | 1 | 0 | 3 | B | 8 | 3 | B | 8 | 7.7 | A | 7 | 2.2 | A | 7 | 68 | A | 7 | 1004 | E | 9 | 0 | A | 7 | 0 | A | 7 | 11300 | A | 7 | 17892 | B | 8 | 1.2 | E | 8 | 0.093 | F | 8 | 0.17 | F | 8 | -9900 | -9900 | ? | 0
1994-10-12 | 2:00 | 0 | 0 | 0 | 1 | 0 | 0 | 1 | 0 | 0 | 1 | 0 | 0 | 1 | 0 | 0 | 1 | 0 | 0 | 1 | 0 | 0 | 1 | 0 | 3 | B | 8 | 3 | B | 8 | 6.1 | A | 7 | 1.1 | A | 7 | 70 | A | 7 | 1004 | E | 9 | 0 | A | 7 | 0 | A | 7 | 16100 | A | 7 | 18714 | B | 8 | 1.2 | E | 8 | 0.093 | F | 8 | 0.17 | F | 8 | -9900 | -9900 | ? | 0
1994-10-12 | 3:00 | 0 | 0 | 0 | 1 | 0 | 0 | 1 | 0 | 0 | 1 | 0 | 0 | 1 | 0 | 0 | 1 | 0 | 0 | 1 | 0 | 0 | 1 | 0 | 3 | B | 8 | 3 | B | 8 | 5.5 | A | 7 | 0.5 | A | 7 | 70 | A | 7 | 1004 | E | 9 | 0 | A | 7 | 0 | A | 7 | 16100 | A | 7 | 19535 | B | 8 | 1.2 | E | 8 | 0.093 | F | 8 | 0.17 | F | 8 | -9900 | -9900 | ? | 0
1994-10-12 | 4:00 | 0 | 0 | 0 | 1 | 0 | 0 | 1 | 0 | 0 | 1 | 0 | 0 | 1 | 0 | 0 | 1 | 0 | 0 | 1 | 0 | 0 | 1 | 0 | 3 | B | 8 | 2 | B | 8 | 6.6 | A | 7 | 2.2 | A | 7 | 73 | A | 7 | 1004 | E | 9 | 0 | A | 7 | 0 | A | 7 | 16100 | A | 7 | 20357 | B | 8 | 1.2 | E | 8 | 0.093 | F | 8 | 0.17 | F | 8 | -9900 | -9900 | ? | 0
1994-10-12 | 5:00 | 0 | 0 | 0 | 1 | 0 | 0 | 1 | 0 | 0 | 1 | 0 | 0 | 1 | 0 | 0 | 1 | 0 | 0 | 1 | 0 | 0 | 1 | 0 | 2 | B | 8 | 2 | B | 8 | 6.1 | A | 7 | 2.2 | A | 7 | 76 | A | 7 | 1004 | E | 9 | 0 | A | 7 | 0 | A | 7 | 16100 | A | 7 | 21179 | B | 8 | 1.2 | E | 8 | 0.093 | F | 8 | 0.17 | F | 8 | -9900 | -9900 | ? | 0
1994-10-12 | 6:00 | 0 | 0 | 0 | 1 | 0 | 0 | 1 | 0 | 0 | 1 | 0 | 0 | 1 | 0 | 0 | 1 | 0 | 0 | 1 | 0 | 0 | 1 | 0 | 2 | A | 7 | 2 | E | 9 | 5.5 | A | 7 | 1.1 | A | 7 | 73 | A | 7 | 1004 | E | 9 | 0 | A | 7 | 0 | A | 7 | 16100 | A | 7 | 77777 | A | 7 | 1.2 | E | 8 | 0.093 | F | 8 | 0.17 | F | 8 | -9900 | -9900 | ? | 0
1994-10-12 | 7:00 | 37 | 789 | 7 | 1 | 25 | 17 | 1 | 28 | 6 | 1 | 25 | 800 | 1 | 25 | 500 | 1 | 28 | 800 | 1 | 25 | 90 | 1 | 45 | 6 | B | 8 | 6 | B | 8 | 6.1 | A | 7 | 2.2 | A | 7 | 76 | A | 7 | 1004 | E | 9 | 0 | A | 7 | 0 | A | 7 | 16100 | A | 7 | 11900 | B | 8 | 1.2 | E | 8 | 0.093 | F | 8 | 0.17 | F | 8 | -9900 | -9900 | ? | 0
1994-10-12 | 8:00 | 249 | 1373 | 42 | 1 | 24 | 0 | 1 | 27 | 42 | 1 | 24 | 4800 | 1 | 24 | 0 | 1 | 27 | 4800 | 1 | 24 | 1590 | 1 | 43 | 10 | A | 7 | 10 | E | 9 | 8.3 | A | 7 | 2.7 | A | 7 | 68 | A | 7 | 1004 | E | 9 | 360 | A | 7 | 1.5 | A | 7 | 16100 | A | 7 | 1800 | A | 7 | 1.2 | E | 8 | 0.093 | F | 8 | 0.17 | F | 8 | -9900 | -9900 | ? | 0
1994-10-12 | 9:00 | 466 | 1373 | 92 | 1 | 24 | 0 | 1 | 27 | 92 | 1 | 24 | 10600 | 1 | 24 | 0 | 1 | 27 | 10600 | 1 | 24 | 3710 | 1 | 43 | 10 | A | 7 | 10 | E | 9 | 8.8 | A | 7 | 2.7 | A | 7 | 66 | A | 7 | 1004 | E | 9 | 0 | A | 7 | 0 | A | 7 | 16100 | A | 7 | 1800 | A | 7 | 1.2 | E | 8 | 0.093 | F | 8 | 0.17 | F | 8 | -9900 | -9900 | ? | 0
1994-10-12 | 10:00 | 644 | 1373 | 136 | 1 | 24 | 0 | 1 | 27 | 136 | 1 | 24 | 15800 | 1 | 24 | 0 | 1 | 27 | 15800 | 1 | 24 | 5810 | 1 | 43 | 10 | A | 7 | 10 | E | 9 | 9.4 | A | 7 | 2.2 | A | 7 | 61 | A | 7 | 1004 | E | 9 | 0 | A | 7 | 0 | A | 7 | 16100 | A | 7 | 1800 | A | 7 | 1.3 | E | 8 | 0.093 | F | 8 | 0.17 | F | 8 | -9900 | -9900 | ? | 0
1994-10-12 | 11:00 | 770 | 1373 | 527 | 1 | 24 | 660 | 1 | 27 | 156 | 1 | 24 | 54800 | 1 | 24 | 65400 | 1 | 27 | 18000 | 1 | 24 | 3440 | 1 | 43 | 3 | A | 7 | 3 | E | 9 | 12.7 | A | 7 | 2.7 | A | 7 | 51 | A | 7 | 1004 | E | 9 | 30 | A | 7 | 1.5 | A | 7 | 16100 | A | 7 | 77777 | A | 7 | 1.3 | E | 8 | 0.093 | F | 8 | 0.17 | F | 8 | -9900 | -9900 | ? | 0
1994-10-12 | 12:00 | 834 | 1373 | 605 | 1 | 25 | 694 | 1 | 28 | 183 | 1 | 25 | 62800 | 1 | 25 | 69000 | 1 | 28 | 20700 | 1 | 25 | 4230 | 1 | 45 | 3 | B | 8 | 3 | B | 8 | 16.1 | A | 7 | 1.6 | A | 7 | 37 | A | 7 | 1004 | E | 9 | 70 | A | 7 | 2.5 | A | 7 | 16100 | A | 7 | 77777 | B | 8 | 1.3 | E | 8 | 0.093 | F | 8 | 0.17 | F | 8 | -9900 | -9900 | ? | 0
1994-10-12 | 13:00 | 834 | 1373 | 612 | 1 | 25 | 859 | 1 | 28 | 90 | 1 | 25 | 63800 | 1 | 25 | 84900 | 1 | 28 | 12000 | 1 | 25 | 1950 | 1 | 45 | 3 | B | 8 | 3 | B | 8 | 18.3 | A | 7 | 0.5 | A | 7 | 30 | A | 7 | 1004 | E | 9 | 30 | A | 7 | 4.6 | A | 7 | 16100 | A | 7 | 77777 | B | 8 | 1.3 | E | 8 | 0.093 | F | 8 | 0.17 | F | 8 | -9900 | -9900 | ? | 0
1994-10-12 | 14:00 | 768 | 1373 | 538 | 1 | 25 | 687 | 1 | 28 | 153 | 1 | 25 | 56000 | 1 | 25 | 68100 | 1 | 28 | 17800 | 1 | 25 | 3380 | 1 | 45 | 2 | B | 8 | 2 | B | 8 | 18.3 | A | 7 | 0.5 | A | 7 | 30 | A | 7 | 1004 | E | 9 | 10 | A | 7 | 3 | A | 7 | 16100 | A | 7 | 77777 | B | 8 | 1.3 | E | 8 | 0.093 | F | 8 | 0.17 | F | 8 | -9900 | -9900 | ? | 0
1994-10-12 | 15:00 | 641 | 1373 | 428 | 1 | 25 | 642 | 1 | 28 | 128 | 1 | 25 | 44300 | 1 | 25 | 62200 | 1 | 28 | 15200 | 1 | 25 | 2580 | 1 | 45 | 2 | B | 8 | 2 | B | 8 | 17.7 | A | 7 | 0.5 | A | 7 | 31 | A | 7 | 1004 | E | 9 | 30 | A | 7 | 3.6 | A | 7 | 16100 | A | 7 | 77777 | B | 8 | 1.3 | E | 8 | 0.093 | F | 8 | 0.17 | F | 8 | -9900 | -9900 | ? | 0
1994-10-12 | 16:00 | 462 | 1373 | 237 | 1 | 24 | 483 | 1 | 27 | 74 | 1 | 24 | 24700 | 1 | 24 | 44200 | 1 | 27 | 9800 | 1 | 24 | 1430 | 1 | 43 | 2 | A | 7 | 2 | E | 9 | 18.3 | A | 7 | 1.1 | A | 7 | 31 | A | 7 | 1004 | E | 9 | 320 | A | 7 | 2 | A | 7 | 16100 | A | 7 | 77777 | A | 7 | 1.3 | E | 8 | 0.093 | F | 8 | 0.17 | F | 8 | -9900 | -9900 | ? | 0
1994-10-12 | 17:00 | 243 | 1373 | 121 | 1 | 24 | 255 | 1 | 27 | 75 | 1 | 24 | 12500 | 1 | 24 | 17900 | 1 | 27 | 9400 | 1 | 24 | 1470 | 1 | 43 | 3 | A | 7 | 3 | E | 9 | 15.5 | A | 7 | 3.3 | A | 7 | 44 | A | 7 | 1004 | E | 9 | 300 | A | 7 | 6.1 | A | 7 | 16100 | A | 7 | 77777 | A | 7 | 1.3 | E | 8 | 0.093 | F | 8 | 0.17 | F | 8 | -9900 | -9900 | ? | 0
1994-10-12 | 18:00 | 33 | 744 | 10 | 1 | 25 | 55 | 1 | 28 | 7 | 1 | 25 | 1100 | 1 | 25 | 1900 | 1 | 28 | 1000 | 1 | 25 | 120 | 1 | 45 | 4 | B | 8 | 4 | B | 8 | 13.8 | A | 7 | 2.2 | A | 7 | 45 | A | 7 | 1004 | E | 9 | 300 | A | 7 | 5.6 | A | 7 | 16100 | A | 7 | 19408 | B | 8 | 1.3 | E | 8 | 0.093 | F | 8 | 0.17 | F | 8 | -9900 | -9900 | ? | 0
1994-10-12 | 19:00 | 0 | 0 | 0 | 1 | 0 | 0 | 1 | 0 | 0 | 1 | 0 | 0 | 1 | 0 | 0 | 1 | 0 | 0 | 1 | 0 | 0 | 1 | 0 | 5 | B | 8 | 5 | B | 8 | 11.6 | A | 7 | 2.2 | A | 7 | 52 | A | 7 | 1004 | E | 9 | 300 | A | 7 | 3.6 | A | 7 | 16100 | A | 7 | 16815 | B | 8 | 1.3 | E | 8 | 0.093 | F | 8 | 0.17 | F | 8 | -9900 | -9900 | ? | 0
1994-10-12 | 20:00 | 0 | 0 | 0 | 1 | 0 | 0 | 1 | 0 | 0 | 1 | 0 | 0 | 1 | 0 | 0 | 1 | 0 | 0 | 1 | 0 | 0 | 1 | 0 | 5 | B | 8 | 5 | B | 8 | 9.4 | A | 7 | 1.6 | A | 7 | 58 | A | 7 | 1004 | E | 9 | 290 | A | 7 | 3 | A | 7 | 16100 | A | 7 | 14223 | B | 8 | 1.4 | E | 8 | 0.093 | F | 8 | 0.17 | F | 8 | -9900 | -9900 | ? | 0
1994-10-12 | 21:00 | 0 | 0 | 0 | 1 | 0 | 0 | 1 | 0 | 0 | 1 | 0 | 0 | 1 | 0 | 0 | 1 | 0 | 0 | 1 | 0 | 0 | 1 | 0 | 6 | B | 8 | 6 | B | 8 | 9.4 | A | 7 | 2.2 | A | 7 | 61 | A | 7 | 1004 | E | 9 | 310 | A | 7 | 2.5 | A | 7 | 16100 | A | 7 | 11630 | B | 8 | 1.4 | E | 8 | 0.093 | F | 8 | 0.17 | F | 8 | -9900 | -9900 | ? | 0
1994-10-12 | 22:00 | 0 | 0 | 0 | 1 | 0 | 0 | 1 | 0 | 0 | 1 | 0 | 0 | 1 | 0 | 0 | 1 | 0 | 0 | 1 | 0 | 0 | 1 | 0 | 7 | B | 8 | 7 | B | 8 | 7.7 | A | 7 | 1.6 | A | 7 | 65 | A | 7 | 1004 | E | 9 | 0 | A | 7 | 0 | A | 7 | 11300 | A | 7 | 9038 | B | 8 | 1.4 | E | 8 | 0.093 | F | 8 | 0.17 | F | 8 | -9900 | -9900 | ? | 0
1994-10-12 | 23:00 | 0 | 0 | 0 | 1 | 0 | 0 | 1 | 0 | 0 | 1 | 0 | 0 | 1 | 0 | 0 | 1 | 0 | 0 | 1 | 0 | 0 | 1 | 0 | 8 | B | 8 | 8 | B | 8 | 5.5 | A | 7 | 0.5 | A | 7 | 70 | A | 7 | 1004 | E | 9 | 210 | A | 7 | 1.5 | A | 7 | 16100 | A | 7 | 6445 | B | 8 | 1.4 | E | 8 | 0.093 | F | 8 | 0.17 | F | 8 | -9900 | -9900 | ? | 0
1994-10-12 | 24:00 | 0 | 0 | 0 | 1 | 0 | 0 | 1 | 0 | 0 | 1 | 0 | 0 | 1 | 0 | 0 | 1 | 0 | 0 | 1 | 0 | 0 | 1 | 0 | 8 | B | 8 | 8 | B | 8 | 3.8 | A | 7 | 0 | A | 7 | 76 | A | 7 | 1004 | E | 9 | 0 | A | 7 | 0 | A | 7 | 16100 | A | 7 | 3853 | B | 8 | 1.4 | E | 8 | 0.093 | F | 8 | 0.17 | F | 8 | -9900 | -9900 | ? | 0
1994-10-13 | 1:00 | 0 | 0 | 0 | 1 | 0 | 0 | 1 | 0 | 0 | 1 | 0 | 0 | 1 | 0 | 0 | 1 | 0 | 0 | 1 | 0 | 0 | 1 | 0 | 9 | A | 7 | 9 | E | 9 | 3.8 | A | 7 | -0.6 | A | 7 | 73 | A | 7 | 1004 | E | 9 | 0 | A | 7 | 0 | A | 7 | 16100 | A | 7 | 1260 | A | 7 | 1.4 | E | 8 | 0.093 | F | 8 | 0.17 | F | 8 | -9900 | -9900 | ? | 0
1994-10-13 | 2:00 | 0 | 0 | 0 | 1 | 0 | 0 | 1 | 0 | 0 | 1 | 0 | 0 | 1 | 0 | 0 | 1 | 0 | 0 | 1 | 0 | 0 | 1 | 0 | 8 | B | 8 | 8 | B | 8 | 2.2 | A | 7 | -1.7 | A | 7 | 74 | A | 7 | 1004 | E | 9 | 160 | A | 7 | 2 | A | 7 | 16100 | A | 7 | 4717 | B | 8 | 1.4 | E | 8 | 0.093 | F | 8 | 0.17 | F | 8 | -9900 | -9900 | ? | 0
1994-10-13 | 3:00 | 0 | 0 | 0 | 1 | 0 | 0 | 1 | 0 | 0 | 1 | 0 | 0 | 1 | 0 | 0 | 1 | 0 | 0 | 1 | 0 | 0 | 1 | 0 | 7 | B | 8 | 7 | B | 8 | 1.1 | A | 7 | -2.8 | A | 7 | 73 | A | 7 | 1004 | E | 9 | 0 | A | 7 | 0 | A | 7 | 16100 | A | 7 | 8173 | B | 8 | 1.4 | E | 8 | 0.093 | F | 8 | 0.17 | F | 8 | -9900 | -9900 | ? | 0
1994-10-13 | 4:00 | 0 | 0 | 0 | 1 | 0 | 0 | 1 | 0 | 0 | 1 | 0 | 0 | 1 | 0 | 0 | 1 | 0 | 0 | 1 | 0 | 0 | 1 | 0 | 6 | B | 8 | 6 | B | 8 | 0.5 | A | 7 | -3.4 | A | 7 | 73 | A | 7 | 1004 | E | 9 | 0 | A | 7 | 0 | A | 7 | 16100 | A | 7 | 11630 | B | 8 | 1.4 | E | 8 | 0.093 | F | 8 | 0.17 | F | 8 | -9900 | -9900 | ? | 0
1994-10-13 | 5:00 | 0 | 0 | 0 | 1 | 0 | 0 | 1 | 0 | 0 | 1 | 0 | 0 | 1 | 0 | 0 | 1 | 0 | 0 | 1 | 0 | 0 | 1 | 0 | 4 | B | 8 | 4 | B | 8 | 0 | A | 7 | -3.4 | A | 7 | 75 | A | 7 | 1004 | E | 9 | 0 | A | 7 | 0 | A | 7 | 16100 | A | 7 | 15087 | B | 8 | 1.4 | E | 8 | 0.093 | F | 8 | 0.17 | F | 8 | -9900 | -9900 | ? | 0
1994-10-13 | 6:00 | 0 | 0 | 0 | 1 | 0 | 0 | 1 | 0 | 0 | 1 | 0 | 0 | 1 | 0 | 0 | 1 | 0 | 0 | 1 | 0 | 0 | 1 | 0 | 3 | B | 8 | 3 | B | 8 | -0.6 | A | 7 | -3.4 | A | 7 | 79 | A | 7 | 1004 | E | 9 | 0 | A | 7 | 0 | A | 7 | 16100 | A | 7 | 18543 | B | 8 | 1.4 | E | 8 | 0.093 | F | 8 | 0.17 | F | 8 | -9900 | -9900 | ? | 0
1994-10-13 | 7:00 | 34 | 744 | 8 | 1 | 24 | 30 | 1 | 27 | 6 | 1 | 24 | 900 | 1 | 24 | 1000 | 1 | 27 | 800 | 1 | 24 | 100 | 1 | 43 | 2 | A | 7 | 2 | E | 9 | 2.2 | A | 7 | -1.2 | A | 7 | 77 | A | 7 | 1004 | E | 9 | 0 | A | 7 | 0 | A | 7 | 16100 | A | 7 | 77777 | A | 7 | 1.4 | E | 8 | 0.093 | F | 8 | 0.17 | F | 8 | -9900 | -9900 | ? | 0
1994-10-13 | 8:00 | 244 | 1373 | 80 | 1 | 24 | 163 | 1 | 27 | 51 | 1 | 24 | 8600 | 1 | 24 | 11500 | 1 | 27 | 6600 | 1 | 24 | 920 | 1 | 43 | 3 | A | 7 | 3 | E | 9 | 3.8 | A | 7 | 0 | A | 7 | 76 | A | 7 | 1004 | E | 9 | 0 | A | 7 | 0 | A | 7 | 4000 | A | 7 | 77777 | A | 7 | 1.4 | E | 8 | 0.093 | F | 8 | 0.17 | F | 8 | -9900 | -9900 | ? | 0
1994-10-13 | 9:00 | 461 | 1373 | 81 | 1 | 24 | 0 | 1 | 27 | 81 | 1 | 24 | 9400 | 1 | 24 | 0 | 1 | 27 | 9400 | 1 | 24 | 3330 | 1 | 43 | 10 | A | 7 | 10 | E | 9 | 10.5 | A | 7 | 3.3 | A | 7 | 61 | A | 7 | 1004 | E | 9 | 190 | A | 7 | 4.1 | A | 7 | 16100 | A | 7 | 1080 | A | 7 | 1.4 | E | 8 | 0.093 | F | 8 | 0.17 | F | 8 | -9900 | -9900 | ? | 0
1994-10-13 | 10:00 | 638 | 1373 | 211 | 1 | 24 | 86 | 1 | 27 | 171 | 1 | 24 | 23200 | 1 | 24 | 8400 | 1 | 27 | 19300 | 1 | 24 | 5130 | 1 | 43 | 9 | A | 7 | 9 | E | 9 | 11.1 | A | 7 | 3.3 | A | 7 | 59 | A | 7 | 1004 | E | 9 | 180 | A | 7 | 2 | A | 7 | 16100 | A | 7 | 1140 | A | 7 | 1.4 | E | 8 | 0.093 | F | 8 | 0.17 | F | 8 | -9900 | -9900 | ? | 0
1994-10-13 | 11:00 | 764 | 1373 | 520 | 1 | 24 | 686 | 1 | 27 | 138 | 1 | 24 | 54500 | 1 | 24 | 68300 | 1 | 27 | 16400 | 1 | 24 | 3080 | 1 | 43 | 2 | A | 7 | 2 | E | 9 | 13.3 | A | 7 | 3.3 | A | 7 | 51 | A | 7 | 1004 | E | 9 | 190 | A | 7 | 2.5 | A | 7 | 16100 | A | 7 | 77777 | A | 7 | 1.4 | E | 8 | 0.093 | F | 8 | 0.17 | F | 8 | -9900 | -9900 | ? | 0
1994-10-13 | 12:00 | 828 | 1373 | 552 | 1 | 25 | 715 | 1 | 28 | 121 | 1 | 25 | 59000 | 1 | 25 | 72400 | 1 | 28 | 15200 | 1 | 25 | 2950 | 1 | 45 | 2 | B | 8 | 2 | B | 8 | 14.4 | A | 7 | 3.8 | A | 7 | 49 | A | 7 | 1004 | E | 9 | 0 | A | 7 | 0 | A | 7 | 11300 | A | 7 | 77777 | B | 8 | 1.4 | E | 8 | 0.093 | F | 8 | 0.17 | F | 8 | -9900 | -9900 | ? | 0
1994-10-13 | 13:00 | 827 | 1373 | 560 | 1 | 25 | 731 | 1 | 28 | 120 | 1 | 25 | 59900 | 1 | 25 | 74100 | 1 | 28 | 15200 | 1 | 25 | 2920 | 1 | 45 | 2 | B | 8 | 2 | B | 8 | 15.5 | A | 7 | 4.4 | A | 7 | 48 | A | 7 | 1004 | E | 9 | 150 | A | 7 | 2 | A | 7 | 16100 | A | 7 | 77777 | B | 8 | 1.4 | E | 8 | 0.093 | F | 8 | 0.17 | F | 8 | -9900 | -9900 | ? | 0
1994-10-13 | 14:00 | 761 | 1373 | 491 | 1 | 25 | 659 | 1 | 28 | 126 | 1 | 25 | 51900 | 1 | 25 | 65900 | 1 | 28 | 15300 | 1 | 25 | 2840 | 1 | 45 | 3 | B | 8 | 3 | B | 8 | 16.1 | A | 7 | 4.4 | A | 7 | 46 | A | 7 | 1004 | E | 9 | 160 | A | 7 | 4.6 | A | 7 | 16100 | A | 7 | 77777 | B | 8 | 1.4 | E | 8 | 0.093 | F | 8 | 0.17 | F | 8 | -9900 | -9900 | ? | 0
1994-10-13 | 15:00 | 634 | 1373 | 402 | 1 | 25 | 619 | 1 | 28 | 116 | 1 | 25 | 41900 | 1 | 25 | 60100 | 1 | 28 | 14100 | 1 | 25 | 2360 | 1 | 45 | 3 | B | 8 | 3 | B | 8 | 16.1 | A | 7 | 4.4 | A | 7 | 46 | A | 7 | 1004 | E | 9 | 180 | A | 7 | 4.1 | A | 7 | 16100 | A | 7 | 77777 | B | 8 | 1.4 | E | 8 | 0.093 | F | 8 | 0.17 | F | 8 | -9900 | -9900 | ? | 0
1994-10-13 | 16:00 | 454 | 1373 | 253 | 1 | 24 | 476 | 1 | 27 | 95 | 1 | 24 | 26900 | 1 | 24 | 43500 | 1 | 27 | 12400 | 1 | 24 | 1770 | 1 | 43 | 3 | A | 7 | 3 | E | 9 | 14.4 | A | 7 | 6.1 | A | 7 | 57 | A | 7 | 1004 | E | 9 | 170 | A | 7 | 3 | A | 7 | 16100 | A | 7 | 77777 | A | 7 | 1.4 | E | 8 | 0.093 | F | 8 | 0.17 | F | 8 | -9900 | -9900 | ? | 0
1994-10-13 | 17:00 | 236 | 1373 | 105 | 1 | 24 | 18 | 1 | 27 | 102 | 1 | 24 | 11200 | 1 | 24 | 800 | 1 | 27 | 11100 | 1 | 24 | 2640 | 1 | 43 | 9 | A | 7 | 9 | E | 9 | 13.3 | A | 7 | 6.6 | A | 7 | 64 | A | 7 | 1004 | E | 9 | 170 | A | 7 | 4.1 | A | 7 | 16100 | A | 7 | 1410 | A | 7 | 1.4 | E | 8 | 0.093 | F | 8 | 0.17 | F | 8 | -9900 | -9900 | ? | 0
1994-10-13 | 18:00 | 30 | 698 | 4 | 1 | 24 | 0 | 1 | 27 | 4 | 1 | 24 | 500 | 1 | 24 | 0 | 1 | 27 | 500 | 1 | 24 | 160 | 1 | 43 | 10 | A | 7 | 10 | E | 9 | 12.2 | A | 7 | 7.7 | A | 7 | 74 | A | 7 | 1004 | E | 9 | 190 | A | 7 | 5.1 | A | 7 | 16100 | A | 7 | 1080 | A | 7 | 1.4 | E | 8 | 0.093 | F | 8 | 0.17 | F | 8 | -9900 | -9900 | ? | 0
1994-10-13 | 19:00 | 0 | 0 | 0 | 1 | 0 | 0 | 1 | 0 | 0 | 1 | 0 | 0 | 1 | 0 | 0 | 1 | 0 | 0 | 1 | 0 | 0 | 1 | 0 | 10 | A | 7 | 10 | E | 9 | 11.1 | A | 7 | 6.6 | A | 7 | 74 | A | 7 | 1004 | E | 9 | 180 | A | 7 | 6.1 | A | 7 | 11300 | A | 7 | 900 | A | 7 | 1.4 | E | 8 | 0.093 | F | 8 | 0.17 | F | 8 | -9900 | -9900 | ? | 0
1994-10-13 | 20:00 | 0 | 0 | 0 | 1 | 0 | 0 | 1 | 0 | 0 | 1 | 0 | 0 | 1 | 0 | 0 | 1 | 0 | 0 | 1 | 0 | 0 | 1 | 0 | 10 | A | 7 | 10 | E | 9 | 10.5 | A | 7 | 7.2 | A | 7 | 80 | A | 7 | 1004 | E | 9 | 180 | A | 7 | 5.1 | A | 7 | 16100 | A | 7 | 780 | A | 7 | 1.4 | E | 8 | 0.093 | F | 8 | 0.17 | F | 8 | 0 | 99 | A | 7
1994-10-13 | 21:00 | 0 | 0 | 0 | 1 | 0 | 0 | 1 | 0 | 0 | 1 | 0 | 0 | 1 | 0 | 0 | 1 | 0 | 0 | 1 | 0 | 0 | 1 | 0 | 10 | A | 7 | 10 | E | 9 | 11.1 | A | 7 | 7.2 | A | 7 | 77 | A | 7 | 1004 | E | 9 | 180 | A | 7 | 5.6 | A | 7 | 16100 | A | 7 | 720 | A | 7 | 1.4 | E | 8 | 0.093 | F | 8 | 0.17 | F | 8 | -9900 | -9900 | ? | 0
1994-10-13 | 22:00 | 0 | 0 | 0 | 1 | 0 | 0 | 1 | 0 | 0 | 1 | 0 | 0 | 1 | 0 | 0 | 1 | 0 | 0 | 1 | 0 | 0 | 1 | 0 | 10 | A | 7 | 10 | E | 9 | 11.1 | A | 7 | 7.2 | A | 7 | 77 | A | 7 | 1004 | E | 9 | 180 | A | 7 | 5.6 | A | 7 | 8000 | A | 7 | 600 | A | 7 | 1.4 | E | 8 | 0.093 | F | 8 | 0.17 | F | 8 | -9900 | -9900 | ? | 0
1994-10-13 | 23:00 | 0 | 0 | 0 | 1 | 0 | 0 | 1 | 0 | 0 | 1 | 0 | 0 | 1 | 0 | 0 | 1 | 0 | 0 | 1 | 0 | 0 | 1 | 0 | 10 | A | 7 | 10 | E | 9 | 11.6 | A | 7 | 8.3 | A | 7 | 80 | A | 7 | 1004 | E | 9 | 190 | A | 7 | 6.6 | A | 7 | 16100 | A | 7 | 1140 | A | 7 | 1.4 | E | 8 | 0.093 | F | 8 | 0.17 | F | 8 | 1 | 99 | A | 7
1994-10-13 | 24:00 | 0 | 0 | 0 | 1 | 0 | 0 | 1 | 0 | 0 | 1 | 0 | 0 | 1 | 0 | 0 | 1 | 0 | 0 | 1 | 0 | 0 | 1 | 0 | 10 | A | 7 | 10 | E | 9 | 12.7 | A | 7 | 8.8 | A | 7 | 77 | A | 7 | 1004 | E | 9 | 220 | A | 7 | 4.6 | A | 7 | 16100 | A | 7 | 810 | A | 7 | 1.4 | E | 8 | 0.093 | F | 8 | 0.17 | F | 8 | -9900 | -9900 | ? | 0
1994-10-14 | 1:00 | 0 | 0 | 0 | 1 | 0 | 0 | 1 | 0 | 0 | 1 | 0 | 0 | 1 | 0 | 0 | 1 | 0 | 0 | 1 | 0 | 0 | 1 | 0 | 10 | A | 7 | 10 | E | 9 | 13.3 | A | 7 | 9.4 | A | 7 | 77 | A | 7 | 1004 | E | 9 | 290 | A | 7 | 6.6 | A | 7 | 8000 | A | 7 | 660 | A | 7 | 1.3 | E | 8 | 0.092 | F | 8 | 0.17 | F | 8 | 0 | 99 | A | 7
1994-10-14 | 2:00 | 0 | 0 | 0 | 1 | 0 | 0 | 1 | 0 | 0 | 1 | 0 | 0 | 1 | 0 | 0 | 1 | 0 | 0 | 1 | 0 | 0 | 1 | 0 | 2 | A | 7 | 2 | E | 9 | 13.3 | A | 7 | 7.2 | A | 7 | 67 | A | 7 | 1004 | E | 9 | 280 | A | 7 | 6.1 | A | 7 | 16100 | A | 7 | 77777 | A | 7 | 1.3 | E | 8 | 0.092 | F | 8 | 0.17 | F | 8 | -9900 | -9900 | ? | 0
1994-10-14 | 3:00 | 0 | 0 | 0 | 1 | 0 | 0 | 1 | 0 | 0 | 1 | 0 | 0 | 1 | 0 | 0 | 1 | 0 | 0 | 1 | 0 | 0 | 1 | 0 | 4 | B | 8 | 4 | B | 8 | 12.7 | A | 7 | 6.6 | A | 7 | 66 | A | 7 | 1004 | E | 9 | 300 | A | 7 | 6.1 | A | 7 | 16100 | A | 7 | 15267 | B | 8 | 1.3 | E | 8 | 0.092 | F | 8 | 0.17 | F | 8 | -9900 | -9900 | ? | 0
1994-10-14 | 4:00 | 0 | 0 | 0 | 1 | 0 | 0 | 1 | 0 | 0 | 1 | 0 | 0 | 1 | 0 | 0 | 1 | 0 | 0 | 1 | 0 | 0 | 1 | 0 | 7 | B | 8 | 7 | B | 8 | 12.2 | A | 7 | 6.6 | A | 7 | 69 | A | 7 | 1004 | E | 9 | 320 | A | 7 | 4.1 | A | 7 | 16100 | A | 7 | 8533 | B | 8 | 1.3 | E | 8 | 0.092 | F | 8 | 0.17 | F | 8 | -9900 | -9900 | ? | 0
1994-10-14 | 5:00 | 0 | 0 | 0 | 1 | 0 | 0 | 1 | 0 | 0 | 1 | 0 | 0 | 1 | 0 | 0 | 1 | 0 | 0 | 1 | 0 | 0 | 1 | 0 | 9 | A | 7 | 9 | E | 9 | 10.5 | A | 7 | 5.5 | A | 7 | 71 | A | 7 | 1004 | E | 9 | 270 | A | 7 | 1.5 | A | 7 | 16100 | A | 7 | 1800 | A | 7 | 1.3 | E | 8 | 0.092 | F | 8 | 0.17 | F | 8 | -9900 | -9900 | ? | 0
1994-10-14 | 6:00 | 0 | 0 | 0 | 1 | 0 | 0 | 1 | 0 | 0 | 1 | 0 | 0 | 1 | 0 | 0 | 1 | 0 | 0 | 1 | 0 | 0 | 1 | 0 | 2 | A | 7 | 2 | E | 9 | 10 | A | 7 | 5.5 | A | 7 | 74 | A | 7 | 1004 | E | 9 | 260 | A | 7 | 1.5 | A | 7 | 16100 | A | 7 | 77777 | A | 7 | 1.3 | E | 8 | 0.092 | F | 8 | 0.17 | F | 8 | -9900 | -9900 | ? | 0
1994-10-14 | 7:00 | 31 | 722 | 7 | 1 | 24 | 23 | 1 | 27 | 6 | 1 | 24 | 800 | 1 | 24 | 600 | 1 | 27 | 800 | 1 | 24 | 90 | 1 | 43 | 3 | A | 7 | 3 | E | 9 | 10 | A | 7 | 6.1 | A | 7 | 77 | A | 7 | 1004 | E | 9 | 0 | A | 7 | 0 | A | 7 | 16100 | A | 7 | 77777 | A | 7 | 1.3 | E | 8 | 0.092 | F | 8 | 0.17 | F | 8 | -9900 | -9900 | ? | 0
1994-10-14 | 8:00 | 238 | 1374 | 106 | 1 | 24 | 294 | 1 | 27 | 55 | 1 | 24 | 11100 | 1 | 24 | 20600 | 1 | 27 | 7500 | 1 | 24 | 990 | 1 | 43 | 2 | A | 7 | 2 | E | 9 | 10 | A | 7 | 6.1 | A | 7 | 77 | A | 7 | 1004 | E | 9 | 250 | A | 7 | 1.5 | A | 7 | 16100 | A | 7 | 77777 | A | 7 | 1.3 | E | 8 | 0.092 | F | 8 | 0.17 | F | 8 | -9900 | -9900 | ? | 0
1994-10-14 | 9:00 | 455 | 1374 | 194 | 1 | 24 | 398 | 1 | 27 | 62 | 1 | 24 | 20500 | 1 | 24 | 36500 | 1 | 27 | 8400 | 1 | 24 | 1220 | 1 | 43 | 3 | A | 7 | 3 | E | 9 | 13.3 | A | 7 | 5.5 | A | 7 | 59 | A | 7 | 1004 | E | 9 | 270 | A | 7 | 2 | A | 7 | 16100 | A | 7 | 77777 | A | 7 | 1.3 | E | 8 | 0.092 | F | 8 | 0.17 | F | 8 | -9900 | -9900 | ? | 0
1994-10-14 | 10:00 | 632 | 1374 | 124 | 1 | 24 | 0 | 1 | 27 | 124 | 1 | 24 | 14500 | 1 | 24 | 0 | 1 | 27 | 14500 | 1 | 24 | 5350 | 1 | 43 | 10 | A | 7 | 10 | E | 9 | 12.7 | A | 7 | 6.6 | A | 7 | 66 | A | 7 | 1004 | E | 9 | 320 | A | 7 | 3.6 | A | 7 | 16100 | A | 7 | 990 | A | 7 | 1.3 | E | 8 | 0.092 | F | 8 | 0.17 | F | 8 | -9900 | -9900 | ? | 0
1994-10-14 | 11:00 | 757 | 1374 | 156 | 1 | 24 | 0 | 1 | 27 | 156 | 1 | 24 | 18300 | 1 | 24 | 0 | 1 | 27 | 18300 | 1 | 24 | 6980 | 1 | 43 | 10 | A | 7 | 10 | E | 9 | 11.1 | A | 7 | 6.1 | A | 7 | 71 | A | 7 | 1004 | E | 9 | 280 | A | 7 | 2 | A | 7 | 5600 | A | 7 | 720 | A | 7 | 1.3 | E | 8 | 0.092 | F | 8 | 0.17 | F | 8 | 2 | 99 | A | 7
1994-10-14 | 12:00 | 821 | 1374 | 173 | 1 | 24 | 0 | 1 | 27 | 173 | 1 | 24 | 20400 | 1 | 24 | 0 | 1 | 27 | 20400 | 1 | 24 | 7870 | 1 | 43 | 10 | A | 7 | 10 | E | 9 | 12.2 | A | 7 | 6.6 | A | 7 | 69 | A | 7 | 1004 | E | 9 | 0 | A | 7 | 0 | A | 7 | 16100 | A | 7 | 1110 | A | 7 | 1.3 | E | 8 | 0.092 | F | 8 | 0.17 | F | 8 | -9900 | -9900 | ? | 0
1994-10-14 | 13:00 | 820 | 1374 | 344 | 1 | 24 | 91 | 1 | 27 | 289 | 1 | 24 | 37700 | 1 | 24 | 9300 | 1 | 27 | 32200 | 1 | 24 | 9110 | 1 | 43 | 9 | A | 7 | 9 | E | 9 | 13.3 | A | 7 | 7.2 | A | 7 | 67 | A | 7 | 1004 | E | 9 | 160 | A | 7 | 1.5 | A | 7 | 16100 | A | 7 | 1470 | A | 7 | 1.3 | E | 8 | 0.092 | F | 8 | 0.17 | F | 8 | -9900 | -9900 | ? | 0
1994-10-14 | 14:00 | 754 | 1374 | 270 | 1 | 24 | 56 | 1 | 27 | 239 | 1 | 24 | 29600 | 1 | 24 | 5600 | 1 | 27 | 26600 | 1 | 24 | 7400 | 1 | 43 | 9 | A | 7 | 9 | E | 9 | 14.4 | A | 7 | 6.6 | A | 7 | 59 | A | 7 | 1004 | E | 9 | 230 | A | 7 | 2.5 | A | 7 | 16100 | A | 7 | 1320 | A | 7 | 1.3 | E | 8 | 0.092 | F | 8 | 0.17 | F | 8 | -9900 | -9900 | ? | 0
1994-10-14 | 15:00 | 626 | 1374 | 276 | 1 | 24 | 44 | 1 | 27 | 255 | 1 | 24 | 30100 | 1 | 24 | 4400 | 1 | 27 | 28100 | 1 | 24 | 6850 | 1 | 43 | 9 | A | 7 | 9 | E | 9 | 14.4 | A | 7 | 6.6 | A | 7 | 59 | A | 7 | 1004 | E | 9 | 240 | A | 7 | 3.6 | A | 7 | 16100 | A | 7 | 1230 | A | 7 | 1.3 | E | 8 | 0.092 | F | 8 | 0.17 | F | 8 | -9900 | -9900 | ? | 0
1994-10-14 | 16:00 | 447 | 1374 | 157 | 1 | 24 | 74 | 1 | 27 | 133 | 1 | 24 | 17200 | 1 | 24 | 6900 | 1 | 27 | 15000 | 1 | 24 | 3530 | 1 | 43 | 9 | A | 7 | 9 | E | 9 | 13.8 | A | 7 | 5 | A | 7 | 55 | A | 7 | 1004 | E | 9 | 250 | A | 7 | 3.6 | A | 7 | 16100 | A | 7 | 1800 | A | 7 | 1.3 | E | 8 | 0.092 | F | 8 | 0.17 | F | 8 | -9900 | -9900 | ? | 0
1994-10-14 | 17:00 | 229 | 1374 | 32 | 1 | 24 | 0 | 1 | 27 | 32 | 1 | 24 | 3700 | 1 | 24 | 0 | 1 | 27 | 3700 | 1 | 24 | 1240 | 1 | 43 | 10 | A | 7 | 10 | E | 9 | 11.6 | A | 7 | 6.1 | A | 7 | 69 | A | 7 | 1004 | E | 9 | 320 | A | 7 | 5.1 | A | 7 | 11300 | A | 7 | 1080 | A | 7 | 1.3 | E | 8 | 0.092 | F | 8 | 0.17 | F | 8 | -9900 | -9900 | ? | 0
1994-10-14 | 18:00 | 26 | 676 | 3 | 1 | 24 | 0 | 1 | 27 | 3 | 1 | 24 | 0 | 1 | 24 | 0 | 1 | 27 | 0 | 1 | 24 | 0 | 1 | 43 | 10 | A | 7 | 10 | E | 9 | 10.5 | A | 7 | 5.5 | A | 7 | 71 | A | 7 | 1004 | E | 9 | 300 | A | 7 | 3 | A | 7 | 16100 | A | 7 | 1410 | A | 7 | 1.3 | E | 8 | 0.092 | F | 8 | 0.17 | F | 8 | -9900 | -9900 | ? | 0
1994-10-14 | 19:00 | 0 | 0 | 0 | 1 | 0 | 0 | 1 | 0 | 0 | 1 | 0 | 0 | 1 | 0 | 0 | 1 | 0 | 0 | 1 | 0 | 0 | 1 | 0 | 10 | B | 8 | 10 | B | 8 | 9.4 | A | 7 | 5 | A | 7 | 74 | A | 7 | 1004 | E | 9 | 280 | A | 7 | 2 | A | 7 | 16100 | A | 7 | 1428 | B | 8 | 1.3 | E | 8 | 0.092 | F | 8 | 0.17 | F | 8 | 0 | 99 | A | 7
1994-10-14 | 20:00 | 0 | 0 | 0 | 1 | 0 | 0 | 1 | 0 | 0 | 1 | 0 | 0 | 1 | 0 | 0 | 1 | 0 | 0 | 1 | 0 | 0 | 1 | 0 | 10 | B | 8 | 10 | B | 8 | 8.8 | A | 7 | 5 | A | 7 | 77 | A | 7 | 1004 | E | 9 | 310 | A | 7 | 4.1 | A | 7 | 16100 | A | 7 | 1446 | B | 8 | 1.3 | E | 8 | 0.092 | F | 8 | 0.17 | F | 8 | -9900 | -9900 | ? | 0
1994-10-14 | 21:00 | 0 | 0 | 0 | 1 | 0 | 0 | 1 | 0 | 0 | 1 | 0 | 0 | 1 | 0 | 0 | 1 | 0 | 0 | 1 | 0 | 0 | 1 | 0 | 9 | B | 8 | 9 | B | 8 | 8.8 | A | 7 | 5 | A | 7 | 77 | A | 7 | 1004 | E | 9 | 350 | A | 7 | 1.5 | A | 7 | 16100 | A | 7 | 1464 | B | 8 | 1.3 | E | 8 | 0.092 | F | 8 | 0.17 | F | 8 | -9900 | -9900 | ? | 0
1994-10-14 | 22:00 | 0 | 0 | 0 | 1 | 0 | 0 | 1 | 0 | 0 | 1 | 0 | 0 | 1 | 0 | 0 | 1 | 0 | 0 | 1 | 0 | 0 | 1 | 0 | 9 | B | 8 | 9 | B | 8 | 7.2 | A | 7 | 4.4 | A | 7 | 82 | A | 7 | 1004 | E | 9 | 0 | A | 7 | 0 | A | 7 | 16100 | A | 7 | 1482 | B | 8 | 1.3 | E | 8 | 0.092 | F | 8 | 0.17 | F | 8 | -9900 | -9900 | ? | 0
1994-10-14 | 23:00 | 0 | 0 | 0 | 1 | 0 | 0 | 1 | 0 | 0 | 1 | 0 | 0 | 1 | 0 | 0 | 1 | 0 | 0 | 1 | 0 | 0 | 1 | 0 | 9 | A | 7 | 9 | E | 9 | 6.1 | A | 7 | 3.3 | A | 7 | 82 | A | 7 | 1004 | E | 9 | 210 | A | 7 | 2 | A | 7 | 16100 | A | 7 | 1500 | A | 7 | 1.3 | E | 8 | 0.092 | F | 8 | 0.17 | F | 8 | -9900 | -9900 | ? | 0
1994-10-14 | 24:00 | 0 | 0 | 0 | 1 | 0 | 0 | 1 | 0 | 0 | 1 | 0 | 0 | 1 | 0 | 0 | 1 | 0 | 0 | 1 | 0 | 0 | 1 | 0 | 2 | A | 7 | 2 | E | 9 | 5 | A | 7 | 2.2 | A | 7 | 82 | A | 7 | 1004 | E | 9 | 250 | A | 7 | 2 | A | 7 | 16100 | A | 7 | 77777 | A | 7 | 1.3 | E | 8 | 0.092 | F | 8 | 0.17 | F | 8 | -9900 | -9900 | ? | 0
1994-10-15 | 1:00 | 0 | 0 | 0 | 1 | 0 | 0 | 1 | 0 | 0 | 1 | 0 | 0 | 1 | 0 | 0 | 1 | 0 | 0 | 1 | 0 | 0 | 1 | 0 | 9 | A | 7 | 9 | E | 9 | 5 | A | 7 | 2.7 | A | 7 | 85 | A | 7 | 1004 | E | 9 | 260 | A | 7 | 1.5 | A | 7 | 16100 | A | 7 | 1500 | A | 7 | 1.3 | E | 8 | 0.091 | F | 8 | 0.17 | F | 8 | -9900 | -9900 | ? | 0
1994-10-15 | 2:00 | 0 | 0 | 0 | 1 | 0 | 0 | 1 | 0 | 0 | 1 | 0 | 0 | 1 | 0 | 0 | 1 | 0 | 0 | 1 | 0 | 0 | 1 | 0 | 9 | A | 7 | 9 | E | 9 | 6.1 | A | 7 | 3.3 | A | 7 | 82 | A | 7 | 1004 | E | 9 | 270 | A | 7 | 1.5 | A | 7 | 16100 | A | 7 | 1500 | A | 7 | 1.3 | E | 8 | 0.091 | F | 8 | 0.17 | F | 8 | -9900 | -9900 | ? | 0
1994-10-15 | 3:00 | 0 | 0 | 0 | 1 | 0 | 0 | 1 | 0 | 0 | 1 | 0 | 0 | 1 | 0 | 0 | 1 | 0 | 0 | 1 | 0 | 0 | 1 | 0 | 10 | A | 7 | 10 | E | 9 | 6.6 | A | 7 | 3.3 | A | 7 | 79 | A | 7 | 1004 | E | 9 | 0 | A | 7 | 0 | A | 7 | 16100 | A | 7 | 1500 | A | 7 | 1.3 | E | 8 | 0.091 | F | 8 | 0.17 | F | 8 | -9900 | -9900 | ? | 0
1994-10-15 | 4:00 | 0 | 0 | 0 | 1 | 0 | 0 | 1 | 0 | 0 | 1 | 0 | 0 | 1 | 0 | 0 | 1 | 0 | 0 | 1 | 0 | 0 | 1 | 0 | 10 | A | 7 | 10 | E | 9 | 6.6 | A | 7 | 3.8 | A | 7 | 82 | A | 7 | 1004 | E | 9 | 150 | A | 7 | 1.5 | A | 7 | 16100 | A | 7 | 1500 | A | 7 | 1.3 | E | 8 | 0.091 | F | 8 | 0.17 | F | 8 | -9900 | -9900 | ? | 0
1994-10-15 | 5:00 | 0 | 0 | 0 | 1 | 0 | 0 | 1 | 0 | 0 | 1 | 0 | 0 | 1 | 0 | 0 | 1 | 0 | 0 | 1 | 0 | 0 | 1 | 0 | 10 | A | 7 | 10 | E | 9 | 7.2 | A | 7 | 4.4 | A | 7 | 82 | A | 7 | 1004 | E | 9 | 180 | A | 7 | 1.5 | A | 7 | 16100 | A | 7 | 1800 | A | 7 | 1.3 | E | 8 | 0.091 | F | 8 | 0.17 | F | 8 | -9900 | -9900 | ? | 0
1994-10-15 | 6:00 | 0 | 0 | 0 | 1 | 0 | 0 | 1 | 0 | 0 | 1 | 0 | 0 | 1 | 0 | 0 | 1 | 0 | 0 | 1 | 0 | 0 | 1 | 0 | 10 | A | 7 | 10 | E | 9 | 6.6 | A | 7 | 4.4 | A | 7 | 86 | A | 7 | 1004 | E | 9 | 220 | A | 7 | 1.5 | A | 7 | 16100 | A | 7 | 1800 | A | 7 | 1.3 | E | 8 | 0.091 | F | 8 | 0.17 | F | 8 | -9900 | -9900 | ? | 0
1994-10-15 | 7:00 | 29 | 699 | 4 | 1 | 24 | 0 | 1 | 27 | 4 | 1 | 24 | 500 | 1 | 24 | 0 | 1 | 27 | 500 | 1 | 24 | 160 | 1 | 43 | 10 | A | 7 | 10 | E | 9 | 7.7 | A | 7 | 5 | A | 7 | 83 | A | 7 | 1004 | E | 9 | 170 | A | 7 | 1.5 | A | 7 | 16100 | A | 7 | 1800 | A | 7 | 1.3 | E | 8 | 0.091 | F | 8 | 0.17 | F | 8 | -9900 | -9900 | ? | 0
1994-10-15 | 8:00 | 233 | 1375 | 56 | 1 | 24 | 9 | 1 | 27 | 54 | 1 | 24 | 6200 | 1 | 24 | 200 | 1 | 27 | 6200 | 1 | 24 | 1870 | 1 | 43 | 9 | A | 7 | 9 | E | 9 | 8.8 | A | 7 | 6.1 | A | 7 | 83 | A | 7 | 1004 | E | 9 | 180 | A | 7 | 2 | A | 7 | 16100 | A | 7 | 1800 | A | 7 | 1.3 | E | 8 | 0.091 | F | 8 | 0.17 | F | 8 | -9900 | -9900 | ? | 0
1994-10-15 | 9:00 | 449 | 1375 | 100 | 1 | 24 | 28 | 1 | 27 | 91 | 1 | 24 | 11000 | 1 | 24 | 2600 | 1 | 27 | 10200 | 1 | 24 | 2600 | 1 | 43 | 9 | A | 7 | 9 | E | 9 | 10.5 | A | 7 | 6.1 | A | 7 | 74 | A | 7 | 1004 | E | 9 | 0 | A | 7 | 0 | A | 7 | 16100 | A | 7 | 1500 | A | 7 | 1.3 | E | 8 | 0.091 | F | 8 | 0.17 | F | 8 | -9900 | -9900 | ? | 0
1994-10-15 | 10:00 | 626 | 1375 | 126 | 1 | 24 | 14 | 1 | 27 | 119 | 1 | 24 | 14700 | 1 | 24 | 1000 | 1 | 27 | 14200 | 1 | 24 | 5160 | 1 | 43 | 9 | A | 7 | 9 | E | 9 | 11.1 | A | 7 | 6.6 | A | 7 | 74 | A | 7 | 1004 | E | 9 | 0 | A | 7 | 0 | A | 7 | 16100 | A | 7 | 1800 | A | 7 | 1.3 | E | 8 | 0.091 | F | 8 | 0.17 | F | 8 | -9900 | -9900 | ? | 0
1994-10-15 | 11:00 | 751 | 1375 | 144 | 1 | 24 | 0 | 1 | 27 | 144 | 1 | 24 | 17000 | 1 | 24 | 0 | 1 | 27 | 17000 | 1 | 24 | 6520 | 1 | 43 | 10 | A | 7 | 10 | E | 9 | 13.8 | A | 7 | 5.5 | A | 7 | 57 | A | 7 | 1004 | E | 9 | 20 | A | 7 | 1.5 | A | 7 | 16100 | A | 7 | 1170 | A | 7 | 1.3 | E | 8 | 0.091 | F | 8 | 0.17 | F | 8 | -9900 | -9900 | ? | 0
1994-10-15 | 12:00 | 815 | 1375 | 161 | 1 | 24 | 0 | 1 | 27 | 161 | 1 | 24 | 19000 | 1 | 24 | 0 | 1 | 27 | 19000 | 1 | 24 | 7400 | 1 | 43 | 10 | A | 7 | 10 | E | 9 | 13.3 | A | 7 | 6.1 | A | 7 | 62 | A | 7 | 1004 | E | 9 | 80 | A | 7 | 2 | A | 7 | 16100 | A | 7 | 810 | A | 7 | 1.3 | E | 8 | 0.091 | F | 8 | 0.17 | F | 8 | -9900 | -9900 | ? | 0
1994-10-15 | 13:00 | 813 | 1375 | 206 | 1 | 24 | 27 | 1 | 27 | 190 | 1 | 24 | 22700 | 1 | 24 | 2700 | 1 | 27 | 21100 | 1 | 24 | 6440 | 1 | 43 | 9 | A | 7 | 9 | E | 9 | 13.8 | A | 7 | 5.5 | A | 7 | 57 | A | 7 | 1004 | E | 9 | 0 | A | 7 | 0 | A | 7 | 16100 | A | 7 | 1800 | A | 7 | 1.3 | E | 8 | 0.091 | F | 8 | 0.17 | F | 8 | -9900 | -9900 | ? | 0
1994-10-15 | 14:00 | 747 | 1375 | 366 | 1 | 24 | 140 | 1 | 27 | 289 | 1 | 24 | 39400 | 1 | 24 | 14400 | 1 | 27 | 31500 | 1 | 24 | 7440 | 1 | 43 | 9 | A | 7 | 9 | E | 9 | 14.4 | A | 7 | 5 | A | 7 | 53 | A | 7 | 1004 | E | 9 | 50 | A | 7 | 4.6 | A | 7 | 16100 | A | 7 | 1800 | A | 7 | 1.3 | E | 8 | 0.091 | F | 8 | 0.17 | F | 8 | -9900 | -9900 | ? | 0
1994-10-15 | 15:00 | 619 | 1375 | 204 | 1 | 24 | 105 | 1 | 27 | 156 | 1 | 24 | 22400 | 1 | 24 | 10600 | 1 | 27 | 17600 | 1 | 24 | 3760 | 1 | 43 | 9 | A | 7 | 9 | E | 9 | 14.4 | A | 7 | 5.5 | A | 7 | 55 | A | 7 | 1004 | E | 9 | 50 | A | 7 | 4.1 | A | 7 | 16100 | A | 7 | 1800 | A | 7 | 1.3 | E | 8 | 0.091 | F | 8 | 0.17 | F | 8 | -9900 | -9900 | ? | 0
1994-10-15 | 16:00 | 440 | 1375 | 195 | 1 | 24 | 294 | 1 | 27 | 101 | 1 | 24 | 20600 | 1 | 24 | 26600 | 1 | 27 | 12000 | 1 | 24 | 1890 | 1 | 43 | 3 | A | 7 | 3 | E | 9 | 14.4 | A | 7 | 4.4 | A | 7 | 51 | A | 7 | 1004 | E | 9 | 20 | A | 7 | 1.5 | A | 7 | 16100 | A | 7 | 77777 | A | 7 | 1.3 | E | 8 | 0.091 | F | 8 | 0.17 | F | 8 | -9900 | -9900 | ? | 0
1994-10-15 | 17:00 | 222 | 1375 | 85 | 1 | 25 | 92 | 1 | 28 | 70 | 1 | 25 | 9100 | 1 | 25 | 6500 | 1 | 28 | 8100 | 1 | 25 | 1490 | 1 | 45 | 4 | B | 8 | 4 | B | 8 | 13.8 | A | 7 | 4.4 | A | 7 | 53 | A | 7 | 1004 | E | 9 | 0 | A | 7 | 0 | A | 7 | 16100 | A | 7 | 77777 | B | 8 | 1.3 | E | 8 | 0.091 | F | 8 | 0.17 | F | 8 | -9900 | -9900 | ? | 0
1994-10-15 | 18:00 | 23 | 630 | 4 | 1 | 25 | 1 | 1 | 28 | 4 | 1 | 25 | 0 | 1 | 25 | 0 | 1 | 28 | 0 | 1 | 25 | 0 | 1 | 45 | 4 | B | 8 | 4 | B | 8 | 10 | A | 7 | 4.4 | A | 7 | 68 | A | 7 | 1004 | E | 9 | 330 | A | 7 | 2 | A | 7 | 16100 | A | 7 | 77777 | B | 8 | 1.4 | E | 8 | 0.091 | F | 8 | 0.17 | F | 8 | -9900 | -9900 | ? | 0
1994-10-15 | 19:00 | 0 | 0 | 0 | 1 | 0 | 0 | 1 | 0 | 0 | 1 | 0 | 0 | 1 | 0 | 0 | 1 | 0 | 0 | 1 | 0 | 0 | 1 | 0 | 5 | B | 8 | 5 | B | 8 | 8.3 | A | 7 | 4.4 | A | 7 | 76 | A | 7 | 1004 | E | 9 | 300 | A | 7 | 2 | A | 7 | 16100 | A | 7 | 77777 | B | 8 | 1.4 | E | 8 | 0.091 | F | 8 | 0.17 | F | 8 | -9900 | -9900 | ? | 0
1994-10-15 | 20:00 | 0 | 0 | 0 | 1 | 0 | 0 | 1 | 0 | 0 | 1 | 0 | 0 | 1 | 0 | 0 | 1 | 0 | 0 | 1 | 0 | 0 | 1 | 0 | 6 | B | 8 | 6 | B | 8 | 7.7 | A | 7 | 4.4 | A | 7 | 80 | A | 7 | 1004 | E | 9 | 300 | A | 7 | 3 | A | 7 | 16100 | A | 7 | 77777 | B | 8 | 1.4 | E | 8 | 0.091 | F | 8 | 0.17 | F | 8 | -9900 | -9900 | ? | 0
1994-10-15 | 21:00 | 0 | 0 | 0 | 1 | 0 | 0 | 1 | 0 | 0 | 1 | 0 | 0 | 1 | 0 | 0 | 1 | 0 | 0 | 1 | 0 | 0 | 1 | 0 | 7 | B | 8 | 7 | B | 8 | 7.2 | A | 7 | 3.8 | A | 7 | 79 | A | 7 | 1004 | E | 9 | 300 | A | 7 | 2.5 | A | 7 | 16100 | A | 7 | 77777 | B | 8 | 1.4 | E | 8 | 0.091 | F | 8 | 0.17 | F | 8 | -9900 | -9900 | ? | 0
1994-10-15 | 22:00 | 0 | 0 | 0 | 1 | 0 | 0 | 1 | 0 | 0 | 1 | 0 | 0 | 1 | 0 | 0 | 1 | 0 | 0 | 1 | 0 | 0 | 1 | 0 | 7 | B | 8 | 7 | B | 8 | 6.6 | A | 7 | 3.3 | A | 7 | 79 | A | 7 | 1004 | E | 9 | 320 | A | 7 | 1.5 | A | 7 | 16100 | A | 7 | 77777 | B | 8 | 1.4 | E | 8 | 0.091 | F | 8 | 0.17 | F | 8 | -9900 | -9900 | ? | 0
1994-10-15 | 23:00 | 0 | 0 | 0 | 1 | 0 | 0 | 1 | 0 | 0 | 1 | 0 | 0 | 1 | 0 | 0 | 1 | 0 | 0 | 1 | 0 | 0 | 1 | 0 | 8 | B | 8 | 8 | B | 8 | 6.1 | A | 7 | 2.7 | A | 7 | 79 | A | 7 | 1004 | E | 9 | 0 | A | 7 | 0 | A | 7 | 16100 | A | 7 | 77777 | B | 8 | 1.4 | E | 8 | 0.091 | F | 8 | 0.17 | F | 8 | -9900 | -9900 | ? | 0
1994-10-15 | 24:00 | 0 | 0 | 0 | 1 | 0 | 0 | 1 | 0 | 0 | 1 | 0 | 0 | 1 | 0 | 0 | 1 | 0 | 0 | 1 | 0 | 0 | 1 | 0 | 9 | B | 8 | 9 | B | 8 | 4.4 | A | 7 | 2.2 | A | 7 | 86 | A | 7 | 1004 | E | 9 | 0 | A | 7 | 0 | A | 7 | 11300 | A | 7 | 77777 | B | 8 | 1.4 | E | 8 | 0.091 | F | 8 | 0.17 | F | 8 | -9900 | -9900 | ? | 0
1994-10-16 | 1:00 | 0 | 0 | 0 | 1 | 0 | 0 | 1 | 0 | 0 | 1 | 0 | 0 | 1 | 0 | 0 | 1 | 0 | 0 | 1 | 0 | 0 | 1 | 0 | 9 | B | 8 | 9 | B | 8 | 4.4 | A | 7 | 1.6 | A | 7 | 82 | A | 7 | 1004 | E | 9 | 0 | A | 7 | 0 | A | 7 | 16100 | A | 7 | 77777 | B | 8 | 1.4 | E | 8 | 0.091 | F | 8 | 0.17 | F | 8 | -9900 | -9900 | ? | 0
1994-10-16 | 2:00 | 0 | 0 | 0 | 1 | 0 | 0 | 1 | 0 | 0 | 1 | 0 | 0 | 1 | 0 | 0 | 1 | 0 | 0 | 1 | 0 | 0 | 1 | 0 | 10 | A | 7 | 10 | E | 9 | 2.7 | A | 7 | 0.5 | A | 7 | 85 | A | 7 | 1004 | E | 9 | 0 | A | 7 | 0 | A | 7 | 2800 | A | 7 | 77777 | A | 7 | 1.4 | E | 8 | 0.091 | F | 8 | 0.17 | F | 8 | -9900 | -9900 | ? | 0
1994-10-16 | 3:00 | 0 | 0 | 0 | 1 | 0 | 0 | 1 | 0 | 0 | 1 | 0 | 0 | 1 | 0 | 0 | 1 | 0 | 0 | 1 | 0 | 0 | 1 | 0 | 10 | A | 7 | 10 | E | 9 | 1.6 | A | 7 | -0.6 | A | 7 | 85 | A | 7 | 1004 | E | 9 | 0 | A | 7 | 0 | A | 7 | 400 | A | 7 | 180 | A | 7 | 1.4 | E | 8 | 0.091 | F | 8 | 0.17 | F | 8 | -9900 | -9900 | ? | 0
1994-10-16 | 4:00 | 0 | 0 | 0 | 1 | 0 | 0 | 1 | 0 | 0 | 1 | 0 | 0 | 1 | 0 | 0 | 1 | 0 | 0 | 1 | 0 | 0 | 1 | 0 | 9 | A | 7 | 9 | E | 9 | 1.1 | A | 7 | -1.2 | A | 7 | 84 | A | 7 | 1004 | E | 9 | 0 | A | 7 | 0 | A | 7 | 800 | A | 7 | 180 | A | 7 | 1.4 | E | 8 | 0.091 | F | 8 | 0.17 | F | 8 | -9900 | -9900 | ? | 0
1994-10-16 | 5:00 | 0 | 0 | 0 | 1 | 0 | 0 | 1 | 0 | 0 | 1 | 0 | 0 | 1 | 0 | 0 | 1 | 0 | 0 | 1 | 0 | 0 | 1 | 0 | 10 | A | 7 | 10 | E | 9 | 0.5 | A | 7 | -1.7 | A | 7 | 84 | A | 7 | 1004 | E | 9 | 290 | A | 7 | 1.5 | A | 7 | 1200 | A | 7 | 150 | A | 7 | 1.4 | E | 8 | 0.091 | F | 8 | 0.17 | F | 8 | -9900 | -9900 | ? | 0
1994-10-16 | 6:00 | 0 | 0 | 0 | 1 | 0 | 0 | 1 | 0 | 0 | 1 | 0 | 0 | 1 | 0 | 0 | 1 | 0 | 0 | 1 | 0 | 0 | 1 | 0 | 9 | A | 7 | 9 | E | 9 | 0.5 | A | 7 | -1.7 | A | 7 | 84 | A | 7 | 1004 | E | 9 | 120 | A | 7 | 1.5 | A | 7 | 800 | A | 7 | 90 | A | 7 | 1.4 | E | 8 | 0.091 | F | 8 | 0.17 | F | 8 | -9900 | -9900 | ? | 0
1994-10-16 | 7:00 | 26 | 654 | 2 | 1 | 24 | 0 | 1 | 27 | 2 | 1 | 24 | 300 | 1 | 24 | 0 | 1 | 27 | 300 | 1 | 24 | 80 | 1 | 43 | 10 | A | 7 | 10 | E | 9 | 1.1 | A | 7 | -0.6 | A | 7 | 88 | A | 7 | 1004 | E | 9 | 0 | A | 7 | 0 | A | 7 | 0 | A | 7 | 30 | A | 7 | 1.4 | E | 8 | 0.091 | F | 8 | 0.17 | F | 8 | -9900 | -9900 | ? | 0
1994-10-16 | 8:00 | 227 | 1376 | 25 | 1 | 24 | 0 | 1 | 27 | 25 | 1 | 24 | 3000 | 1 | 24 | 0 | 1 | 27 | 3000 | 1 | 24 | 1000 | 1 | 43 | 10 | A | 7 | 10 | E | 9 | 2.2 | A | 7 | 0.5 | A | 7 | 89 | A | 7 | 1004 | E | 9 | 0 | A | 7 | 0 | A | 7 | 0 | A | 7 | 30 | A | 7 | 1.4 | E | 8 | 0.091 | F | 8 | 0.17 | F | 8 | -9900 | -9900 | ? | 0
1994-10-16 | 9:00 | 444 | 1376 | 58 | 1 | 24 | 0 | 1 | 27 | 58 | 1 | 24 | 6900 | 1 | 24 | 0 | 1 | 27 | 6900 | 1 | 24 | 2490 | 1 | 43 | 10 | A | 7 | 10 | E | 9 | 3.3 | A | 7 | 1.6 | A | 7 | 89 | A | 7 | 1004 | E | 9 | 0 | A | 7 | 0 | A | 7 | 800 | A | 7 | 30 | A | 7 | 1.5 | E | 8 | 0.091 | F | 8 | 0.17 | F | 8 | -9900 | -9900 | ? | 0
1994-10-16 | 10:00 | 620 | 1376 | 89 | 1 | 24 | 0 | 1 | 27 | 89 | 1 | 24 | 10600 | 1 | 24 | 0 | 1 | 27 | 10600 | 1 | 24 | 4040 | 1 | 43 | 10 | A | 7 | 10 | E | 9 | 5 | A | 7 | 3.3 | A | 7 | 89 | A | 7 | 1004 | E | 9 | 0 | A | 7 | 0 | A | 7 | 3200 | A | 7 | 60 | A | 7 | 1.5 | E | 8 | 0.091 | F | 8 | 0.17 | F | 8 | -9900 | -9900 | ? | 0
1994-10-16 | 11:00 | 745 | 1376 | 111 | 1 | 24 | 0 | 1 | 27 | 111 | 1 | 24 | 13400 | 1 | 24 | 0 | 1 | 27 | 13400 | 1 | 24 | 5230 | 1 | 43 | 10 | A | 7 | 10 | E | 9 | 7.7 | A | 7 | 5 | A | 7 | 83 | A | 7 | 1004 | E | 9 | 110 | A | 7 | 2.5 | A | 7 | 8000 | A | 7 | 120 | A | 7 | 1.5 | E | 8 | 0.091 | F | 8 | 0.17 | F | 8 | -9900 | -9900 | ? | 0
1994-10-16 | 12:00 | 809 | 1376 | 122 | 1 | 24 | 0 | 1 | 27 | 122 | 1 | 24 | 14700 | 1 | 24 | 0 | 1 | 27 | 14700 | 1 | 24 | 5850 | 1 | 43 | 10 | A | 7 | 10 | E | 9 | 9.4 | A | 7 | 5.5 | A | 7 | 77 | A | 7 | 1004 | E | 9 | 160 | A | 7 | 1.5 | A | 7 | 11300 | A | 7 | 180 | A | 7 | 1.5 | E | 8 | 0.091 | F | 8 | 0.17 | F | 8 | -9900 | -9900 | ? | 0
1994-10-16 | 13:00 | 807 | 1376 | 547 | 1 | 24 | 614 | 1 | 27 | 186 | 1 | 24 | 58500 | 1 | 24 | 62800 | 1 | 27 | 21600 | 1 | 24 | 4290 | 1 | 43 | 3 | A | 7 | 3 | E | 9 | 10.5 | A | 7 | 5.5 | A | 7 | 71 | A | 7 | 1004 | E | 9 | 190 | A | 7 | 1.5 | A | 7 | 16100 | A | 7 | 77777 | A | 7 | 1.5 | E | 8 | 0.091 | F | 8 | 0.17 | F | 8 | -9900 | -9900 | ? | 0
1994-10-16 | 14:00 | 740 | 1376 | 412 | 1 | 25 | 513 | 1 | 28 | 135 | 1 | 25 | 43100 | 1 | 25 | 50900 | 1 | 28 | 15600 | 1 | 25 | 2950 | 1 | 45 | 4 | B | 8 | 4 | B | 8 | 12.7 | A | 7 | 6.1 | A | 7 | 64 | A | 7 | 1004 | E | 9 | 0 | A | 7 | 0 | A | 7 | 16100 | A | 7 | 20978 | B | 8 | 1.5 | E | 8 | 0.091 | F | 8 | 0.17 | F | 8 | -9900 | -9900 | ? | 0
1994-10-16 | 15:00 | 612 | 1376 | 378 | 1 | 25 | 512 | 1 | 28 | 150 | 1 | 25 | 39900 | 1 | 25 | 50300 | 1 | 28 | 17400 | 1 | 25 | 3030 | 1 | 45 | 5 | B | 8 | 5 | B | 8 | 13.8 | A | 7 | 6.6 | A | 7 | 62 | A | 7 | 1004 | E | 9 | 0 | A | 7 | 0 | A | 7 | 16100 | A | 7 | 19836 | B | 8 | 1.5 | E | 8 | 0.091 | F | 8 | 0.17 | F | 8 | -9900 | -9900 | ? | 0
1994-10-16 | 16:00 | 433 | 1376 | 230 | 1 | 25 | 467 | 1 | 28 | 83 | 1 | 25 | 23700 | 1 | 25 | 41600 | 1 | 28 | 10600 | 1 | 25 | 1540 | 1 | 45 | 2 | B | 8 | 2 | B | 8 | 14.4 | A | 7 | 6.6 | A | 7 | 59 | A | 7 | 1004 | E | 9 | 0 | A | 7 | 0 | A | 7 | 16100 | A | 7 | 77777 | B | 8 | 1.5 | E | 8 | 0.091 | F | 8 | 0.17 | F | 8 | -9900 | -9900 | ? | 0
1994-10-16 | 17:00 | 215 | 1376 | 71 | 1 | 25 | 132 | 1 | 28 | 50 | 1 | 25 | 7500 | 1 | 25 | 8600 | 1 | 28 | 6200 | 1 | 25 | 920 | 1 | 45 | 4 | B | 8 | 4 | B | 8 | 13.3 | A | 7 | 6.6 | A | 7 | 64 | A | 7 | 1004 | E | 9 | 0 | A | 7 | 0 | A | 7 | 16100 | A | 7 | 77777 | B | 8 | 1.5 | E | 8 | 0.091 | F | 8 | 0.17 | F | 8 | -9900 | -9900 | ? | 0
1994-10-16 | 18:00 | 20 | 585 | 4 | 1 | 25 | 24 | 1 | 28 | 3 | 1 | 25 | 0 | 1 | 25 | 0 | 1 | 28 | 0 | 1 | 25 | 0 | 1 | 45 | 5 | B | 8 | 5 | B | 8 | 11.1 | A | 7 | 6.6 | A | 7 | 74 | A | 7 | 1004 | E | 9 | 0 | A | 7 | 0 | A | 7 | 16100 | A | 7 | 77777 | B | 8 | 1.5 | E | 8 | 0.091 | F | 8 | 0.17 | F | 8 | -9900 | -9900 | ? | 0
1994-10-16 | 19:00 | 0 | 0 | 0 | 1 | 0 | 0 | 1 | 0 | 0 | 1 | 0 | 0 | 1 | 0 | 0 | 1 | 0 | 0 | 1 | 0 | 0 | 1 | 0 | 6 | B | 8 | 6 | B | 8 | 8.3 | A | 7 | 5.5 | A | 7 | 83 | A | 7 | 1004 | E | 9 | 280 | A | 7 | 2 | A | 7 | 11300 | A | 7 | 77777 | B | 8 | 1.5 | E | 8 | 0.091 | F | 8 | 0.17 | F | 8 | -9900 | -9900 | ? | 0
1994-10-16 | 20:00 | 0 | 0 | 0 | 1 | 0 | 0 | 1 | 0 | 0 | 1 | 0 | 0 | 1 | 0 | 0 | 1 | 0 | 0 | 1 | 0 | 0 | 1 | 0 | 7 | B | 8 | 7 | B | 8 | 7.2 | A | 7 | 4.4 | A | 7 | 82 | A | 7 | 1004 | E | 9 | 270 | A | 7 | 2.5 | A | 7 | 11300 | A | 7 | 77777 | B | 8 | 1.5 | E | 8 | 0.091 | F | 8 | 0.17 | F | 8 | -9900 | -9900 | ? | 0
1994-10-16 | 21:00 | 0 | 0 | 0 | 1 | 0 | 0 | 1 | 0 | 0 | 1 | 0 | 0 | 1 | 0 | 0 | 1 | 0 | 0 | 1 | 0 | 0 | 1 | 0 | 8 | B | 8 | 8 | B | 8 | 6.6 | A | 7 | 3.8 | A | 7 | 82 | A | 7 | 1004 | E | 9 | 0 | A | 7 | 0 | A | 7 | 11300 | A | 7 | 77777 | B | 8 | 1.5 | E | 8 | 0.091 | F | 8 | 0.17 | F | 8 | -9900 | -9900 | ? | 0
1994-10-16 | 22:00 | 0 | 0 | 0 | 1 | 0 | 0 | 1 | 0 | 0 | 1 | 0 | 0 | 1 | 0 | 0 | 1 | 0 | 0 | 1 | 0 | 0 | 1 | 0 | 6 | B | 8 | 6 | B | 8 | 5 | A | 7 | 2.2 | A | 7 | 82 | A | 7 | 1004 | E | 9 | 200 | A | 7 | 2 | A | 7 | 16100 | A | 7 | 77777 | B | 8 | 1.5 | E | 8 | 0.091 | F | 8 | 0.17 | F | 8 | -9900 | -9900 | ? | 0
1994-10-16 | 23:00 | 0 | 0 | 0 | 1 | 0 | 0 | 1 | 0 | 0 | 1 | 0 | 0 | 1 | 0 | 0 | 1 | 0 | 0 | 1 | 0 | 0 | 1 | 0 | 10 | A | 7 | 10 | E | 9 | 4.4 | A | 7 | 2.7 | A | 7 | 89 | A | 7 | 1004 | E | 9 | 0 | A | 7 | 0 | A | 7 | 2800 | A | 7 | 77777 | A | 7 | 1.5 | E | 8 | 0.091 | F | 8 | 0.17 | F | 8 | -9900 | -9900 | ? | 0
1994-10-16 | 24:00 | 0 | 0 | 0 | 1 | 0 | 0 | 1 | 0 | 0 | 1 | 0 | 0 | 1 | 0 | 0 | 1 | 0 | 0 | 1 | 0 | 0 | 1 | 0 | 10 | A | 7 | 10 | E | 9 | 2.2 | A | 7 | 0 | A | 7 | 85 | A | 7 | 1004 | E | 9 | 0 | A | 7 | 0 | A | 7 | 400 | A | 7 | 60 | A | 7 | 1.5 | E | 8 | 0.091 | F | 8 | 0.17 | F | 8 | -9900 | -9900 | ? | 0
1994-10-17 | 1:00 | 0 | 0 | 0 | 1 | 0 | 0 | 1 | 0 | 0 | 1 | 0 | 0 | 1 | 0 | 0 | 1 | 0 | 0 | 1 | 0 | 0 | 1 | 0 | 10 | A | 7 | 10 | E | 9 | 2.2 | A | 7 | 0 | A | 7 | 85 | A | 7 | 1004 | E | 9 | 140 | A | 7 | 1.5 | A | 7 | 800 | A | 7 | 150 | A | 7 | 1.5 | E | 8 | 0.09 | F | 8 | 0.17 | F | 8 | -9900 | -9900 | ? | 0
1994-10-17 | 2:00 | 0 | 0 | 0 | 1 | 0 | 0 | 1 | 0 | 0 | 1 | 0 | 0 | 1 | 0 | 0 | 1 | 0 | 0 | 1 | 0 | 0 | 1 | 0 | 10 | A | 7 | 10 | E | 9 | 1.6 | A | 7 | 0 | A | 7 | 89 | A | 7 | 1004 | E | 9 | 0 | A | 7 | 0 | A | 7 | 400 | A | 7 | 30 | A | 7 | 1.5 | E | 8 | 0.09 | F | 8 | 0.17 | F | 8 | -9900 | -9900 | ? | 0
1994-10-17 | 3:00 | 0 | 0 | 0 | 1 | 0 | 0 | 1 | 0 | 0 | 1 | 0 | 0 | 1 | 0 | 0 | 1 | 0 | 0 | 1 | 0 | 0 | 1 | 0 | 10 | B | 8 | 10 | B | 8 | 2.2 | A | 7 | 0 | A | 7 | 85 | A | 7 | 1004 | E | 9 | 0 | A | 7 | 0 | A | 7 | 11300 | A | 7 | 60 | B | 8 | 1.5 | E | 8 | 0.09 | F | 8 | 0.17 | F | 8 | -9900 | -9900 | ? | 0
1994-10-17 | 4:00 | 0 | 0 | 0 | 1 | 0 | 0 | 1 | 0 | 0 | 1 | 0 | 0 | 1 | 0 | 0 | 1 | 0 | 0 | 1 | 0 | 0 | 1 | 0 | 10 | A | 7 | 10 | E | 9 | 2.7 | A | 7 | 1.1 | A | 7 | 89 | A | 7 | 1004 | E | 9 | 240 | A | 7 | 1.5 | A | 7 | 1200 | A | 7 | 90 | A | 7 | 1.6 | E | 8 | 0.09 | F | 8 | 0.17 | F | 8 | -9900 | -9900 | ? | 0
1994-10-17 | 5:00 | 0 | 0 | 0 | 1 | 0 | 0 | 1 | 0 | 0 | 1 | 0 | 0 | 1 | 0 | 0 | 1 | 0 | 0 | 1 | 0 | 0 | 1 | 0 | 10 | A | 7 | 10 | E | 9 | 3.3 | A | 7 | 1.6 | A | 7 | 89 | A | 7 | 1004 | E | 9 | 290 | A | 7 | 1.5 | A | 7 | 1200 | A | 7 | 60 | A | 7 | 1.6 | E | 8 | 0.09 | F | 8 | 0.17 | F | 8 | -9900 | -9900 | ? | 0
1994-10-17 | 6:00 | 0 | 0 | 0 | 1 | 0 | 0 | 1 | 0 | 0 | 1 | 0 | 0 | 1 | 0 | 0 | 1 | 0 | 0 | 1 | 0 | 0 | 1 | 0 | 3 | A | 7 | 3 | E | 9 | 3.8 | A | 7 | 1.6 | A | 7 | 86 | A | 7 | 1004 | E | 9 | 0 | A | 7 | 0 | A | 7 | 16100 | A | 7 | 77777 | A | 7 | 1.6 | E | 8 | 0.09 | F | 8 | 0.17 | F | 8 | -9900 | -9900 | ? | 0
1994-10-17 | 7:00 | 24 | 631 | 6 | 1 | 24 | 16 | 1 | 27 | 6 | 1 | 24 | 0 | 1 | 24 | 0 | 1 | 27 | 0 | 1 | 24 | 0 | 1 | 43 | 9 | A | 7 | 6 | E | 9 | 4.4 | A | 7 | 2.7 | A | 7 | 89 | A | 7 | 1004 | E | 9 | 130 | A | 7 | 2 | A | 7 | 16100 | A | 7 | 1500 | A | 7 | 1.6 | E | 8 | 0.09 | F | 8 | 0.17 | F | 8 | -9900 | -9900 | ? | 0
1994-10-17 | 8:00 | 222 | 1377 | 71 | 1 | 24 | 41 | 1 | 27 | 65 | 1 | 24 | 7800 | 1 | 24 | 3100 | 1 | 27 | 7300 | 1 | 24 | 1550 | 1 | 43 | 9 | A | 7 | 6 | E | 9 | 7.2 | A | 7 | 4.4 | A | 7 | 82 | A | 7 | 1004 | E | 9 | 0 | A | 7 | 0 | A | 7 | 16100 | A | 7 | 1440 | A | 7 | 1.6 | E | 8 | 0.09 | F | 8 | 0.17 | F | 8 | -9900 | -9900 | ? | 0
1994-10-17 | 9:00 | 438 | 1377 | 86 | 1 | 24 | 0 | 1 | 27 | 86 | 1 | 24 | 9900 | 1 | 24 | 0 | 1 | 27 | 9900 | 1 | 24 | 3420 | 1 | 43 | 10 | A | 7 | 10 | E | 9 | 8.3 | A | 7 | 5.5 | A | 7 | 83 | A | 7 | 1004 | E | 9 | 180 | A | 7 | 2.5 | A | 7 | 16100 | A | 7 | 1320 | A | 7 | 1.6 | E | 8 | 0.09 | F | 8 | 0.17 | F | 8 | -9900 | -9900 | ? | 0
1994-10-17 | 10:00 | 614 | 1377 | 129 | 1 | 24 | 0 | 1 | 27 | 129 | 1 | 24 | 15000 | 1 | 24 | 0 | 1 | 27 | 15000 | 1 | 24 | 5440 | 1 | 43 | 10 | A | 7 | 10 | E | 9 | 9.4 | A | 7 | 5.5 | A | 7 | 77 | A | 7 | 1004 | E | 9 | 0 | A | 7 | 0 | A | 7 | 16100 | A | 7 | 1200 | A | 7 | 1.6 | E | 8 | 0.09 | F | 8 | 0.17 | F | 8 | -9900 | -9900 | ? | 0
1994-10-17 | 11:00 | 739 | 1377 | 346 | 1 | 24 | 293 | 1 | 27 | 188 | 1 | 24 | 37500 | 1 | 24 | 30800 | 1 | 27 | 21000 | 1 | 24 | 4260 | 1 | 43 | 9 | A | 7 | 6 | E | 9 | 12.2 | A | 7 | 6.6 | A | 7 | 69 | A | 7 | 1004 | E | 9 | 200 | A | 7 | 1.5 | A | 7 | 16100 | A | 7 | 960 | A | 7 | 1.6 | E | 8 | 0.09 | F | 8 | 0.17 | F | 8 | -9900 | -9900 | ? | 0
1994-10-17 | 12:00 | 802 | 1377 | 463 | 1 | 24 | 517 | 1 | 27 | 161 | 1 | 24 | 50200 | 1 | 24 | 53000 | 1 | 27 | 19300 | 1 | 24 | 3650 | 1 | 43 | 9 | A | 7 | 6 | E | 9 | 13.3 | A | 7 | 6.6 | A | 7 | 64 | A | 7 | 1004 | E | 9 | 0 | A | 7 | 0 | A | 7 | 16100 | A | 7 | 840 | A | 7 | 1.6 | E | 8 | 0.09 | F | 8 | 0.17 | F | 8 | -9900 | -9900 | ? | 0
1994-10-17 | 13:00 | 800 | 1377 | 176 | 1 | 24 | 0 | 1 | 27 | 176 | 1 | 24 | 20600 | 1 | 24 | 0 | 1 | 27 | 20600 | 1 | 24 | 7860 | 1 | 43 | 10 | A | 7 | 10 | E | 9 | 14.4 | A | 7 | 7.2 | A | 7 | 62 | A | 7 | 1004 | E | 9 | 350 | A | 7 | 1.5 | A | 7 | 16100 | A | 7 | 780 | A | 7 | 1.6 | E | 8 | 0.09 | F | 8 | 0.17 | F | 8 | -9900 | -9900 | ? | 0
1994-10-17 | 14:00 | 733 | 1377 | 159 | 1 | 24 | 0 | 1 | 27 | 159 | 1 | 24 | 18600 | 1 | 24 | 0 | 1 | 27 | 18600 | 1 | 24 | 6960 | 1 | 43 | 10 | A | 7 | 10 | E | 9 | 15 | A | 7 | 7.7 | A | 7 | 62 | A | 7 | 1004 | E | 9 | 320 | A | 7 | 2 | A | 7 | 16100 | A | 7 | 780 | A | 7 | 1.6 | E | 8 | 0.09 | F | 8 | 0.17 | F | 8 | -9900 | -9900 | ? | 0
1994-10-17 | 15:00 | 605 | 1377 | 127 | 1 | 24 | 0 | 1 | 27 | 127 | 1 | 24 | 14700 | 1 | 24 | 0 | 1 | 27 | 14700 | 1 | 24 | 5340 | 1 | 43 | 10 | A | 7 | 10 | E | 9 | 15 | A | 7 | 8.3 | A | 7 | 64 | A | 7 | 1004 | E | 9 | 340 | A | 7 | 2 | A | 7 | 16100 | A | 7 | 540 | A | 7 | 1.6 | E | 8 | 0.09 | F | 8 | 0.17 | F | 8 | -9900 | -9900 | ? | 0
1994-10-17 | 16:00 | 426 | 1377 | 83 | 1 | 24 | 0 | 1 | 27 | 83 | 1 | 24 | 9600 | 1 | 24 | 0 | 1 | 27 | 9600 | 1 | 24 | 3290 | 1 | 43 | 10 | A | 7 | 10 | E | 9 | 13.8 | A | 7 | 8.3 | A | 7 | 69 | A | 7 | 1004 | E | 9 | 350 | A | 7 | 3.6 | A | 7 | 16100 | A | 7 | 540 | A | 7 | 1.6 | E | 8 | 0.09 | F | 8 | 0.17 | F | 8 | -9900 | -9900 | ? | 0
1994-10-17 | 17:00 | 208 | 1377 | 28 | 1 | 24 | 0 | 1 | 27 | 28 | 1 | 24 | 3300 | 1 | 24 | 0 | 1 | 27 | 3300 | 1 | 24 | 1080 | 1 | 43 | 10 | A | 7 | 10 | E | 9 | 12.7 | A | 7 | 8.3 | A | 7 | 75 | A | 7 | 1004 | E | 9 | 350 | A | 7 | 4.1 | A | 7 | 11300 | A | 7 | 330 | A | 7 | 1.6 | E | 8 | 0.09 | F | 8 | 0.17 | F | 8 | -9900 | -9900 | ? | 0
1994-10-17 | 18:00 | 18 | 539 | 2 | 1 | 24 | 0 | 1 | 27 | 2 | 1 | 24 | 0 | 1 | 24 | 0 | 1 | 27 | 0 | 1 | 24 | 0 | 1 | 43 | 10 | A | 7 | 10 | E | 9 | 11.6 | A | 7 | 7.7 | A | 7 | 77 | A | 7 | 1004 | E | 9 | 350 | A | 7 | 3 | A | 7 | 16100 | A | 7 | 570 | A | 7 | 1.6 | E | 8 | 0.09 | F | 8 | 0.17 | F | 8 | -9900 | -9900 | ? | 0
1994-10-17 | 19:00 | 0 | 0 | 0 | 1 | 0 | 0 | 1 | 0 | 0 | 1 | 0 | 0 | 1 | 0 | 0 | 1 | 0 | 0 | 1 | 0 | 0 | 1 | 0 | 10 | A | 7 | 10 | E | 9 | 11.6 | A | 7 | 7.2 | A | 7 | 74 | A | 7 | 1004 | E | 9 | 0 | A | 7 | 0 | A | 7 | 16100 | A | 7 | 780 | A | 7 | 1.6 | E | 8 | 0.09 | F | 8 | 0.17 | F | 8 | -9900 | -9900 | ? | 0
1994-10-17 | 20:00 | 0 | 0 | 0 | 1 | 0 | 0 | 1 | 0 | 0 | 1 | 0 | 0 | 1 | 0 | 0 | 1 | 0 | 0 | 1 | 0 | 0 | 1 | 0 | 10 | A | 7 | 10 | E | 9 | 11.6 | A | 7 | 7.2 | A | 7 | 74 | A | 7 | 1004 | E | 9 | 310 | A | 7 | 1.5 | A | 7 | 16100 | A | 7 | 1080 | A | 7 | 1.6 | E | 8 | 0.09 | F | 8 | 0.17 | F | 8 | -9900 | -9900 | ? | 0
1994-10-17 | 21:00 | 0 | 0 | 0 | 1 | 0 | 0 | 1 | 0 | 0 | 1 | 0 | 0 | 1 | 0 | 0 | 1 | 0 | 0 | 1 | 0 | 0 | 1 | 0 | 10 | A | 7 | 10 | E | 9 | 11.1 | A | 7 | 7.7 | A | 7 | 80 | A | 7 | 1004 | E | 9 | 320 | A | 7 | 1.5 | A | 7 | 16100 | A | 7 | 1410 | A | 7 | 1.6 | E | 8 | 0.09 | F | 8 | 0.17 | F | 8 | -9900 | -9900 | ? | 0
1994-10-17 | 22:00 | 0 | 0 | 0 | 1 | 0 | 0 | 1 | 0 | 0 | 1 | 0 | 0 | 1 | 0 | 0 | 1 | 0 | 0 | 1 | 0 | 0 | 1 | 0 | 3 | A | 7 | 3 | E | 9 | 10 | A | 7 | 6.1 | A | 7 | 77 | A | 7 | 1004 | E | 9 | 310 | A | 7 | 2 | A | 7 | 16100 | A | 7 | 77777 | A | 7 | 1.6 | E | 8 | 0.09 | F | 8 | 0.17 | F | 8 | -9900 | -9900 | ? | 0
1994-10-17 | 23:00 | 0 | 0 | 0 | 1 | 0 | 0 | 1 | 0 | 0 | 1 | 0 | 0 | 1 | 0 | 0 | 1 | 0 | 0 | 1 | 0 | 0 | 1 | 0 | 9 | A | 7 | 6 | E | 9 | 8.8 | A | 7 | 5.5 | A | 7 | 80 | A | 7 | 1004 | E | 9 | 30 | A | 7 | 1.5 | A | 7 | 16100 | A | 7 | 1020 | A | 7 | 1.6 | E | 8 | 0.09 | F | 8 | 0.17 | F | 8 | -9900 | -9900 | ? | 0
1994-10-17 | 24:00 | 0 | 0 | 0 | 1 | 0 | 0 | 1 | 0 | 0 | 1 | 0 | 0 | 1 | 0 | 0 | 1 | 0 | 0 | 1 | 0 | 0 | 1 | 0 | 9 | A | 7 | 6 | E | 9 | 8.3 | A | 7 | 5.5 | A | 7 | 83 | A | 7 | 1004 | E | 9 | 0 | A | 7 | 0 | A | 7 | 16100 | A | 7 | 1260 | A | 7 | 1.6 | E | 8 | 0.09 | F | 8 | 0.17 | F | 8 | -9900 | -9900 | ? | 0
1994-10-18 | 1:00 | 0 | 0 | 0 | 1 | 0 | 0 | 1 | 0 | 0 | 1 | 0 | 0 | 1 | 0 | 0 | 1 | 0 | 0 | 1 | 0 | 0 | 1 | 0 | 10 | A | 7 | 9 | E | 9 | 8.3 | A | 7 | 5 | A | 7 | 80 | A | 7 | 1004 | E | 9 | 0 | A | 7 | 0 | A | 7 | 16100 | A | 7 | 750 | A | 7 | 1.6 | E | 8 | 0.09 | F | 8 | 0.17 | F | 8 | -9900 | -9900 | ? | 0
1994-10-18 | 2:00 | 0 | 0 | 0 | 1 | 0 | 0 | 1 | 0 | 0 | 1 | 0 | 0 | 1 | 0 | 0 | 1 | 0 | 0 | 1 | 0 | 0 | 1 | 0 | 2 | A | 7 | 1 | E | 9 | 6.6 | A | 7 | 3.8 | A | 7 | 82 | A | 7 | 1004 | E | 9 | 300 | A | 7 | 2.5 | A | 7 | 11300 | A | 7 | 77777 | A | 7 | 1.6 | E | 8 | 0.09 | F | 8 | 0.17 | F | 8 | -9900 | -9900 | ? | 0
1994-10-18 | 3:00 | 0 | 0 | 0 | 1 | 0 | 0 | 1 | 0 | 0 | 1 | 0 | 0 | 1 | 0 | 0 | 1 | 0 | 0 | 1 | 0 | 0 | 1 | 0 | 3 | E | 9 | 2 | E | 9 | 6.1 | A | 7 | 2.7 | A | 7 | 79 | A | 7 | 1004 | E | 9 | 0 | A | 7 | 0 | A | 7 | 16100 | A | 7 | 19624 | E | 9 | 1.6 | E | 8 | 0.09 | F | 8 | 0.17 | F | 8 | -9900 | -9900 | ? | 0
1994-10-18 | 4:00 | 0 | 0 | 0 | 1 | 0 | 0 | 1 | 0 | 0 | 1 | 0 | 0 | 1 | 0 | 0 | 1 | 0 | 0 | 1 | 0 | 0 | 1 | 0 | 4 | E | 9 | 2 | E | 9 | 5 | A | 7 | 2.7 | A | 7 | 85 | A | 7 | 1004 | E | 9 | 300 | A | 7 | 2.5 | A | 7 | 16100 | A | 7 | 17128 | E | 9 | 1.6 | E | 8 | 0.09 | F | 8 | 0.17 | F | 8 | -9900 | -9900 | ? | 0
1994-10-18 | 5:00 | 0 | 0 | 0 | 1 | 0 | 0 | 1 | 0 | 0 | 1 | 0 | 0 | 1 | 0 | 0 | 1 | 0 | 0 | 1 | 0 | 0 | 1 | 0 | 5 | E | 9 | 3 | E | 9 | 4.4 | A | 7 | 1.6 | A | 7 | 82 | A | 7 | 1004 | E | 9 | 310 | A | 7 | 3 | A | 7 | 16100 | A | 7 | 14752 | E | 9 | 1.6 | E | 8 | 0.09 | F | 8 | 0.17 | F | 8 | -9900 | -9900 | ? | 0
1994-10-18 | 6:00 | 0 | 0 | 0 | 1 | 0 | 0 | 1 | 0 | 0 | 1 | 0 | 0 | 1 | 0 | 0 | 1 | 0 | 0 | 1 | 0 | 0 | 1 | 0 | 5 | E | 9 | 3 | E | 9 | 3.8 | A | 7 | 1.6 | A | 7 | 86 | A | 7 | 1004 | E | 9 | 0 | A | 7 | 0 | A | 7 | 16100 | A | 7 | 12376 | E | 9 | 1.6 | E | 8 | 0.09 | F | 8 | 0.17 | F | 8 | -9900 | -9900 | ? | 0
1994-10-18 | 7:00 | 22 | 608 | 4 | 1 | 28 | 6 | 1 | 31 | 4 | 1 | 28 | 0 | 1 | 28 | 0 | 1 | 31 | 0 | 1 | 28 | 0 | 1 | 50 | 6 | E | 9 | 4 | E | 9 | 3.3 | A | 7 | 1.1 | A | 7 | 85 | A | 7 | 1004 | E | 9 | 290 | A | 7 | 2.5 | A | 7 | 16100 | A | 7 | 9999 | E | 9 | 1.6 | E | 8 | 0.09 | F | 8 | 0.17 | F | 8 | -9900 | -9900 | ? | 0
1994-10-18 | 8:00 | 216 | 1377 | 57 | 1 | 28 | 59 | 1 | 31 | 48 | 1 | 28 | 6300 | 1 | 28 | 4200 | 1 | 31 | 5700 | 1 | 28 | 1020 | 1 | 50 | 7 | E | 9 | 5 | E | 9 | 6.6 | A | 7 | 3.3 | A | 7 | 79 | A | 7 | 1004 | E | 9 | 310 | A | 7 | 1.5 | A | 7 | 16100 | A | 7 | 7623 | E | 9 | 1.6 | E | 8 | 0.09 | F | 8 | 0.17 | F | 8 | -9900 | -9900 | ? | 0
1994-10-18 | 9:00 | 432 | 1377 | 192 | 1 | 28 | 165 | 1 | 31 | 140 | 1 | 28 | 20700 | 1 | 28 | 15200 | 1 | 31 | 15900 | 1 | 28 | 3150 | 1 | 50 | 8 | E | 9 | 5 | E | 9 | 9.4 | A | 7 | 3.8 | A | 7 | 68 | A | 7 | 1004 | E | 9 | 20 | A | 7 | 2 | A | 7 | 16100 | A | 7 | 5247 | E | 9 | 1.6 | E | 8 | 0.09 | F | 8 | 0.17 | F | 8 | -9900 | -9900 | ? | 0
1994-10-18 | 10:00 | 608 | 1377 | 275 | 1 | 28 | 310 | 1 | 31 | 138 | 1 | 28 | 30000 | 1 | 28 | 31500 | 1 | 31 | 16000 | 1 | 28 | 2850 | 1 | 50 | 9 | E | 9 | 6 | E | 9 | 11.6 | A | 7 | 3.8 | A | 7 | 59 | A | 7 | 1004 | E | 9 | 30 | A | 7 | 4.1 | A | 7 | 16100 | A | 7 | 2871 | E | 9 | 1.6 | E | 8 | 0.09 | F | 8 | 0.17 | F | 8 | -9900 | -9900 | ? | 0
1994-10-18 | 11:00 | 732 | 1377 | 312 | 1 | 28 | 276 | 1 | 31 | 165 | 1 | 28 | 34200 | 1 | 28 | 29000 | 1 | 31 | 18700 | 1 | 28 | 3650 | 1 | 50 | 10 | E | 9 | 7 | E | 9 | 12.7 | A | 7 | 3.8 | A | 7 | 55 | A | 7 | 1004 | E | 9 | 70 | A | 7 | 3.6 | A | 7 | 16100 | A | 7 | 645 | E | 9 | 1.6 | E | 8 | 0.09 | F | 8 | 0.17 | F | 8 | -9900 | -9900 | ? | 0
1994-10-18 | 12:00 | 796 | 1377 | 478 | 1 | 28 | 329 | 1 | 31 | 288 | 1 | 28 | 50700 | 1 | 28 | 34700 | 1 | 31 | 30600 | 1 | 28 | 7280 | 1 | 50 | 10 | E | 9 | 7 | E | 9 | 13.3 | A | 7 | 3.8 | A | 7 | 53 | A | 7 | 1004 | E | 9 | 90 | A | 7 | 2.5 | A | 7 | 16100 | A | 7 | 0 | E | 9 | 1.6 | E | 8 | 0.09 | F | 8 | 0.17 | F | 8 | -9900 | -9900 | ? | 0
1994-10-18 | 13:00 | 793 | 1377 | 484 | 1 | 28 | 463 | 1 | 31 | 217 | 1 | 28 | 50900 | 1 | 28 | 47200 | 1 | 31 | 23600 | 1 | 28 | 5030 | 1 | 50 | 9 | E | 9 | 5 | E | 9 | 14.4 | A | 7 | 3.8 | A | 7 | 49 | A | 7 | 1004 | E | 9 | 0 | A | 7 | 0 | A | 7 | 16100 | A | 7 | 3166 | E | 9 | 1.6 | E | 8 | 0.09 | F | 8 | 0.17 | F | 8 | -9900 | -9900 | ? | 0
1994-10-18 | 14:00 | 726 | 1377 | 460 | 1 | 28 | 538 | 1 | 31 | 176 | 1 | 28 | 48800 | 1 | 28 | 54300 | 1 | 31 | 20100 | 1 | 28 | 3810 | 1 | 50 | 7 | E | 9 | 4 | E | 9 | 15.5 | A | 7 | 3.3 | A | 7 | 44 | A | 7 | 1004 | E | 9 | 90 | A | 7 | 1.5 | A | 7 | 16100 | A | 7 | 8064 | E | 9 | 1.6 | E | 8 | 0.09 | F | 8 | 0.17 | F | 8 | -9900 | -9900 | ? | 0
1994-10-18 | 15:00 | 598 | 1377 | 378 | 1 | 28 | 526 | 1 | 31 | 149 | 1 | 28 | 39700 | 1 | 28 | 51400 | 1 | 31 | 17300 | 1 | 28 | 2990 | 1 | 50 | 6 | E | 9 | 2 | E | 9 | 16.1 | A | 7 | 3.8 | A | 7 | 44 | A | 7 | 1004 | E | 9 | 70 | A | 7 | 1.5 | A | 7 | 16100 | A | 7 | 12961 | E | 9 | 1.6 | E | 8 | 0.09 | F | 8 | 0.17 | F | 8 | -9900 | -9900 | ? | 0
1994-10-18 | 16:00 | 419 | 1377 | 170 | 1 | 28 | 64 | 1 | 31 | 151 | 1 | 28 | 18600 | 1 | 28 | 5900 | 1 | 31 | 16800 | 1 | 28 | 3740 | 1 | 50 | 10 | E | 9 | 9 | E | 9 | 15.5 | A | 7 | 3.3 | A | 7 | 44 | A | 7 | 1004 | E | 9 | 0 | A | 7 | 0 | A | 7 | 16100 | A | 7 | 0 | E | 9 | 1.6 | E | 8 | 0.09 | F | 8 | 0.17 | F | 8 | -9900 | -9900 | ? | 0
1994-10-18 | 17:00 | 201 | 1377 | 23 | 1 | 28 | 0 | 1 | 31 | 23 | 1 | 28 | 2700 | 1 | 28 | 0 | 1 | 31 | 2700 | 1 | 28 | 900 | 1 | 50 | 10 | E | 9 | 10 | E | 9 | 13.3 | A | 7 | 4.4 | A | 7 | 55 | A | 7 | 1004 | E | 9 | 0 | A | 7 | 0 | A | 7 | 16100 | A | 7 | 0 | E | 9 | 1.5 | E | 8 | 0.09 | F | 8 | 0.17 | F | 8 | -9900 | -9900 | ? | 0
1994-10-18 | 18:00 | 15 | 517 | 1 | 1 | 28 | 0 | 1 | 31 | 1 | 1 | 28 | 0 | 1 | 28 | 0 | 1 | 31 | 0 | 1 | 28 | 0 | 1 | 50 | 10 | E | 9 | 10 | E | 9 | 12.2 | A | 7 | 3.8 | A | 7 | 56 | A | 7 | 1004 | E | 9 | 0 | A | 7 | 0 | A | 7 | 16100 | A | 7 | 0 | E | 9 | 1.5 | E | 8 | 0.09 | F | 8 | 0.17 | F | 8 | -9900 | -9900 | ? | 0
1994-10-18 | 19:00 | 0 | 0 | 0 | 1 | 0 | 0 | 1 | 0 | 0 | 1 | 0 | 0 | 1 | 0 | 0 | 1 | 0 | 0 | 1 | 0 | 0 | 1 | 0 | 10 | E | 9 | 10 | E | 9 | 9.4 | A | 7 | 4.4 | A | 7 | 71 | A | 7 | 1004 | E | 9 | 310 | A | 7 | 2 | A | 7 | 16100 | A | 7 | 0 | E | 9 | 1.5 | E | 8 | 0.09 | F | 8 | 0.17 | F | 8 | -9900 | -9900 | ? | 0
1994-10-18 | 20:00 | 0 | 0 | 0 | 1 | 0 | 0 | 1 | 0 | 0 | 1 | 0 | 0 | 1 | 0 | 0 | 1 | 0 | 0 | 1 | 0 | 0 | 1 | 0 | 9 | A | 7 | 4 | E | 9 | 10 | A | 7 | 3.8 | A | 7 | 65 | A | 7 | 1004 | E | 9 | 300 | A | 7 | 4.6 | A | 7 | 16100 | A | 7 | 1080 | A | 7 | 1.5 | E | 8 | 0.09 | F | 8 | 0.17 | F | 8 | -9900 | -9900 | ? | 0
1994-10-18 | 21:00 | 0 | 0 | 0 | 1 | 0 | 0 | 1 | 0 | 0 | 1 | 0 | 0 | 1 | 0 | 0 | 1 | 0 | 0 | 1 | 0 | 0 | 1 | 0 | 10 | A | 7 | 9 | E | 9 | 10 | A | 7 | 3.3 | A | 7 | 63 | A | 7 | 1004 | E | 9 | 300 | A | 7 | 4.1 | A | 7 | 16100 | A | 7 | 1320 | A | 7 | 1.5 | E | 8 | 0.09 | F | 8 | 0.17 | F | 8 | -9900 | -9900 | ? | 0
1994-10-18 | 22:00 | 0 | 0 | 0 | 1 | 0 | 0 | 1 | 0 | 0 | 1 | 0 | 0 | 1 | 0 | 0 | 1 | 0 | 0 | 1 | 0 | 0 | 1 | 0 | 9 | A | 7 | 4 | E | 9 | 9.4 | A | 7 | 2.7 | A | 7 | 63 | A | 7 | 1004 | E | 9 | 290 | A | 7 | 1.5 | A | 7 | 16100 | A | 7 | 1440 | A | 7 | 1.5 | E | 8 | 0.09 | F | 8 | 0.17 | F | 8 | -9900 | -9900 | ? | 0
1994-10-18 | 23:00 | 0 | 0 | 0 | 1 | 0 | 0 | 1 | 0 | 0 | 1 | 0 | 0 | 1 | 0 | 0 | 1 | 0 | 0 | 1 | 0 | 0 | 1 | 0 | 9 | A | 7 | 4 | E | 9 | 6.1 | A | 7 | 2.7 | A | 7 | 79 | A | 7 | 1004 | E | 9 | 230 | A | 7 | 2 | A | 7 | 16100 | A | 7 | 1110 | A | 7 | 1.5 | E | 8 | 0.09 | F | 8 | 0.17 | F | 8 | -9900 | -9900 | ? | 0
1994-10-18 | 24:00 | 0 | 0 | 0 | 1 | 0 | 0 | 1 | 0 | 0 | 1 | 0 | 0 | 1 | 0 | 0 | 1 | 0 | 0 | 1 | 0 | 0 | 1 | 0 | 2 | A | 7 | 1 | E | 9 | 6.1 | A | 7 | 2.7 | A | 7 | 79 | A | 7 | 1004 | E | 9 | 300 | A | 7 | 2.5 | A | 7 | 16100 | A | 7 | 77777 | A | 7 | 1.5 | E | 8 | 0.09 | F | 8 | 0.17 | F | 8 | -9900 | -9900 | ? | 0
1994-10-19 | 1:00 | 0 | 0 | 0 | 1 | 0 | 0 | 1 | 0 | 0 | 1 | 0 | 0 | 1 | 0 | 0 | 1 | 0 | 0 | 1 | 0 | 0 | 1 | 0 | 2 | E | 9 | 0 | E | 9 | 7.2 | A | 7 | 2.7 | A | 7 | 73 | A | 7 | 1004 | E | 9 | 320 | A | 7 | 1.5 | A | 7 | 16100 | A | 7 | 137 | E | 9 | 1.5 | E | 8 | 0.089 | F | 8 | 0.17 | F | 8 | -9900 | -9900 | ? | 0
1994-10-19 | 2:00 | 0 | 0 | 0 | 1 | 0 | 0 | 1 | 0 | 0 | 1 | 0 | 0 | 1 | 0 | 0 | 1 | 0 | 0 | 1 | 0 | 0 | 1 | 0 | 3 | E | 9 | 1 | E | 9 | 8.3 | A | 7 | 2.7 | A | 7 | 68 | A | 7 | 1004 | E | 9 | 0 | A | 7 | 0 | A | 7 | 16100 | A | 7 | 244 | E | 9 | 1.5 | E | 8 | 0.089 | F | 8 | 0.17 | F | 8 | -9900 | -9900 | ? | 0
1994-10-19 | 3:00 | 0 | 0 | 0 | 1 | 0 | 0 | 1 | 0 | 0 | 1 | 0 | 0 | 1 | 0 | 0 | 1 | 0 | 0 | 1 | 0 | 0 | 1 | 0 | 5 | E | 9 | 4 | E | 9 | 6.6 | A | 7 | 2.7 | A | 7 | 76 | A | 7 | 1004 | E | 9 | 230 | A | 7 | 1.5 | A | 7 | 16100 | A | 7 | 351 | E | 9 | 1.5 | E | 8 | 0.089 | F | 8 | 0.17 | F | 8 | -9900 | -9900 | ? | 0
1994-10-19 | 4:00 | 0 | 0 | 0 | 1 | 0 | 0 | 1 | 0 | 0 | 1 | 0 | 0 | 1 | 0 | 0 | 1 | 0 | 0 | 1 | 0 | 0 | 1 | 0 | 6 | E | 9 | 6 | E | 9 | 6.6 | A | 7 | 3.3 | A | 7 | 79 | A | 7 | 1004 | E | 9 | 220 | A | 7 | 2 | A | 7 | 16100 | A | 7 | 459 | E | 9 | 1.5 | E | 8 | 0.089 | F | 8 | 0.17 | F | 8 | -9900 | -9900 | ? | 0
1994-10-19 | 5:00 | 0 | 0 | 0 | 1 | 0 | 0 | 1 | 0 | 0 | 1 | 0 | 0 | 1 | 0 | 0 | 1 | 0 | 0 | 1 | 0 | 0 | 1 | 0 | 7 | E | 9 | 7 | E | 9 | 6.6 | A | 7 | 3.3 | A | 7 | 79 | A | 7 | 1004 | E | 9 | 0 | A | 7 | 0 | A | 7 | 16100 | A | 7 | 1766 | E | 9 | 1.5 | E | 8 | 0.089 | F | 8 | 0.17 | F | 8 | -9900 | -9900 | ? | 0
1994-10-19 | 6:00 | 0 | 0 | 0 | 1 | 0 | 0 | 1 | 0 | 0 | 1 | 0 | 0 | 1 | 0 | 0 | 1 | 0 | 0 | 1 | 0 | 0 | 1 | 0 | 8 | E | 9 | 8 | E | 9 | 6.1 | A | 7 | 2.7 | A | 7 | 79 | A | 7 | 1004 | E | 9 | 0 | A | 7 | 0 | A | 7 | 16100 | A | 7 | 1693 | E | 9 | 1.5 | E | 8 | 0.089 | F | 8 | 0.17 | F | 8 | -9900 | -9900 | ? | 0
1994-10-19 | 7:00 | 19 | 586 | 2 | 1 | 24 | 1 | 1 | 27 | 2 | 1 | 24 | 0 | 1 | 24 | 0 | 1 | 27 | 0 | 1 | 24 | 0 | 1 | 43 | 9 | A | 7 | 9 | E | 9 | 5.5 | A | 7 | 2.7 | A | 7 | 82 | A | 7 | 1004 | E | 9 | 0 | A | 7 | 0 | A | 7 | 16100 | A | 7 | 1800 | A | 7 | 1.5 | E | 8 | 0.089 | F | 8 | 0.17 | F | 8 | -9900 | -9900 | ? | 0
1994-10-19 | 8:00 | 211 | 1378 | 45 | 1 | 24 | 36 | 1 | 27 | 39 | 1 | 24 | 5000 | 1 | 24 | 2500 | 1 | 27 | 4600 | 1 | 24 | 830 | 1 | 43 | 9 | A | 7 | 9 | E | 9 | 9.4 | A | 7 | 3.8 | A | 7 | 68 | A | 7 | 1004 | E | 9 | 0 | A | 7 | 0 | A | 7 | 16100 | A | 7 | 1800 | A | 7 | 1.5 | E | 8 | 0.089 | F | 8 | 0.17 | F | 8 | -9900 | -9900 | ? | 0
1994-10-19 | 9:00 | 426 | 1378 | 256 | 1 | 24 | 639 | 1 | 27 | 58 | 1 | 24 | 26400 | 1 | 24 | 57400 | 1 | 27 | 8600 | 1 | 24 | 1130 | 1 | 43 | 2 | A | 7 | 2 | E | 9 | 10 | A | 7 | 4.4 | A | 7 | 68 | A | 7 | 1004 | E | 9 | 0 | A | 7 | 0 | A | 7 | 16100 | A | 7 | 77777 | A | 7 | 1.5 | E | 8 | 0.089 | F | 8 | 0.17 | F | 8 | -9900 | -9900 | ? | 0
1994-10-19 | 10:00 | 602 | 1378 | 393 | 1 | 25 | 682 | 1 | 28 | 95 | 1 | 25 | 41400 | 1 | 25 | 66100 | 1 | 28 | 12400 | 1 | 25 | 1940 | 1 | 45 | 3 | B | 8 | 3 | B | 8 | 12.7 | A | 7 | 4.4 | A | 7 | 57 | A | 7 | 1004 | E | 9 | 180 | A | 7 | 2.5 | A | 7 | 16100 | A | 7 | 17900 | B | 8 | 1.5 | E | 8 | 0.089 | F | 8 | 0.17 | F | 8 | -9900 | -9900 | ? | 0
1994-10-19 | 11:00 | 726 | 1378 | 397 | 1 | 25 | 457 | 1 | 28 | 157 | 1 | 25 | 42700 | 1 | 25 | 46200 | 1 | 28 | 18300 | 1 | 25 | 3360 | 1 | 45 | 5 | B | 8 | 5 | B | 8 | 15 | A | 7 | 5 | A | 7 | 51 | A | 7 | 1004 | E | 9 | 130 | A | 7 | 1.5 | A | 7 | 16100 | A | 7 | 13800 | B | 8 | 1.4 | E | 8 | 0.089 | F | 8 | 0.17 | F | 8 | -9900 | -9900 | ? | 0
1994-10-19 | 12:00 | 789 | 1378 | 466 | 1 | 25 | 491 | 1 | 28 | 185 | 1 | 25 | 49800 | 1 | 25 | 50100 | 1 | 28 | 21000 | 1 | 25 | 4200 | 1 | 45 | 6 | B | 8 | 6 | B | 8 | 16.1 | A | 7 | 4.4 | A | 7 | 46 | A | 7 | 1004 | E | 9 | 0 | A | 7 | 0 | A | 7 | 16100 | A | 7 | 9700 | B | 8 | 1.4 | E | 8 | 0.089 | F | 8 | 0.17 | F | 8 | -9900 | -9900 | ? | 0
1994-10-19 | 13:00 | 787 | 1378 | 429 | 1 | 25 | 171 | 1 | 28 | 331 | 1 | 25 | 46000 | 1 | 25 | 17700 | 1 | 28 | 35900 | 1 | 25 | 8730 | 1 | 45 | 8 | B | 8 | 8 | B | 8 | 17.2 | A | 7 | 5 | A | 7 | 44 | A | 7 | 1004 | E | 9 | 130 | A | 7 | 2.5 | A | 7 | 16100 | A | 7 | 5600 | B | 8 | 1.4 | E | 8 | 0.089 | F | 8 | 0.17 | F | 8 | -9900 | -9900 | ? | 0
1994-10-19 | 14:00 | 719 | 1378 | 129 | 1 | 24 | 94 | 1 | 27 | 80 | 1 | 24 | 14900 | 1 | 24 | 9900 | 1 | 27 | 9700 | 1 | 24 | 1610 | 1 | 43 | 9 | A | 7 | 9 | E | 9 | 17.7 | A | 7 | 4.4 | A | 7 | 41 | A | 7 | 1004 | E | 9 | 150 | A | 7 | 1.5 | A | 7 | 16100 | A | 7 | 1500 | A | 7 | 1.4 | E | 8 | 0.089 | F | 8 | 0.17 | F | 8 | -9900 | -9900 | ? | 0
1994-10-19 | 15:00 | 591 | 1378 | 152 | 1 | 24 | 66 | 1 | 27 | 124 | 1 | 24 | 16800 | 1 | 24 | 6400 | 1 | 27 | 14100 | 1 | 24 | 3780 | 1 | 43 | 9 | A | 7 | 9 | E | 9 | 17.7 | A | 7 | 3.8 | A | 7 | 40 | A | 7 | 1004 | E | 9 | 0 | A | 7 | 0 | A | 7 | 16100 | A | 7 | 1500 | A | 7 | 1.4 | E | 8 | 0.089 | F | 8 | 0.17 | F | 8 | -9900 | -9900 | ? | 0
1994-10-19 | 16:00 | 412 | 1378 | 143 | 1 | 24 | 95 | 1 | 27 | 115 | 1 | 24 | 15600 | 1 | 24 | 8700 | 1 | 27 | 13000 | 1 | 24 | 2570 | 1 | 43 | 9 | A | 7 | 9 | E | 9 | 17.7 | A | 7 | 4.4 | A | 7 | 41 | A | 7 | 1004 | E | 9 | 0 | A | 7 | 0 | A | 7 | 16100 | A | 7 | 1500 | A | 7 | 1.4 | E | 8 | 0.089 | F | 8 | 0.17 | F | 8 | -9900 | -9900 | ? | 0
1994-10-19 | 17:00 | 194 | 1378 | 78 | 1 | 24 | 190 | 1 | 27 | 51 | 1 | 24 | 8200 | 1 | 24 | 11600 | 1 | 27 | 6600 | 1 | 24 | 950 | 1 | 43 | 2 | A | 7 | 2 | E | 9 | 15.5 | A | 7 | 5 | A | 7 | 50 | A | 7 | 1004 | E | 9 | 320 | A | 7 | 1.5 | A | 7 | 16100 | A | 7 | 77777 | A | 7 | 1.4 | E | 8 | 0.089 | F | 8 | 0.17 | F | 8 | -9900 | -9900 | ? | 0
1994-10-19 | 18:00 | 13 | 471 | 3 | 1 | 25 | 66 | 1 | 28 | 1 | 1 | 25 | 0 | 1 | 25 | 0 | 1 | 28 | 0 | 1 | 25 | 0 | 1 | 45 | 3 | B | 8 | 3 | B | 8 | 14.4 | A | 7 | 5.5 | A | 7 | 55 | A | 7 | 1004 | E | 9 | 290 | A | 7 | 1.5 | A | 7 | 16100 | A | 7 | 18633 | B | 8 | 1.4 | E | 8 | 0.089 | F | 8 | 0.17 | F | 8 | -9900 | -9900 | ? | 0
1994-10-19 | 19:00 | 0 | 0 | 0 | 1 | 0 | 0 | 1 | 0 | 0 | 1 | 0 | 0 | 1 | 0 | 0 | 1 | 0 | 0 | 1 | 0 | 0 | 1 | 0 | 4 | B | 8 | 4 | B | 8 | 13.3 | A | 7 | 5.5 | A | 7 | 59 | A | 7 | 1004 | E | 9 | 300 | A | 7 | 4.1 | A | 7 | 16100 | A | 7 | 15267 | B | 8 | 1.3 | E | 8 | 0.089 | F | 8 | 0.17 | F | 8 | -9900 | -9900 | ? | 0
1994-10-19 | 20:00 | 0 | 0 | 0 | 1 | 0 | 0 | 1 | 0 | 0 | 1 | 0 | 0 | 1 | 0 | 0 | 1 | 0 | 0 | 1 | 0 | 0 | 1 | 0 | 6 | B | 8 | 6 | B | 8 | 12.7 | A | 7 | 5.5 | A | 7 | 62 | A | 7 | 1004 | E | 9 | 320 | A | 7 | 2 | A | 7 | 16100 | A | 7 | 11900 | B | 8 | 1.3 | E | 8 | 0.089 | F | 8 | 0.17 | F | 8 | -9900 | -9900 | ? | 0
1994-10-19 | 21:00 | 0 | 0 | 0 | 1 | 0 | 0 | 1 | 0 | 0 | 1 | 0 | 0 | 1 | 0 | 0 | 1 | 0 | 0 | 1 | 0 | 0 | 1 | 0 | 7 | B | 8 | 7 | B | 8 | 11.6 | A | 7 | 5.5 | A | 7 | 66 | A | 7 | 1004 | E | 9 | 300 | A | 7 | 1.5 | A | 7 | 16100 | A | 7 | 8533 | B | 8 | 1.3 | E | 8 | 0.089 | F | 8 | 0.17 | F | 8 | -9900 | -9900 | ? | 0
1994-10-19 | 22:00 | 0 | 0 | 0 | 1 | 0 | 0 | 1 | 0 | 0 | 1 | 0 | 0 | 1 | 0 | 0 | 1 | 0 | 0 | 1 | 0 | 0 | 1 | 0 | 8 | B | 8 | 8 | B | 8 | 10.5 | A | 7 | 5 | A | 7 | 69 | A | 7 | 1004 | E | 9 | 130 | A | 7 | 2.5 | A | 7 | 8000 | A | 7 | 5167 | B | 8 | 1.3 | E | 8 | 0.089 | F | 8 | 0.17 | F | 8 | -9900 | -9900 | ? | 0
1994-10-19 | 23:00 | 0 | 0 | 0 | 1 | 0 | 0 | 1 | 0 | 0 | 1 | 0 | 0 | 1 | 0 | 0 | 1 | 0 | 0 | 1 | 0 | 0 | 1 | 0 | 9 | A | 7 | 9 | E | 9 | 10.5 | A | 7 | 5.5 | A | 7 | 71 | A | 7 | 1004 | E | 9 | 0 | A | 7 | 0 | A | 7 | 16100 | A | 7 | 1800 | A | 7 | 1.3 | E | 8 | 0.089 | F | 8 | 0.17 | F | 8 | -9900 | -9900 | ? | 0
1994-10-19 | 24:00 | 0 | 0 | 0 | 1 | 0 | 0 | 1 | 0 | 0 | 1 | 0 | 0 | 1 | 0 | 0 | 1 | 0 | 0 | 1 | 0 | 0 | 1 | 0 | 9 | A | 7 | 9 | E | 9 | 10.5 | A | 7 | 5.5 | A | 7 | 71 | A | 7 | 1004 | E | 9 | 160 | A | 7 | 1.5 | A | 7 | 5600 | A | 7 | 1500 | A | 7 | 1.3 | E | 8 | 0.089 | F | 8 | 0.17 | F | 8 | -9900 | -9900 | ? | 0
1994-10-20 | 1:00 | 0 | 0 | 0 | 1 | 0 | 0 | 1 | 0 | 0 | 1 | 0 | 0 | 1 | 0 | 0 | 1 | 0 | 0 | 1 | 0 | 0 | 1 | 0 | 9 | A | 7 | 4 | E | 9 | 10.5 | A | 7 | 6.1 | A | 7 | 74 | A | 7 | 1004 | E | 9 | 140 | A | 7 | 2 | A | 7 | 5600 | A | 7 | 1500 | A | 7 | 1.3 | E | 8 | 0.089 | F | 8 | 0.17 | F | 8 | -9900 | -9900 | ? | 0
1994-10-20 | 2:00 | 0 | 0 | 0 | 1 | 0 | 0 | 1 | 0 | 0 | 1 | 0 | 0 | 1 | 0 | 0 | 1 | 0 | 0 | 1 | 0 | 0 | 1 | 0 | 9 | A | 7 | 4 | E | 9 | 10 | A | 7 | 5.5 | A | 7 | 74 | A | 7 | 1004 | E | 9 | 190 | A | 7 | 2 | A | 7 | 11300 | A | 7 | 1380 | A | 7 | 1.3 | E | 8 | 0.089 | F | 8 | 0.17 | F | 8 | -9900 | -9900 | ? | 0
1994-10-20 | 3:00 | 0 | 0 | 0 | 1 | 0 | 0 | 1 | 0 | 0 | 1 | 0 | 0 | 1 | 0 | 0 | 1 | 0 | 0 | 1 | 0 | 0 | 1 | 0 | 9 | A | 7 | 4 | E | 9 | 10 | A | 7 | 5.5 | A | 7 | 74 | A | 7 | 1004 | E | 9 | 180 | A | 7 | 3 | A | 7 | 5600 | A | 7 | 1500 | A | 7 | 1.2 | E | 8 | 0.089 | F | 8 | 0.17 | F | 8 | -9900 | -9900 | ? | 0
1994-10-20 | 4:00 | 0 | 0 | 0 | 1 | 0 | 0 | 1 | 0 | 0 | 1 | 0 | 0 | 1 | 0 | 0 | 1 | 0 | 0 | 1 | 0 | 0 | 1 | 0 | 10 | A | 7 | 9 | E | 9 | 10 | A | 7 | 5.5 | A | 7 | 74 | A | 7 | 1004 | E | 9 | 200 | A | 7 | 2.5 | A | 7 | 11300 | A | 7 | 1080 | A | 7 | 1.2 | E | 8 | 0.089 | F | 8 | 0.17 | F | 8 | -9900 | -9900 | ? | 0
1994-10-20 | 5:00 | 0 | 0 | 0 | 1 | 0 | 0 | 1 | 0 | 0 | 1 | 0 | 0 | 1 | 0 | 0 | 1 | 0 | 0 | 1 | 0 | 0 | 1 | 0 | 10 | A | 7 | 9 | E | 9 | 10 | A | 7 | 5.5 | A | 7 | 74 | A | 7 | 1004 | E | 9 | 0 | A | 7 | 0 | A | 7 | 16100 | A | 7 | 660 | A | 7 | 1.2 | E | 8 | 0.089 | F | 8 | 0.17 | F | 8 | -9900 | -9900 | ? | 0
1994-10-20 | 6:00 | 0 | 0 | 0 | 1 | 0 | 0 | 1 | 0 | 0 | 1 | 0 | 0 | 1 | 0 | 0 | 1 | 0 | 0 | 1 | 0 | 0 | 1 | 0 | 10 | A | 7 | 9 | E | 9 | 10 | A | 7 | 6.1 | A | 7 | 77 | A | 7 | 1004 | E | 9 | 160 | A | 7 | 4.1 | A | 7 | 6400 | A | 7 | 600 | A | 7 | 1.2 | E | 8 | 0.089 | F | 8 | 0.17 | F | 8 | -9900 | -9900 | ? | 0
1994-10-20 | 7:00 | 17 | 540 | 3 | 1 | 25 | 36 | 1 | 28 | 2 | 1 | 25 | 0 | 1 | 25 | 0 | 1 | 28 | 0 | 1 | 25 | 0 | 1 | 45 | 6 | B | 8 | 5 | B | 8 | 9.4 | A | 7 | 6.1 | A | 7 | 80 | A | 7 | 1004 | E | 9 | 180 | A | 7 | 3.6 | A | 7 | 5600 | A | 7 | 11300 | B | 8 | 1.2 | E | 8 | 0.089 | F | 8 | 0.17 | F | 8 | -9900 | -9900 | ? | 0
1994-10-20 | 8:00 | 205 | 1379 | 99 | 1 | 24 | 402 | 1 | 27 | 39 | 1 | 24 | 10100 | 1 | 24 | 27100 | 1 | 27 | 6100 | 1 | 24 | 700 | 1 | 43 | 2 | A | 7 | 1 | E | 9 | 11.6 | A | 7 | 6.6 | A | 7 | 71 | A | 7 | 1004 | E | 9 | 190 | A | 7 | 4.6 | A | 7 | 8000 | A | 7 | 77777 | A | 7 | 1.2 | E | 8 | 0.089 | F | 8 | 0.17 | F | 8 | -9900 | -9900 | ? | 0
1994-10-20 | 9:00 | 421 | 1379 | 263 | 1 | 24 | 720 | 1 | 27 | 43 | 1 | 24 | 27800 | 1 | 24 | 65000 | 1 | 27 | 7900 | 1 | 24 | 1000 | 1 | 43 | 3 | A | 7 | 1 | E | 9 | 12.7 | A | 7 | 7.2 | A | 7 | 69 | A | 7 | 1004 | E | 9 | 170 | A | 7 | 5.1 | A | 7 | 6400 | A | 7 | 77777 | A | 7 | 1.2 | E | 8 | 0.089 | F | 8 | 0.17 | F | 8 | -9900 | -9900 | ? | 0
1994-10-20 | 10:00 | 596 | 1379 | 355 | 1 | 24 | 685 | 1 | 27 | 59 | 1 | 24 | 38200 | 1 | 24 | 66500 | 1 | 27 | 9300 | 1 | 24 | 1330 | 1 | 43 | 2 | A | 7 | 1 | E | 9 | 15.5 | A | 7 | 7.2 | A | 7 | 58 | A | 7 | 1004 | E | 9 | 180 | A | 7 | 5.1 | A | 7 | 16100 | A | 7 | 77777 | A | 7 | 1.2 | E | 8 | 0.089 | F | 8 | 0.17 | F | 8 | -9900 | -9900 | ? | 0
1994-10-20 | 11:00 | 720 | 1379 | 406 | 1 | 24 | 405 | 1 | 27 | 194 | 1 | 24 | 42600 | 1 | 24 | 40800 | 1 | 27 | 21200 | 1 | 24 | 4230 | 1 | 43 | 9 | A | 7 | 4 | E | 9 | 16.6 | A | 7 | 6.6 | A | 7 | 52 | A | 7 | 1004 | E | 9 | 230 | A | 7 | 3 | A | 7 | 16100 | A | 7 | 1080 | A | 7 | 1.2 | E | 8 | 0.089 | F | 8 | 0.17 | F | 8 | -9900 | -9900 | ? | 0
1994-10-20 | 12:00 | 783 | 1379 | 375 | 1 | 24 | 314 | 1 | 27 | 196 | 1 | 24 | 40800 | 1 | 24 | 33200 | 1 | 27 | 21900 | 1 | 24 | 4560 | 1 | 43 | 9 | A | 7 | 4 | E | 9 | 16.6 | A | 7 | 6.6 | A | 7 | 52 | A | 7 | 1004 | E | 9 | 240 | A | 7 | 5.6 | A | 7 | 16100 | A | 7 | 1020 | A | 7 | 1.3 | E | 8 | 0.089 | F | 8 | 0.17 | F | 8 | -9900 | -9900 | ? | 0
1994-10-20 | 13:00 | 780 | 1379 | 568 | 1 | 24 | 883 | 1 | 27 | 69 | 1 | 24 | 59700 | 1 | 24 | 87000 | 1 | 27 | 10300 | 1 | 24 | 1680 | 1 | 43 | 3 | A | 7 | 1 | E | 9 | 17.2 | A | 7 | 6.6 | A | 7 | 50 | A | 7 | 1004 | E | 9 | 200 | A | 7 | 5.1 | A | 7 | 11300 | A | 7 | 77777 | A | 7 | 1.3 | E | 8 | 0.089 | F | 8 | 0.17 | F | 8 | -9900 | -9900 | ? | 0
1994-10-20 | 14:00 | 712 | 1379 | 390 | 1 | 24 | 534 | 1 | 27 | 114 | 1 | 24 | 41200 | 1 | 24 | 53000 | 1 | 27 | 13700 | 1 | 24 | 2480 | 1 | 43 | 9 | A | 7 | 4 | E | 9 | 17.7 | A | 7 | 6.6 | A | 7 | 48 | A | 7 | 1004 | E | 9 | 210 | A | 7 | 5.6 | A | 7 | 16100 | A | 7 | 1110 | A | 7 | 1.3 | E | 8 | 0.089 | F | 8 | 0.17 | F | 8 | -9900 | -9900 | ? | 0
1994-10-20 | 15:00 | 584 | 1379 | 269 | 1 | 24 | 6 | 1 | 27 | 267 | 1 | 24 | 29300 | 1 | 24 | 600 | 1 | 27 | 29000 | 1 | 24 | 8100 | 1 | 43 | 10 | A | 7 | 9 | E | 9 | 17.7 | A | 7 | 6.6 | A | 7 | 48 | A | 7 | 1004 | E | 9 | 220 | A | 7 | 5.1 | A | 7 | 16100 | A | 7 | 1110 | A | 7 | 1.3 | E | 8 | 0.089 | F | 8 | 0.17 | F | 8 | -9900 | -9900 | ? | 0
1994-10-20 | 16:00 | 405 | 1379 | 202 | 1 | 24 | 352 | 1 | 27 | 99 | 1 | 24 | 21100 | 1 | 24 | 30900 | 1 | 27 | 12000 | 1 | 24 | 1850 | 1 | 43 | 9 | A | 7 | 4 | E | 9 | 17.2 | A | 7 | 6.6 | A | 7 | 50 | A | 7 | 1004 | E | 9 | 230 | A | 7 | 7.7 | A | 7 | 16100 | A | 7 | 1080 | A | 7 | 1.3 | E | 8 | 0.089 | F | 8 | 0.17 | F | 8 | -9900 | -9900 | ? | 0
1994-10-20 | 17:00 | 187 | 1379 | 72 | 1 | 24 | 188 | 1 | 27 | 47 | 1 | 24 | 7500 | 1 | 24 | 11500 | 1 | 27 | 5900 | 1 | 24 | 850 | 1 | 43 | 9 | A | 7 | 4 | E | 9 | 16.1 | A | 7 | 7.2 | A | 7 | 56 | A | 7 | 1004 | E | 9 | 210 | A | 7 | 6.6 | A | 7 | 16100 | A | 7 | 840 | A | 7 | 1.3 | E | 8 | 0.089 | F | 8 | 0.17 | F | 8 | -9900 | -9900 | ? | 0
1994-10-20 | 18:00 | 11 | 425 | 1 | 1 | 24 | 1 | 1 | 27 | 1 | 1 | 24 | 0 | 1 | 24 | 0 | 1 | 27 | 0 | 1 | 24 | 0 | 1 | 43 | 10 | A | 7 | 9 | E | 9 | 15.5 | A | 7 | 7.2 | A | 7 | 58 | A | 7 | 1004 | E | 9 | 180 | A | 7 | 5.1 | A | 7 | 16100 | A | 7 | 780 | A | 7 | 1.3 | E | 8 | 0.089 | F | 8 | 0.17 | F | 8 | -9900 | -9900 | ? | 0
1994-10-20 | 19:00 | 0 | 0 | 0 | 1 | 0 | 0 | 1 | 0 | 0 | 1 | 0 | 0 | 1 | 0 | 0 | 1 | 0 | 0 | 1 | 0 | 0 | 1 | 0 | 9 | A | 7 | 4 | E | 9 | 15 | A | 7 | 7.7 | A | 7 | 62 | A | 7 | 1004 | E | 9 | 190 | A | 7 | 3 | A | 7 | 8000 | A | 7 | 1800 | A | 7 | 1.3 | E | 8 | 0.089 | F | 8 | 0.17 | F | 8 | -9900 | -9900 | ? | 0
1994-10-20 | 20:00 | 0 | 0 | 0 | 1 | 0 | 0 | 1 | 0 | 0 | 1 | 0 | 0 | 1 | 0 | 0 | 1 | 0 | 0 | 1 | 0 | 0 | 1 | 0 | 2 | A | 7 | 1 | E | 9 | 15 | A | 7 | 7.7 | A | 7 | 62 | A | 7 | 1004 | E | 9 | 180 | A | 7 | 4.1 | A | 7 | 16100 | A | 7 | 77777 | A | 7 | 1.3 | E | 8 | 0.089 | F | 8 | 0.17 | F | 8 | -9900 | -9900 | ? | 0
1994-10-20 | 21:00 | 0 | 0 | 0 | 1 | 0 | 0 | 1 | 0 | 0 | 1 | 0 | 0 | 1 | 0 | 0 | 1 | 0 | 0 | 1 | 0 | 0 | 1 | 0 | 3 | A | 7 | 1 | E | 9 | 15 | A | 7 | 7.7 | A | 7 | 62 | A | 7 | 1004 | E | 9 | 180 | A | 7 | 3 | A | 7 | 16100 | A | 7 | 77777 | A | 7 | 1.3 | E | 8 | 0.089 | F | 8 | 0.17 | F | 8 | -9900 | -9900 | ? | 0
1994-10-20 | 22:00 | 0 | 0 | 0 | 1 | 0 | 0 | 1 | 0 | 0 | 1 | 0 | 0 | 1 | 0 | 0 | 1 | 0 | 0 | 1 | 0 | 0 | 1 | 0 | 9 | A | 7 | 4 | E | 9 | 13.8 | A | 7 | 9.4 | A | 7 | 75 | A | 7 | 1004 | E | 9 | 200 | A | 7 | 5.1 | A | 7 | 8000 | A | 7 | 1230 | A | 7 | 1.3 | E | 8 | 0.089 | F | 8 | 0.17 | F | 8 | -9900 | -9900 | ? | 0
1994-10-20 | 23:00 | 0 | 0 | 0 | 1 | 0 | 0 | 1 | 0 | 0 | 1 | 0 | 0 | 1 | 0 | 0 | 1 | 0 | 0 | 1 | 0 | 0 | 1 | 0 | 10 | A | 7 | 9 | E | 9 | 13.8 | A | 7 | 9.4 | A | 7 | 75 | A | 7 | 1004 | E | 9 | 180 | A | 7 | 4.6 | A | 7 | 11300 | A | 7 | 930 | A | 7 | 1.3 | E | 8 | 0.089 | F | 8 | 0.17 | F | 8 | -9900 | -9900 | ? | 0
1994-10-20 | 24:00 | 0 | 0 | 0 | 1 | 0 | 0 | 1 | 0 | 0 | 1 | 0 | 0 | 1 | 0 | 0 | 1 | 0 | 0 | 1 | 0 | 0 | 1 | 0 | 10 | A | 7 | 9 | E | 9 | 13.3 | A | 7 | 9.4 | A | 7 | 77 | A | 7 | 1004 | E | 9 | 180 | A | 7 | 5.1 | A | 7 | 16100 | A | 7 | 1110 | A | 7 | 1.3 | E | 8 | 0.089 | F | 8 | 0.17 | F | 8 | -9900 | -9900 | ? | 0
1994-10-21 | 1:00 | 0 | 0 | 0 | 1 | 0 | 0 | 1 | 0 | 0 | 1 | 0 | 0 | 1 | 0 | 0 | 1 | 0 | 0 | 1 | 0 | 0 | 1 | 0 | 10 | A | 7 | 10 | E | 9 | 13.3 | A | 7 | 10 | A | 7 | 80 | A | 7 | 1004 | E | 9 | 190 | A | 7 | 5.1 | A | 7 | 16100 | A | 7 | 1050 | A | 7 | 1.3 | E | 8 | 0.088 | F | 8 | 0.17 | F | 8 | -9900 | -9900 | ? | 0
1994-10-21 | 2:00 | 0 | 0 | 0 | 1 | 0 | 0 | 1 | 0 | 0 | 1 | 0 | 0 | 1 | 0 | 0 | 1 | 0 | 0 | 1 | 0 | 0 | 1 | 0 | 10 | A | 7 | 10 | E | 9 | 13.3 | A | 7 | 10 | A | 7 | 80 | A | 7 | 1004 | E | 9 | 190 | A | 7 | 2.5 | A | 7 | 8000 | A | 7 | 480 | A | 7 | 1.3 | E | 8 | 0.088 | F | 8 | 0.17 | F | 8 | -9900 | -9900 | ? | 0
1994-10-21 | 3:00 | 0 | 0 | 0 | 1 | 0 | 0 | 1 | 0 | 0 | 1 | 0 | 0 | 1 | 0 | 0 | 1 | 0 | 0 | 1 | 0 | 0 | 1 | 0 | 10 | A | 7 | 10 | E | 9 | 13.3 | A | 7 | 10 | A | 7 | 80 | A | 7 | 1004 | E | 9 | 150 | A | 7 | 2.5 | A | 7 | 16100 | A | 7 | 900 | A | 7 | 1.3 | E | 8 | 0.088 | F | 8 | 0.17 | F | 8 | -9900 | -9900 | ? | 0
1994-10-21 | 4:00 | 0 | 0 | 0 | 1 | 0 | 0 | 1 | 0 | 0 | 1 | 0 | 0 | 1 | 0 | 0 | 1 | 0 | 0 | 1 | 0 | 0 | 1 | 0 | 10 | A | 7 | 10 | E | 9 | 13.8 | A | 7 | 8.8 | A | 7 | 72 | A | 7 | 1004 | E | 9 | 220 | A | 7 | 2 | A | 7 | 16100 | A | 7 | 1230 | A | 7 | 1.3 | E | 8 | 0.088 | F | 8 | 0.17 | F | 8 | -9900 | -9900 | ? | 0
1994-10-21 | 5:00 | 0 | 0 | 0 | 1 | 0 | 0 | 1 | 0 | 0 | 1 | 0 | 0 | 1 | 0 | 0 | 1 | 0 | 0 | 1 | 0 | 0 | 1 | 0 | 9 | A | 7 | 9 | E | 9 | 13.8 | A | 7 | 7.2 | A | 7 | 64 | A | 7 | 1004 | E | 9 | 250 | A | 7 | 2.5 | A | 7 | 16100 | A | 7 | 1800 | A | 7 | 1.3 | E | 8 | 0.088 | F | 8 | 0.17 | F | 8 | -9900 | -9900 | ? | 0
1994-10-21 | 6:00 | 0 | 0 | 0 | 1 | 0 | 0 | 1 | 0 | 0 | 1 | 0 | 0 | 1 | 0 | 0 | 1 | 0 | 0 | 1 | 0 | 0 | 1 | 0 | 8 | B | 8 | 8 | B | 8 | 12.2 | A | 7 | 6.6 | A | 7 | 69 | A | 7 | 1004 | E | 9 | 270 | A | 7 | 3 | A | 7 | 16100 | A | 7 | 5840 | B | 8 | 1.3 | E | 8 | 0.088 | F | 8 | 0.17 | F | 8 | -9900 | -9900 | ? | 0
1994-10-21 | 7:00 | 15 | 517 | 4 | 1 | 25 | 31 | 1 | 28 | 3 | 1 | 25 | 0 | 1 | 25 | 0 | 1 | 28 | 0 | 1 | 25 | 0 | 1 | 45 | 7 | B | 8 | 7 | B | 8 | 9.4 | A | 7 | 6.1 | A | 7 | 80 | A | 7 | 1004 | E | 9 | 290 | A | 7 | 1.5 | A | 7 | 16100 | A | 7 | 9880 | B | 8 | 1.3 | E | 8 | 0.088 | F | 8 | 0.17 | F | 8 | -9900 | -9900 | ? | 0
1994-10-21 | 8:00 | 200 | 1380 | 84 | 1 | 25 | 217 | 1 | 28 | 52 | 1 | 25 | 8600 | 1 | 25 | 13800 | 1 | 28 | 6600 | 1 | 25 | 950 | 1 | 45 | 5 | B | 8 | 5 | B | 8 | 12.2 | A | 7 | 8.8 | A | 7 | 80 | A | 7 | 1004 | E | 9 | 290 | A | 7 | 2.5 | A | 7 | 16100 | A | 7 | 13920 | B | 8 | 1.3 | E | 8 | 0.088 | F | 8 | 0.17 | F | 8 | -9900 | -9900 | ? | 0
1994-10-21 | 9:00 | 415 | 1380 | 166 | 1 | 25 | 370 | 1 | 28 | 54 | 1 | 25 | 17500 | 1 | 25 | 33100 | 1 | 28 | 7500 | 1 | 25 | 1060 | 1 | 45 | 4 | B | 8 | 4 | B | 8 | 14.4 | A | 7 | 7.7 | A | 7 | 64 | A | 7 | 1004 | E | 9 | 210 | A | 7 | 2 | A | 7 | 16100 | A | 7 | 17960 | B | 8 | 1.3 | E | 8 | 0.088 | F | 8 | 0.17 | F | 8 | -9900 | -9900 | ? | 0
1994-10-21 | 10:00 | 590 | 1380 | 386 | 1 | 24 | 721 | 1 | 27 | 77 | 1 | 24 | 40200 | 1 | 24 | 69100 | 1 | 27 | 10500 | 1 | 24 | 1570 | 1 | 43 | 3 | A | 7 | 3 | E | 9 | 15.5 | A | 7 | 7.7 | A | 7 | 60 | A | 7 | 1004 | E | 9 | 270 | A | 7 | 1.5 | A | 7 | 16100 | A | 7 | 77777 | A | 7 | 1.3 | E | 8 | 0.088 | F | 8 | 0.17 | F | 8 | -9900 | -9900 | ? | 0
1994-10-21 | 11:00 | 714 | 1380 | 337 | 1 | 24 | 481 | 1 | 27 | 88 | 1 | 24 | 36300 | 1 | 24 | 48200 | 1 | 27 | 11200 | 1 | 24 | 1980 | 1 | 43 | 2 | A | 7 | 2 | E | 9 | 17.2 | A | 7 | 6.1 | A | 7 | 48 | A | 7 | 1004 | E | 9 | 260 | A | 7 | 5.1 | A | 7 | 16100 | A | 7 | 77777 | A | 7 | 1.3 | E | 8 | 0.088 | F | 8 | 0.17 | F | 8 | -9900 | -9900 | ? | 0
1994-10-21 | 12:00 | 776 | 1380 | 559 | 1 | 24 | 794 | 1 | 27 | 112 | 1 | 24 | 57900 | 1 | 24 | 78300 | 1 | 27 | 13700 | 1 | 24 | 2370 | 1 | 43 | 3 | A | 7 | 3 | E | 9 | 17.7 | A | 7 | 4.4 | A | 7 | 41 | A | 7 | 1004 | E | 9 | 270 | A | 7 | 3 | A | 7 | 16100 | A | 7 | 77777 | A | 7 | 1.3 | E | 8 | 0.088 | F | 8 | 0.17 | F | 8 | -9900 | -9900 | ? | 0
1994-10-21 | 13:00 | 773 | 1380 | 125 | 1 | 24 | 85 | 1 | 27 | 77 | 1 | 24 | 14500 | 1 | 24 | 9000 | 1 | 27 | 9500 | 1 | 24 | 1600 | 1 | 43 | 9 | A | 7 | 9 | E | 9 | 16.1 | A | 7 | 5.5 | A | 7 | 49 | A | 7 | 1004 | E | 9 | 320 | A | 7 | 6.6 | A | 7 | 16100 | A | 7 | 1800 | A | 7 | 1.3 | E | 8 | 0.088 | F | 8 | 0.17 | F | 8 | -9900 | -9900 | ? | 0
1994-10-21 | 14:00 | 706 | 1380 | 250 | 1 | 24 | 57 | 1 | 27 | 221 | 1 | 24 | 27500 | 1 | 24 | 5700 | 1 | 27 | 24600 | 1 | 24 | 6660 | 1 | 43 | 9 | A | 7 | 9 | E | 9 | 16.1 | A | 7 | 5 | A | 7 | 48 | A | 7 | 1004 | E | 9 | 330 | A | 7 | 5.1 | A | 7 | 16100 | A | 7 | 1500 | A | 7 | 1.3 | E | 8 | 0.088 | F | 8 | 0.17 | F | 8 | -9900 | -9900 | ? | 0
1994-10-21 | 15:00 | 577 | 1380 | 368 | 1 | 24 | 700 | 1 | 27 | 75 | 1 | 24 | 38300 | 1 | 24 | 66900 | 1 | 27 | 10300 | 1 | 24 | 1520 | 1 | 43 | 2 | A | 7 | 2 | E | 9 | 15.5 | A | 7 | 5.5 | A | 7 | 51 | A | 7 | 1004 | E | 9 | 290 | A | 7 | 6.1 | A | 7 | 16100 | A | 7 | 77777 | A | 7 | 1.3 | E | 8 | 0.088 | F | 8 | 0.17 | F | 8 | -9900 | -9900 | ? | 0
1994-10-21 | 16:00 | 398 | 1380 | 244 | 1 | 25 | 697 | 1 | 28 | 43 | 1 | 25 | 25800 | 1 | 25 | 62200 | 1 | 28 | 7800 | 1 | 25 | 920 | 1 | 45 | 2 | B | 8 | 2 | B | 8 | 14.4 | A | 7 | 4.4 | A | 7 | 51 | A | 7 | 1004 | E | 9 | 280 | A | 7 | 3.6 | A | 7 | 16100 | A | 7 | 77777 | B | 8 | 1.3 | E | 8 | 0.088 | F | 8 | 0.17 | F | 8 | -9900 | -9900 | ? | 0
1994-10-21 | 17:00 | 180 | 1380 | 86 | 1 | 25 | 356 | 1 | 28 | 39 | 1 | 25 | 8700 | 1 | 25 | 22400 | 1 | 28 | 5700 | 1 | 25 | 680 | 1 | 45 | 2 | B | 8 | 2 | B | 8 | 13.8 | A | 7 | 3.8 | A | 7 | 51 | A | 7 | 1004 | E | 9 | 280 | A | 7 | 3 | A | 7 | 16100 | A | 7 | 77777 | B | 8 | 1.3 | E | 8 | 0.088 | F | 8 | 0.17 | F | 8 | -9900 | -9900 | ? | 0
1994-10-21 | 18:00 | 9 | 402 | 2 | 1 | 25 | 50 | 1 | 28 | 1 | 1 | 25 | 0 | 1 | 25 | 0 | 1 | 28 | 0 | 1 | 25 | 0 | 1 | 45 | 2 | B | 8 | 2 | B | 8 | 11.1 | A | 7 | 3.8 | A | 7 | 61 | A | 7 | 1004 | E | 9 | 300 | A | 7 | 1.5 | A | 7 | 16100 | A | 7 | 77777 | B | 8 | 1.3 | E | 8 | 0.088 | F | 8 | 0.17 | F | 8 | -9900 | -9900 | ? | 0
1994-10-21 | 19:00 | 0 | 0 | 0 | 1 | 0 | 0 | 1 | 0 | 0 | 1 | 0 | 0 | 1 | 0 | 0 | 1 | 0 | 0 | 1 | 0 | 0 | 1 | 0 | 2 | B | 8 | 2 | B | 8 | 9.4 | A | 7 | 3.8 | A | 7 | 68 | A | 7 | 1004 | E | 9 | 0 | A | 7 | 0 | A | 7 | 16100 | A | 7 | 77777 | B | 8 | 1.3 | E | 8 | 0.088 | F | 8 | 0.17 | F | 8 | -9900 | -9900 | ? | 0
1994-10-21 | 20:00 | 0 | 0 | 0 | 1 | 0 | 0 | 1 | 0 | 0 | 1 | 0 | 0 | 1 | 0 | 0 | 1 | 0 | 0 | 1 | 0 | 0 | 1 | 0 | 2 | B | 8 | 2 | B | 8 | 6.6 | A | 7 | 2.7 | A | 7 | 76 | A | 7 | 1004 | E | 9 | 260 | A | 7 | 1.5 | A | 7 | 16100 | A | 7 | 77777 | B | 8 | 1.3 | E | 8 | 0.088 | F | 8 | 0.17 | F | 8 | -9900 | -9900 | ? | 0
1994-10-21 | 21:00 | 0 | 0 | 0 | 1 | 0 | 0 | 1 | 0 | 0 | 1 | 0 | 0 | 1 | 0 | 0 | 1 | 0 | 0 | 1 | 0 | 0 | 1 | 0 | 2 | A | 7 | 2 | E | 9 | 6.1 | A | 7 | 2.2 | A | 7 | 76 | A | 7 | 1004 | E | 9 | 170 | A | 7 | 1.5 | A | 7 | 16100 | A | 7 | 77777 | A | 7 | 1.3 | E | 8 | 0.088 | F | 8 | 0.17 | F | 8 | -9900 | -9900 | ? | 0
1994-10-21 | 22:00 | 0 | 0 | 0 | 1 | 0 | 0 | 1 | 0 | 0 | 1 | 0 | 0 | 1 | 0 | 0 | 1 | 0 | 0 | 1 | 0 | 0 | 1 | 0 | 4 | B | 8 | 3 | B | 8 | 5 | A | 7 | 2.2 | A | 7 | 82 | A | 7 | 1004 | E | 9 | 250 | A | 7 | 2.5 | A | 7 | 16100 | A | 7 | 77777 | B | 8 | 1.3 | E | 8 | 0.088 | F | 8 | 0.17 | F | 8 | -9900 | -9900 | ? | 0
1994-10-21 | 23:00 | 0 | 0 | 0 | 1 | 0 | 0 | 1 | 0 | 0 | 1 | 0 | 0 | 1 | 0 | 0 | 1 | 0 | 0 | 1 | 0 | 0 | 1 | 0 | 5 | B | 8 | 5 | B | 8 | 3.8 | A | 7 | 1.6 | A | 7 | 86 | A | 7 | 1004 | E | 9 | 0 | A | 7 | 0 | A | 7 | 16100 | A | 7 | 77777 | B | 8 | 1.3 | E | 8 | 0.088 | F | 8 | 0.17 | F | 8 | -9900 | -9900 | ? | 0
1994-10-21 | 24:00 | 0 | 0 | 0 | 1 | 0 | 0 | 1 | 0 | 0 | 1 | 0 | 0 | 1 | 0 | 0 | 1 | 0 | 0 | 1 | 0 | 0 | 1 | 0 | 7 | B | 8 | 6 | B | 8 | 3.3 | A | 7 | 0.5 | A | 7 | 82 | A | 7 | 1004 | E | 9 | 280 | A | 7 | 2 | A | 7 | 16100 | A | 7 | 77777 | B | 8 | 1.3 | E | 8 | 0.088 | F | 8 | 0.17 | F | 8 | -9900 | -9900 | ? | 0
1994-10-22 | 1:00 | 0 | 0 | 0 | 1 | 0 | 0 | 1 | 0 | 0 | 1 | 0 | 0 | 1 | 0 | 0 | 1 | 0 | 0 | 1 | 0 | 0 | 1 | 0 | 8 | B | 8 | 8 | B | 8 | 2.7 | A | 7 | 0 | A | 7 | 82 | A | 7 | 1004 | E | 9 | 290 | A | 7 | 1.5 | A | 7 | 16100 | A | 7 | 77777 | B | 8 | 1.3 | E | 8 | 0.088 | F | 8 | 0.17 | F | 8 | -9900 | -9900 | ? | 0
1994-10-22 | 2:00 | 0 | 0 | 0 | 1 | 0 | 0 | 1 | 0 | 0 | 1 | 0 | 0 | 1 | 0 | 0 | 1 | 0 | 0 | 1 | 0 | 0 | 1 | 0 | 10 | A | 7 | 9 | E | 9 | 2.7 | A | 7 | 0.5 | A | 7 | 85 | A | 7 | 1004 | E | 9 | 0 | A | 7 | 0 | A | 7 | 2000 | A | 7 | 77777 | A | 7 | 1.3 | E | 8 | 0.088 | F | 8 | 0.17 | F | 8 | -9900 | -9900 | ? | 0
1994-10-22 | 3:00 | 0 | 0 | 0 | 1 | 0 | 0 | 1 | 0 | 0 | 1 | 0 | 0 | 1 | 0 | 0 | 1 | 0 | 0 | 1 | 0 | 0 | 1 | 0 | 10 | A | 7 | 9 | E | 9 | 1.1 | A | 7 | -1.2 | A | 7 | 84 | A | 7 | 1004 | E | 9 | 230 | A | 7 | 1.5 | A | 7 | 800 | A | 7 | 150 | A | 7 | 1.3 | E | 8 | 0.088 | F | 8 | 0.17 | F | 8 | -9900 | -9900 | ? | 0
1994-10-22 | 4:00 | 0 | 0 | 0 | 1 | 0 | 0 | 1 | 0 | 0 | 1 | 0 | 0 | 1 | 0 | 0 | 1 | 0 | 0 | 1 | 0 | 0 | 1 | 0 | 2 | A | 7 | 1 | E | 9 | 1.1 | A | 7 | -1.2 | A | 7 | 84 | A | 7 | 1004 | E | 9 | 290 | A | 7 | 1.5 | A | 7 | 16100 | A | 7 | 77777 | A | 7 | 1.3 | E | 8 | 0.088 | F | 8 | 0.17 | F | 8 | -9900 | -9900 | ? | 0
1994-10-22 | 5:00 | 0 | 0 | 0 | 1 | 0 | 0 | 1 | 0 | 0 | 1 | 0 | 0 | 1 | 0 | 0 | 1 | 0 | 0 | 1 | 0 | 0 | 1 | 0 | 9 | A | 7 | 4 | E | 9 | 0.5 | A | 7 | -1.7 | A | 7 | 84 | A | 7 | 1004 | E | 9 | 0 | A | 7 | 0 | A | 7 | 1200 | A | 7 | 30 | A | 7 | 1.3 | E | 8 | 0.088 | F | 8 | 0.17 | F | 8 | -9900 | -9900 | ? | 0
1994-10-22 | 6:00 | 0 | 0 | 0 | 1 | 0 | 0 | 1 | 0 | 0 | 1 | 0 | 0 | 1 | 0 | 0 | 1 | 0 | 0 | 1 | 0 | 0 | 1 | 0 | 10 | A | 7 | 9 | E | 9 | 0.5 | A | 7 | -1.7 | A | 7 | 84 | A | 7 | 1004 | E | 9 | 0 | A | 7 | 0 | A | 7 | 3200 | A | 7 | 30 | A | 7 | 1.3 | E | 8 | 0.088 | F | 8 | 0.17 | F | 8 | -9900 | -9900 | ? | 0
1994-10-22 | 7:00 | 14 | 495 | 2 | 1 | 24 | 0 | 1 | 27 | 2 | 1 | 24 | 0 | 1 | 24 | 0 | 1 | 27 | 0 | 1 | 24 | 0 | 1 | 43 | 10 | A | 7 | 9 | E | 9 | 2.7 | A | 7 | 0.5 | A | 7 | 85 | A | 7 | 1004 | E | 9 | 0 | A | 7 | 0 | A | 7 | 400 | A | 7 | 60 | A | 7 | 1.3 | E | 8 | 0.088 | F | 8 | 0.17 | F | 8 | -9900 | -9900 | ? | 0
1994-10-22 | 8:00 | 194 | 1381 | 48 | 1 | 24 | 45 | 1 | 27 | 41 | 1 | 24 | 5200 | 1 | 24 | 3000 | 1 | 27 | 4800 | 1 | 24 | 860 | 1 | 43 | 10 | A | 7 | 9 | E | 9 | 3.8 | A | 7 | 2.2 | A | 7 | 89 | A | 7 | 1004 | E | 9 | 0 | A | 7 | 0 | A | 7 | 800 | A | 7 | 30 | A | 7 | 1.3 | E | 8 | 0.088 | F | 8 | 0.17 | F | 8 | -9900 | -9900 | ? | 0
1994-10-22 | 9:00 | 409 | 1381 | 104 | 1 | 24 | 26 | 1 | 27 | 96 | 1 | 24 | 11400 | 1 | 24 | 2300 | 1 | 27 | 10700 | 1 | 24 | 2620 | 1 | 43 | 10 | A | 7 | 9 | E | 9 | 5.5 | A | 7 | 3.3 | A | 7 | 86 | A | 7 | 1004 | E | 9 | 0 | A | 7 | 0 | A | 7 | 4000 | A | 7 | 60 | A | 7 | 1.3 | E | 8 | 0.088 | F | 8 | 0.17 | F | 8 | -9900 | -9900 | ? | 0
1994-10-22 | 10:00 | 584 | 1381 | 165 | 1 | 24 | 137 | 1 | 27 | 107 | 1 | 24 | 18200 | 1 | 24 | 13800 | 1 | 27 | 12400 | 1 | 24 | 2110 | 1 | 43 | 10 | A | 7 | 9 | E | 9 | 6.1 | A | 7 | 3.8 | A | 7 | 85 | A | 7 | 1004 | E | 9 | 0 | A | 7 | 0 | A | 7 | 1600 | A | 7 | 60 | A | 7 | 1.3 | E | 8 | 0.088 | F | 8 | 0.17 | F | 8 | -9900 | -9900 | ? | 0
1994-10-22 | 11:00 | 707 | 1381 | 237 | 1 | 24 | 75 | 1 | 27 | 199 | 1 | 24 | 26100 | 1 | 24 | 7500 | 1 | 27 | 22300 | 1 | 24 | 6130 | 1 | 43 | 10 | A | 7 | 9 | E | 9 | 8.8 | A | 7 | 5 | A | 7 | 77 | A | 7 | 1004 | E | 9 | 80 | A | 7 | 1.5 | A | 7 | 16100 | A | 7 | 150 | A | 7 | 1.4 | E | 8 | 0.088 | F | 8 | 0.17 | F | 8 | -9900 | -9900 | ? | 0
1994-10-22 | 12:00 | 770 | 1381 | 523 | 1 | 24 | 631 | 1 | 27 | 172 | 1 | 24 | 54100 | 1 | 24 | 62100 | 1 | 27 | 19400 | 1 | 24 | 3700 | 1 | 43 | 9 | A | 7 | 4 | E | 9 | 9.4 | A | 7 | 5 | A | 7 | 74 | A | 7 | 1004 | E | 9 | 80 | A | 7 | 2 | A | 7 | 16100 | A | 7 | 180 | A | 7 | 1.4 | E | 8 | 0.088 | F | 8 | 0.17 | F | 8 | -9900 | -9900 | ? | 0
1994-10-22 | 13:00 | 767 | 1381 | 509 | 1 | 24 | 710 | 1 | 27 | 115 | 1 | 24 | 54200 | 1 | 24 | 71300 | 1 | 27 | 14500 | 1 | 24 | 2630 | 1 | 43 | 3 | A | 7 | 1 | E | 9 | 10.5 | A | 7 | 5.5 | A | 7 | 71 | A | 7 | 1004 | E | 9 | 0 | A | 7 | 0 | A | 7 | 16100 | A | 7 | 77777 | A | 7 | 1.4 | E | 8 | 0.088 | F | 8 | 0.17 | F | 8 | -9900 | -9900 | ? | 0
1994-10-22 | 14:00 | 699 | 1381 | 483 | 1 | 28 | 759 | 1 | 31 | 98 | 1 | 28 | 50000 | 1 | 28 | 74100 | 1 | 31 | 12400 | 1 | 28 | 2000 | 1 | 50 | 0 | E | 9 | 0 | E | 9 | 12.7 | A | 7 | 5.5 | A | 7 | 62 | A | 7 | 1004 | E | 9 | 100 | A | 7 | 2.5 | A | 7 | 16100 | A | 7 | 77777 | E | 9 | 1.4 | E | 8 | 0.088 | F | 8 | 0.17 | F | 8 | -9900 | -9900 | ? | 0
1994-10-22 | 15:00 | 571 | 1381 | 350 | 1 | 28 | 608 | 1 | 31 | 99 | 1 | 28 | 36600 | 1 | 28 | 58000 | 1 | 31 | 12500 | 1 | 28 | 1960 | 1 | 50 | 3 | E | 9 | 1 | E | 9 | 13.3 | A | 7 | 5 | A | 7 | 57 | A | 7 | 1004 | E | 9 | 100 | A | 7 | 1.5 | A | 7 | 16100 | A | 7 | 21974 | E | 9 | 1.4 | E | 8 | 0.088 | F | 8 | 0.17 | F | 8 | -9900 | -9900 | ? | 0
1994-10-22 | 16:00 | 391 | 1381 | 222 | 1 | 28 | 557 | 1 | 31 | 64 | 1 | 28 | 23100 | 1 | 28 | 48500 | 1 | 31 | 9300 | 1 | 28 | 1210 | 1 | 50 | 0 | E | 9 | 0 | E | 9 | 13.3 | A | 7 | 5 | A | 7 | 57 | A | 7 | 1004 | E | 9 | 0 | A | 7 | 0 | A | 7 | 16100 | A | 7 | 77777 | E | 9 | 1.4 | E | 8 | 0.088 | F | 8 | 0.17 | F | 8 | -9900 | -9900 | ? | 0
1994-10-22 | 17:00 | 174 | 1381 | 66 | 1 | 28 | 206 | 1 | 31 | 40 | 1 | 28 | 6900 | 1 | 28 | 12100 | 1 | 31 | 5300 | 1 | 28 | 720 | 1 | 50 | 2 | E | 9 | 1 | E | 9 | 11.6 | A | 7 | 5 | A | 7 | 64 | A | 7 | 1004 | E | 9 | 170 | A | 7 | 1.5 | A | 7 | 16100 | A | 7 | 77777 | E | 9 | 1.4 | E | 8 | 0.088 | F | 8 | 0.17 | F | 8 | -9900 | -9900 | ? | 0
1994-10-22 | 18:00 | 7 | 357 | 1 | 1 | 28 | 5 | 1 | 31 | 0 | 1 | 28 | 0 | 1 | 28 | 0 | 1 | 31 | 0 | 1 | 28 | 0 | 1 | 50 | 3 | E | 9 | 2 | E | 9 | 10 | A | 7 | 4.4 | A | 7 | 68 | A | 7 | 1004 | E | 9 | 0 | A | 7 | 0 | A | 7 | 16100 | A | 7 | 21366 | E | 9 | 1.4 | E | 8 | 0.088 | F | 8 | 0.17 | F | 8 | -9900 | -9900 | ? | 0
1994-10-22 | 19:00 | 0 | 0 | 0 | 1 | 0 | 0 | 1 | 0 | 0 | 1 | 0 | 0 | 1 | 0 | 0 | 1 | 0 | 0 | 1 | 0 | 0 | 1 | 0 | 2 | E | 9 | 1 | E | 9 | 7.7 | A | 7 | 3.8 | A | 7 | 76 | A | 7 | 1004 | E | 9 | 0 | A | 7 | 0 | A | 7 | 16100 | A | 7 | 21833 | E | 9 | 1.4 | E | 8 | 0.088 | F | 8 | 0.17 | F | 8 | -9900 | -9900 | ? | 0
1994-10-22 | 20:00 | 0 | 0 | 0 | 1 | 0 | 0 | 1 | 0 | 0 | 1 | 0 | 0 | 1 | 0 | 0 | 1 | 0 | 0 | 1 | 0 | 0 | 1 | 0 | 2 | A | 7 | 1 | E | 9 | 7.2 | A | 7 | 3.8 | A | 7 | 79 | A | 7 | 1004 | E | 9 | 300 | A | 7 | 1.5 | A | 7 | 16100 | A | 7 | 77777 | A | 7 | 1.4 | E | 8 | 0.088 | F | 8 | 0.17 | F | 8 | -9900 | -9900 | ? | 0
1994-10-22 | 21:00 | 0 | 0 | 0 | 1 | 0 | 0 | 1 | 0 | 0 | 1 | 0 | 0 | 1 | 0 | 0 | 1 | 0 | 0 | 1 | 0 | 0 | 1 | 0 | 4 | B | 8 | 3 | B | 8 | 6.1 | A | 7 | 2.7 | A | 7 | 79 | A | 7 | 1004 | E | 9 | 140 | A | 7 | 2.5 | A | 7 | 16100 | A | 7 | 77777 | B | 8 | 1.5 | E | 8 | 0.088 | F | 8 | 0.17 | F | 8 | -9900 | -9900 | ? | 0
1994-10-22 | 22:00 | 0 | 0 | 0 | 1 | 0 | 0 | 1 | 0 | 0 | 1 | 0 | 0 | 1 | 0 | 0 | 1 | 0 | 0 | 1 | 0 | 0 | 1 | 0 | 6 | B | 8 | 5 | B | 8 | 5.5 | A | 7 | 2.7 | A | 7 | 82 | A | 7 | 1004 | E | 9 | 200 | A | 7 | 2 | A | 7 | 8000 | A | 7 | 77777 | B | 8 | 1.5 | E | 8 | 0.088 | F | 8 | 0.17 | F | 8 | -9900 | -9900 | ? | 0
1994-10-22 | 23:00 | 0 | 0 | 0 | 1 | 0 | 0 | 1 | 0 | 0 | 1 | 0 | 0 | 1 | 0 | 0 | 1 | 0 | 0 | 1 | 0 | 0 | 1 | 0 | 8 | B | 8 | 7 | B | 8 | 3.8 | A | 7 | 1.6 | A | 7 | 86 | A | 7 | 1004 | E | 9 | 0 | A | 7 | 0 | A | 7 | 8000 | A | 7 | 77777 | B | 8 | 1.5 | E | 8 | 0.088 | F | 8 | 0.17 | F | 8 | -9900 | -9900 | ? | 0
1994-10-22 | 24:00 | 0 | 0 | 0 | 1 | 0 | 0 | 1 | 0 | 0 | 1 | 0 | 0 | 1 | 0 | 0 | 1 | 0 | 0 | 1 | 0 | 0 | 1 | 0 | 10 | A | 7 | 9 | E | 9 | 2.7 | A | 7 | 0.5 | A | 7 | 85 | A | 7 | 1004 | E | 9 | 280 | A | 7 | 1.5 | A | 7 | 2000 | A | 7 | 77777 | A | 7 | 1.5 | E | 8 | 0.088 | F | 8 | 0.17 | F | 8 | -9900 | -9900 | ? | 0
1994-10-23 | 1:00 | 0 | 0 | 0 | 1 | 0 | 0 | 1 | 0 | 0 | 1 | 0 | 0 | 1 | 0 | 0 | 1 | 0 | 0 | 1 | 0 | 0 | 1 | 0 | 10 | B | 8 | 9 | B | 8 | 2.7 | A | 7 | 0.5 | A | 7 | 85 | A | 7 | 1004 | E | 9 | 150 | A | 7 | 1.5 | A | 7 | 5600 | A | 7 | 11030 | B | 8 | 1.5 | E | 8 | 0.087 | F | 8 | 0.17 | F | 8 | -9900 | -9900 | ? | 0
1994-10-23 | 2:00 | 0 | 0 | 0 | 1 | 0 | 0 | 1 | 0 | 0 | 1 | 0 | 0 | 1 | 0 | 0 | 1 | 0 | 0 | 1 | 0 | 0 | 1 | 0 | 10 | A | 7 | 9 | E | 9 | 1.6 | A | 7 | -0.6 | A | 7 | 85 | A | 7 | 1004 | E | 9 | 0 | A | 7 | 0 | A | 7 | 400 | A | 7 | 60 | A | 7 | 1.5 | E | 8 | 0.087 | F | 8 | 0.17 | F | 8 | -9900 | -9900 | ? | 0
1994-10-23 | 3:00 | 0 | 0 | 0 | 1 | 0 | 0 | 1 | 0 | 0 | 1 | 0 | 0 | 1 | 0 | 0 | 1 | 0 | 0 | 1 | 0 | 0 | 1 | 0 | 9 | A | 7 | 4 | E | 9 | 1.6 | A | 7 | -0.6 | A | 7 | 85 | A | 7 | 1004 | E | 9 | 0 | A | 7 | 0 | A | 7 | 1200 | A | 7 | 30 | A | 7 | 1.5 | E | 8 | 0.087 | F | 8 | 0.17 | F | 8 | -9900 | -9900 | ? | 0
1994-10-23 | 4:00 | 0 | 0 | 0 | 1 | 0 | 0 | 1 | 0 | 0 | 1 | 0 | 0 | 1 | 0 | 0 | 1 | 0 | 0 | 1 | 0 | 0 | 1 | 0 | 9 | A | 7 | 4 | E | 9 | 1.1 | A | 7 | -1.2 | A | 7 | 84 | A | 7 | 1004 | E | 9 | 170 | A | 7 | 2 | A | 7 | 1600 | A | 7 | 270 | A | 7 | 1.5 | E | 8 | 0.087 | F | 8 | 0.17 | F | 8 | -9900 | -9900 | ? | 0
1994-10-23 | 5:00 | 0 | 0 | 0 | 1 | 0 | 0 | 1 | 0 | 0 | 1 | 0 | 0 | 1 | 0 | 0 | 1 | 0 | 0 | 1 | 0 | 0 | 1 | 0 | 10 | A | 7 | 9 | E | 9 | 1.1 | A | 7 | -0.6 | A | 7 | 88 | A | 7 | 1004 | E | 9 | 0 | A | 7 | 0 | A | 7 | 400 | A | 7 | 30 | A | 7 | 1.5 | E | 8 | 0.087 | F | 8 | 0.17 | F | 8 | -9900 | -9900 | ? | 0
1994-10-23 | 6:00 | 0 | 0 | 0 | 1 | 0 | 0 | 1 | 0 | 0 | 1 | 0 | 0 | 1 | 0 | 0 | 1 | 0 | 0 | 1 | 0 | 0 | 1 | 0 | 10 | A | 7 | 9 | E | 9 | 1.6 | A | 7 | -0.6 | A | 7 | 85 | A | 7 | 1004 | E | 9 | 0 | A | 7 | 0 | A | 7 | 800 | A | 7 | 30 | A | 7 | 1.5 | E | 8 | 0.087 | F | 8 | 0.17 | F | 8 | -9900 | -9900 | ? | 0
1994-10-23 | 7:00 | 12 | 449 | 1 | 1 | 24 | 3 | 1 | 27 | 1 | 1 | 24 | 0 | 1 | 24 | 0 | 1 | 27 | 0 | 1 | 24 | 0 | 1 | 43 | 10 | A | 7 | 9 | E | 9 | 3.3 | A | 7 | 1.1 | A | 7 | 85 | A | 7 | 1004 | E | 9 | 0 | A | 7 | 0 | A | 7 | 0 | A | 7 | 30 | A | 7 | 1.5 | E | 8 | 0.087 | F | 8 | 0.17 | F | 8 | -9900 | -9900 | ? | 0
1994-10-23 | 8:00 | 189 | 1381 | 61 | 1 | 24 | 37 | 1 | 27 | 56 | 1 | 24 | 6700 | 1 | 24 | 2700 | 1 | 27 | 6300 | 1 | 24 | 1310 | 1 | 43 | 10 | A | 7 | 9 | E | 9 | 3.3 | A | 7 | 1.6 | A | 7 | 89 | A | 7 | 1004 | E | 9 | 0 | A | 7 | 0 | A | 7 | 2000 | A | 7 | 30 | A | 7 | 1.5 | E | 8 | 0.087 | F | 8 | 0.17 | F | 8 | -9900 | -9900 | ? | 0
1994-10-23 | 9:00 | 403 | 1381 | 189 | 1 | 24 | 257 | 1 | 27 | 114 | 1 | 24 | 20000 | 1 | 24 | 23000 | 1 | 27 | 13300 | 1 | 24 | 2280 | 1 | 43 | 9 | A | 7 | 4 | E | 9 | 5.5 | A | 7 | 3.3 | A | 7 | 86 | A | 7 | 1004 | E | 9 | 0 | A | 7 | 0 | A | 7 | 16100 | A | 7 | 30 | A | 7 | 1.5 | E | 8 | 0.087 | F | 8 | 0.17 | F | 8 | -9900 | -9900 | ? | 0
1994-10-23 | 10:00 | 578 | 1381 | 305 | 1 | 28 | 366 | 1 | 31 | 151 | 1 | 28 | 31800 | 1 | 28 | 35400 | 1 | 31 | 16900 | 1 | 28 | 3020 | 1 | 50 | 9 | E | 9 | 4 | E | 9 | 7.2 | A | 7 | 3.8 | A | 7 | 79 | A | 7 | 1004 | E | 9 | 0 | A | 7 | 0 | A | 7 | 16100 | A | 7 | 663 | E | 9 | 1.5 | E | 8 | 0.087 | F | 8 | 0.17 | F | 8 | -9900 | -9900 | ? | 0
1994-10-23 | 11:00 | 701 | 1381 | 344 | 1 | 28 | 346 | 1 | 31 | 168 | 1 | 28 | 36500 | 1 | 28 | 34800 | 1 | 31 | 18800 | 1 | 28 | 3560 | 1 | 50 | 8 | E | 9 | 4 | E | 9 | 11.1 | A | 7 | 5 | A | 7 | 66 | A | 7 | 1004 | E | 9 | 0 | A | 7 | 0 | A | 7 | 16100 | A | 7 | 1296 | E | 9 | 1.5 | E | 8 | 0.087 | F | 8 | 0.17 | F | 8 | -9900 | -9900 | ? | 0
1994-10-23 | 12:00 | 763 | 1381 | 291 | 1 | 28 | 298 | 1 | 31 | 126 | 1 | 28 | 32100 | 1 | 28 | 30400 | 1 | 31 | 15300 | 1 | 28 | 2710 | 1 | 50 | 8 | E | 9 | 4 | E | 9 | 14.4 | A | 7 | 5.5 | A | 7 | 55 | A | 7 | 1004 | E | 9 | 50 | A | 7 | 1.5 | A | 7 | 16100 | A | 7 | 1929 | E | 9 | 1.5 | E | 8 | 0.087 | F | 8 | 0.17 | F | 8 | -9900 | -9900 | ? | 0
1994-10-23 | 13:00 | 760 | 1381 | 118 | 1 | 28 | 0 | 1 | 31 | 118 | 1 | 28 | 14200 | 1 | 28 | 0 | 1 | 31 | 14200 | 1 | 28 | 5540 | 1 | 50 | 10 | E | 9 | 10 | E | 9 | 15.5 | A | 7 | 5.5 | A | 7 | 51 | A | 7 | 1004 | E | 9 | 50 | A | 7 | 3 | A | 7 | 16100 | A | 7 | 0 | E | 9 | 1.5 | E | 8 | 0.087 | F | 8 | 0.17 | F | 8 | -9900 | -9900 | ? | 0
1994-10-23 | 14:00 | 692 | 1381 | 198 | 1 | 28 | 9 | 1 | 31 | 193 | 1 | 28 | 22500 | 1 | 28 | 700 | 1 | 31 | 22200 | 1 | 28 | 7770 | 1 | 50 | 10 | E | 9 | 10 | E | 9 | 17.2 | A | 7 | 5.5 | A | 7 | 46 | A | 7 | 1004 | E | 9 | 40 | A | 7 | 2.5 | A | 7 | 16100 | A | 7 | 0 | E | 9 | 1.5 | E | 8 | 0.087 | F | 8 | 0.17 | F | 8 | -9900 | -9900 | ? | 0
1994-10-23 | 15:00 | 564 | 1381 | 251 | 1 | 28 | 86 | 1 | 31 | 216 | 1 | 28 | 27500 | 1 | 28 | 8400 | 1 | 31 | 24000 | 1 | 28 | 5690 | 1 | 50 | 10 | E | 9 | 8 | E | 9 | 17.7 | A | 7 | 5.5 | A | 7 | 45 | A | 7 | 1004 | E | 9 | 0 | A | 7 | 0 | A | 7 | 16100 | A | 7 | 0 | E | 9 | 1.5 | E | 8 | 0.087 | F | 8 | 0.17 | F | 8 | -9900 | -9900 | ? | 0
1994-10-23 | 16:00 | 384 | 1381 | 71 | 1 | 28 | 34 | 1 | 31 | 62 | 1 | 28 | 7900 | 1 | 28 | 3000 | 1 | 31 | 7000 | 1 | 28 | 1770 | 1 | 50 | 10 | E | 9 | 9 | E | 9 | 17.7 | A | 7 | 5.5 | A | 7 | 45 | A | 7 | 1004 | E | 9 | 30 | A | 7 | 2 | A | 7 | 16100 | A | 7 | 0 | E | 9 | 1.5 | E | 8 | 0.087 | F | 8 | 0.17 | F | 8 | -9900 | -9900 | ? | 0
1994-10-23 | 17:00 | 167 | 1381 | 55 | 1 | 28 | 53 | 1 | 31 | 49 | 1 | 28 | 6000 | 1 | 28 | 3200 | 1 | 31 | 5600 | 1 | 28 | 1030 | 1 | 50 | 5 | E | 9 | 3 | E | 9 | 15.5 | A | 7 | 5.5 | A | 7 | 51 | A | 7 | 1004 | E | 9 | 360 | A | 7 | 1.5 | A | 7 | 16100 | A | 7 | 5095 | E | 9 | 1.5 | E | 8 | 0.087 | F | 8 | 0.17 | F | 8 | -9900 | -9900 | ? | 0
1994-10-23 | 18:00 | 6 | 334 | 1 | 1 | 28 | 18 | 1 | 31 | 1 | 1 | 28 | 0 | 1 | 28 | 0 | 1 | 31 | 0 | 1 | 28 | 0 | 1 | 50 | 6 | E | 9 | 4 | E | 9 | 10.5 | A | 7 | 5 | A | 7 | 69 | A | 7 | 1004 | E | 9 | 280 | A | 7 | 1.5 | A | 7 | 16100 | A | 7 | 5728 | E | 9 | 1.5 | E | 8 | 0.087 | F | 8 | 0.17 | F | 8 | -9900 | -9900 | ? | 0
1994-10-23 | 19:00 | 0 | 0 | 0 | 1 | 0 | 0 | 1 | 0 | 0 | 1 | 0 | 0 | 1 | 0 | 0 | 1 | 0 | 0 | 1 | 0 | 0 | 1 | 0 | 10 | E | 9 | 10 | E | 9 | 9.4 | A | 7 | 5.5 | A | 7 | 77 | A | 7 | 1004 | E | 9 | 280 | A | 7 | 2 | A | 7 | 16100 | A | 7 | 0 | E | 9 | 1.5 | E | 8 | 0.087 | F | 8 | 0.17 | F | 8 | -9900 | -9900 | ? | 0
1994-10-23 | 20:00 | 0 | 0 | 0 | 1 | 0 | 0 | 1 | 0 | 0 | 1 | 0 | 0 | 1 | 0 | 0 | 1 | 0 | 0 | 1 | 0 | 0 | 1 | 0 | 10 | E | 9 | 9 | E | 9 | 7.2 | A | 7 | 3.3 | A | 7 | 76 | A | 7 | 1004 | E | 9 | 260 | A | 7 | 1.5 | A | 7 | 16100 | A | 7 | 0 | E | 9 | 1.5 | E | 8 | 0.087 | F | 8 | 0.17 | F | 8 | -9900 | -9900 | ? | 0
1994-10-23 | 21:00 | 0 | 0 | 0 | 1 | 0 | 0 | 1 | 0 | 0 | 1 | 0 | 0 | 1 | 0 | 0 | 1 | 0 | 0 | 1 | 0 | 0 | 1 | 0 | 10 | E | 9 | 8 | E | 9 | 7.2 | A | 7 | 4.4 | A | 7 | 82 | A | 7 | 1004 | E | 9 | 270 | A | 7 | 1.5 | A | 7 | 16100 | A | 7 | 0 | E | 9 | 1.5 | E | 8 | 0.087 | F | 8 | 0.17 | F | 8 | -9900 | -9900 | ? | 0
1994-10-23 | 22:00 | 0 | 0 | 0 | 1 | 0 | 0 | 1 | 0 | 0 | 1 | 0 | 0 | 1 | 0 | 0 | 1 | 0 | 0 | 1 | 0 | 0 | 1 | 0 | 10 | E | 9 | 9 | E | 9 | 6.1 | A | 7 | 3.3 | A | 7 | 82 | A | 7 | 1004 | E | 9 | 0 | A | 7 | 0 | A | 7 | 16100 | A | 7 | 0 | E | 9 | 1.5 | E | 8 | 0.087 | F | 8 | 0.17 | F | 8 | -9900 | -9900 | ? | 0
1994-10-23 | 23:00 | 0 | 0 | 0 | 1 | 0 | 0 | 1 | 0 | 0 | 1 | 0 | 0 | 1 | 0 | 0 | 1 | 0 | 0 | 1 | 0 | 0 | 1 | 0 | 10 | E | 9 | 8 | E | 9 | 4.4 | A | 7 | 1.6 | A | 7 | 82 | A | 7 | 1004 | E | 9 | 230 | A | 7 | 1.5 | A | 7 | 16100 | A | 7 | 0 | E | 9 | 1.5 | E | 8 | 0.087 | F | 8 | 0.17 | F | 8 | -9900 | -9900 | ? | 0
1994-10-23 | 24:00 | 0 | 0 | 0 | 1 | 0 | 0 | 1 | 0 | 0 | 1 | 0 | 0 | 1 | 0 | 0 | 1 | 0 | 0 | 1 | 0 | 0 | 1 | 0 | 10 | E | 9 | 9 | E | 9 | 3.8 | A | 7 | 1.6 | A | 7 | 86 | A | 7 | 1004 | E | 9 | 0 | A | 7 | 0 | A | 7 | 16100 | A | 7 | 0 | E | 9 | 1.5 | E | 8 | 0.087 | F | 8 | 0.17 | F | 8 | -9900 | -9900 | ? | 0
1994-10-24 | 1:00 | 0 | 0 | 0 | 1 | 0 | 0 | 1 | 0 | 0 | 1 | 0 | 0 | 1 | 0 | 0 | 1 | 0 | 0 | 1 | 0 | 0 | 1 | 0 | 10 | A | 7 | 10 | E | 9 | 2.7 | A | 7 | 0.5 | A | 7 | 85 | A | 7 | 1004 | E | 9 | 0 | A | 7 | 0 | A | 7 | 400 | A | 7 | 60 | A | 7 | 1.5 | E | 8 | 0.087 | F | 8 | 0.17 | F | 8 | -9900 | -9900 | ? | 0
1994-10-24 | 2:00 | 0 | 0 | 0 | 1 | 0 | 0 | 1 | 0 | 0 | 1 | 0 | 0 | 1 | 0 | 0 | 1 | 0 | 0 | 1 | 0 | 0 | 1 | 0 | 10 | B | 8 | 10 | B | 8 | 2.2 | A | 7 | 0 | A | 7 | 85 | A | 7 | 1004 | E | 9 | 0 | A | 7 | 0 | A | 7 | 16100 | A | 7 | 90 | B | 8 | 1.5 | E | 8 | 0.087 | F | 8 | 0.17 | F | 8 | -9900 | -9900 | ? | 0
1994-10-24 | 3:00 | 0 | 0 | 0 | 1 | 0 | 0 | 1 | 0 | 0 | 1 | 0 | 0 | 1 | 0 | 0 | 1 | 0 | 0 | 1 | 0 | 0 | 1 | 0 | 10 | B | 8 | 10 | B | 8 | 1.6 | A | 7 | -0.6 | A | 7 | 85 | A | 7 | 1004 | E | 9 | 0 | A | 7 | 0 | A | 7 | 4800 | A | 7 | 120 | B | 8 | 1.5 | E | 8 | 0.087 | F | 8 | 0.17 | F | 8 | -9900 | -9900 | ? | 0
1994-10-24 | 4:00 | 0 | 0 | 0 | 1 | 0 | 0 | 1 | 0 | 0 | 1 | 0 | 0 | 1 | 0 | 0 | 1 | 0 | 0 | 1 | 0 | 0 | 1 | 0 | 10 | A | 7 | 10 | E | 9 | 1.6 | A | 7 | 0 | A | 7 | 89 | A | 7 | 1004 | E | 9 | 0 | A | 7 | 0 | A | 7 | 1200 | A | 7 | 150 | A | 7 | 1.5 | E | 8 | 0.087 | F | 8 | 0.17 | F | 8 | -9900 | -9900 | ? | 0
1994-10-24 | 5:00 | 0 | 0 | 0 | 1 | 0 | 0 | 1 | 0 | 0 | 1 | 0 | 0 | 1 | 0 | 0 | 1 | 0 | 0 | 1 | 0 | 0 | 1 | 0 | 10 | A | 7 | 10 | E | 9 | 0.5 | A | 7 | -1.7 | A | 7 | 84 | A | 7 | 1004 | E | 9 | 0 | A | 7 | 0 | A | 7 | 800 | A | 7 | 30 | A | 7 | 1.5 | E | 8 | 0.087 | F | 8 | 0.17 | F | 8 | -9900 | -9900 | ? | 0
1994-10-24 | 6:00 | 0 | 0 | 0 | 1 | 0 | 0 | 1 | 0 | 0 | 1 | 0 | 0 | 1 | 0 | 0 | 1 | 0 | 0 | 1 | 0 | 0 | 1 | 0 | 10 | A | 7 | 10 | E | 9 | 1.1 | A | 7 | -1.2 | A | 7 | 84 | A | 7 | 1004 | E | 9 | 0 | A | 7 | 0 | A | 7 | 2000 | A | 7 | 30 | A | 7 | 1.5 | E | 8 | 0.087 | F | 8 | 0.17 | F | 8 | -9900 | -9900 | ? | 0
1994-10-24 | 7:00 | 10 | 426 | 0 | 1 | 24 | 0 | 1 | 27 | 0 | 1 | 24 | 0 | 1 | 24 | 0 | 1 | 27 | 0 | 1 | 24 | 0 | 1 | 43 | 10 | A | 7 | 10 | E | 9 | 2.2 | A | 7 | 0 | A | 7 | 85 | A | 7 | 1004 | E | 9 | 0 | A | 7 | 0 | A | 7 | 0 | A | 7 | 30 | A | 7 | 1.5 | E | 8 | 0.087 | F | 8 | 0.17 | F | 8 | -9900 | -9900 | ? | 0
1994-10-24 | 8:00 | 183 | 1382 | 22 | 1 | 24 | 0 | 1 | 27 | 22 | 1 | 24 | 2600 | 1 | 24 | 0 | 1 | 27 | 2600 | 1 | 24 | 850 | 1 | 43 | 10 | A | 7 | 10 | E | 9 | 3.3 | A | 7 | 1.1 | A | 7 | 85 | A | 7 | 1004 | E | 9 | 0 | A | 7 | 0 | A | 7 | 0 | A | 7 | 30 | A | 7 | 1.5 | E | 8 | 0.087 | F | 8 | 0.17 | F | 8 | -9900 | -9900 | ? | 0
1994-10-24 | 9:00 | 397 | 1382 | 43 | 1 | 24 | 0 | 1 | 27 | 43 | 1 | 24 | 5200 | 1 | 24 | 0 | 1 | 27 | 5200 | 1 | 24 | 1850 | 1 | 43 | 10 | A | 7 | 10 | E | 9 | 4.4 | A | 7 | 2.2 | A | 7 | 86 | A | 7 | 1004 | E | 9 | 0 | A | 7 | 0 | A | 7 | 0 | A | 7 | 30 | A | 7 | 1.5 | E | 8 | 0.087 | F | 8 | 0.17 | F | 8 | -9900 | -9900 | ? | 0
1994-10-24 | 10:00 | 572 | 1382 | 72 | 1 | 24 | 0 | 1 | 27 | 72 | 1 | 24 | 8700 | 1 | 24 | 0 | 1 | 27 | 8700 | 1 | 24 | 3260 | 1 | 43 | 10 | A | 7 | 10 | E | 9 | 6.1 | A | 7 | 4.4 | A | 7 | 89 | A | 7 | 1004 | E | 9 | 0 | A | 7 | 0 | A | 7 | 3200 | A | 7 | 30 | A | 7 | 1.5 | E | 8 | 0.087 | F | 8 | 0.17 | F | 8 | -9900 | -9900 | ? | 0
1994-10-24 | 11:00 | 695 | 1382 | 168 | 1 | 25 | 0 | 1 | 28 | 168 | 1 | 25 | 19400 | 1 | 25 | 0 | 1 | 28 | 19400 | 1 | 25 | 7050 | 1 | 45 | 10 | B | 8 | 10 | B | 8 | 12.7 | A | 7 | 6.6 | A | 7 | 66 | A | 7 | 1004 | E | 9 | 140 | A | 7 | 2 | A | 7 | 16100 | A | 7 | 5523 | B | 8 | 1.6 | E | 8 | 0.087 | F | 8 | 0.17 | F | 8 | -9900 | -9900 | ? | 0
1994-10-24 | 12:00 | 757 | 1382 | 188 | 1 | 25 | 0 | 1 | 28 | 188 | 1 | 25 | 21700 | 1 | 25 | 0 | 1 | 28 | 21700 | 1 | 25 | 8020 | 1 | 45 | 10 | B | 8 | 10 | B | 8 | 15.5 | A | 7 | 6.6 | A | 7 | 55 | A | 7 | 1004 | E | 9 | 0 | A | 7 | 0 | A | 7 | 16100 | A | 7 | 11015 | B | 8 | 1.6 | E | 8 | 0.087 | F | 8 | 0.17 | F | 8 | -9900 | -9900 | ? | 0
1994-10-24 | 13:00 | 753 | 1382 | 187 | 1 | 25 | 0 | 1 | 28 | 187 | 1 | 25 | 21600 | 1 | 25 | 0 | 1 | 28 | 21600 | 1 | 25 | 7970 | 1 | 45 | 10 | B | 8 | 10 | B | 8 | 18.3 | A | 7 | 6.6 | A | 7 | 46 | A | 7 | 1004 | E | 9 | 150 | A | 7 | 2 | A | 7 | 16100 | A | 7 | 16508 | B | 8 | 1.6 | E | 8 | 0.087 | F | 8 | 0.17 | F | 8 | -9900 | -9900 | ? | 0
1994-10-24 | 14:00 | 685 | 1382 | 165 | 1 | 24 | 0 | 1 | 27 | 165 | 1 | 24 | 19000 | 1 | 24 | 0 | 1 | 27 | 19000 | 1 | 24 | 6910 | 1 | 43 | 10 | A | 7 | 10 | E | 9 | 20.5 | A | 7 | 6.1 | A | 7 | 39 | A | 7 | 1004 | E | 9 | 0 | A | 7 | 0 | A | 7 | 1600 | A | 7 | 77777 | A | 7 | 1.6 | E | 8 | 0.087 | F | 8 | 0.17 | F | 8 | -9900 | -9900 | ? | 0
1994-10-24 | 15:00 | 557 | 1382 | 124 | 1 | 25 | 0 | 1 | 28 | 124 | 1 | 25 | 14300 | 1 | 25 | 0 | 1 | 28 | 14300 | 1 | 25 | 5030 | 1 | 45 | 10 | B | 8 | 10 | B | 8 | 21.1 | A | 7 | 6.1 | A | 7 | 38 | A | 7 | 1004 | E | 9 | 20 | A | 7 | 2 | A | 7 | 3200 | A | 7 | 77777 | B | 8 | 1.6 | E | 8 | 0.087 | F | 8 | 0.17 | F | 8 | -9900 | -9900 | ? | 0
1994-10-24 | 16:00 | 378 | 1382 | 73 | 1 | 24 | 0 | 1 | 27 | 73 | 1 | 24 | 8400 | 1 | 24 | 0 | 1 | 27 | 8400 | 1 | 24 | 2830 | 1 | 43 | 10 | A | 7 | 10 | E | 9 | 21.1 | A | 7 | 6.1 | A | 7 | 38 | A | 7 | 1004 | E | 9 | 10 | A | 7 | 1.5 | A | 7 | 2400 | A | 7 | 77777 | A | 7 | 1.6 | E | 8 | 0.087 | F | 8 | 0.17 | F | 8 | -9900 | -9900 | ? | 0
1994-10-24 | 17:00 | 161 | 1382 | 36 | 1 | 24 | 0 | 1 | 27 | 36 | 1 | 24 | 4000 | 1 | 24 | 0 | 1 | 27 | 4000 | 1 | 24 | 1220 | 1 | 43 | 10 | A | 7 | 10 | E | 9 | 19.4 | A | 7 | 6.6 | A | 7 | 43 | A | 7 | 1004 | E | 9 | 0 | A | 7 | 0 | A | 7 | 2400 | A | 7 | 77777 | A | 7 | 1.7 | E | 8 | 0.087 | F | 8 | 0.17 | F | 8 | -9900 | -9900 | ? | 0
1994-10-24 | 18:00 | 5 | 288 | 0 | 1 | 24 | 0 | 1 | 27 | 0 | 1 | 24 | 0 | 1 | 24 | 0 | 1 | 27 | 0 | 1 | 24 | 0 | 1 | 43 | 10 | A | 7 | 10 | E | 9 | 13.3 | A | 7 | 6.1 | A | 7 | 62 | A | 7 | 1004 | E | 9 | 310 | A | 7 | 1.5 | A | 7 | 2800 | A | 7 | 77777 | A | 7 | 1.7 | E | 8 | 0.087 | F | 8 | 0.17 | F | 8 | -9900 | -9900 | ? | 0
1994-10-24 | 19:00 | 0 | 0 | 0 | 1 | 0 | 0 | 1 | 0 | 0 | 1 | 0 | 0 | 1 | 0 | 0 | 1 | 0 | 0 | 1 | 0 | 0 | 1 | 0 | 10 | B | 8 | 10 | B | 8 | 12.2 | A | 7 | 6.6 | A | 7 | 69 | A | 7 | 1004 | E | 9 | 300 | A | 7 | 2.5 | A | 7 | 3200 | A | 7 | 18879 | B | 8 | 1.7 | E | 8 | 0.087 | F | 8 | 0.17 | F | 8 | -9900 | -9900 | ? | 0
1994-10-24 | 20:00 | 0 | 0 | 0 | 1 | 0 | 0 | 1 | 0 | 0 | 1 | 0 | 0 | 1 | 0 | 0 | 1 | 0 | 0 | 1 | 0 | 0 | 1 | 0 | 10 | B | 8 | 10 | B | 8 | 11.6 | A | 7 | 7.2 | A | 7 | 74 | A | 7 | 1004 | E | 9 | 330 | A | 7 | 1.5 | A | 7 | 4000 | A | 7 | 15757 | B | 8 | 1.7 | E | 8 | 0.087 | F | 8 | 0.17 | F | 8 | -9900 | -9900 | ? | 0
1994-10-24 | 21:00 | 0 | 0 | 0 | 1 | 0 | 0 | 1 | 0 | 0 | 1 | 0 | 0 | 1 | 0 | 0 | 1 | 0 | 0 | 1 | 0 | 0 | 1 | 0 | 10 | B | 8 | 10 | B | 8 | 10.5 | A | 7 | 6.6 | A | 7 | 77 | A | 7 | 1004 | E | 9 | 0 | A | 7 | 0 | A | 7 | 4000 | A | 7 | 12636 | B | 8 | 1.7 | E | 8 | 0.087 | F | 8 | 0.17 | F | 8 | -9900 | -9900 | ? | 0
1994-10-24 | 22:00 | 0 | 0 | 0 | 1 | 0 | 0 | 1 | 0 | 0 | 1 | 0 | 0 | 1 | 0 | 0 | 1 | 0 | 0 | 1 | 0 | 0 | 1 | 0 | 10 | B | 8 | 10 | B | 8 | 10.5 | A | 7 | 6.6 | A | 7 | 77 | A | 7 | 1004 | E | 9 | 300 | A | 7 | 3 | A | 7 | 4000 | A | 7 | 9514 | B | 8 | 1.7 | E | 8 | 0.087 | F | 8 | 0.17 | F | 8 | -9900 | -9900 | ? | 0
1994-10-24 | 23:00 | 0 | 0 | 0 | 1 | 0 | 0 | 1 | 0 | 0 | 1 | 0 | 0 | 1 | 0 | 0 | 1 | 0 | 0 | 1 | 0 | 0 | 1 | 0 | 10 | B | 8 | 10 | B | 8 | 5 | A | 7 | 2.2 | A | 7 | 82 | A | 7 | 1004 | E | 9 | 210 | A | 7 | 1.5 | A | 7 | 4800 | A | 7 | 6393 | B | 8 | 1.8 | E | 8 | 0.087 | F | 8 | 0.17 | F | 8 | -9900 | -9900 | ? | 0
1994-10-24 | 24:00 | 0 | 0 | 0 | 1 | 0 | 0 | 1 | 0 | 0 | 1 | 0 | 0 | 1 | 0 | 0 | 1 | 0 | 0 | 1 | 0 | 0 | 1 | 0 | 10 | B | 8 | 10 | B | 8 | 5.5 | A | 7 | 2.7 | A | 7 | 82 | A | 7 | 1004 | E | 9 | 0 | A | 7 | 0 | A | 7 | 5600 | A | 7 | 3271 | B | 8 | 1.8 | E | 8 | 0.087 | F | 8 | 0.17 | F | 8 | -9900 | -9900 | ? | 0
1994-10-25 | 1:00 | 0 | 0 | 0 | 1 | 0 | 0 | 1 | 0 | 0 | 1 | 0 | 0 | 1 | 0 | 0 | 1 | 0 | 0 | 1 | 0 | 0 | 1 | 0 | 10 | A | 7 | 10 | E | 9 | 4.4 | A | 7 | 2.2 | A | 7 | 86 | A | 7 | 1004 | E | 9 | 300 | A | 7 | 2.5 | A | 7 | 1200 | A | 7 | 150 | A | 7 | 1.8 | E | 8 | 0.086 | F | 8 | 0.17 | F | 8 | -9900 | -9900 | ? | 0
1994-10-25 | 2:00 | 0 | 0 | 0 | 1 | 0 | 0 | 1 | 0 | 0 | 1 | 0 | 0 | 1 | 0 | 0 | 1 | 0 | 0 | 1 | 0 | 0 | 1 | 0 | 10 | A | 7 | 10 | E | 9 | 5 | A | 7 | 2.2 | A | 7 | 82 | A | 7 | 1004 | E | 9 | 0 | A | 7 | 0 | A | 7 | 2400 | A | 7 | 77777 | A | 7 | 1.8 | E | 8 | 0.086 | F | 8 | 0.17 | F | 8 | -9900 | -9900 | ? | 0
1994-10-25 | 3:00 | 0 | 0 | 0 | 1 | 0 | 0 | 1 | 0 | 0 | 1 | 0 | 0 | 1 | 0 | 0 | 1 | 0 | 0 | 1 | 0 | 0 | 1 | 0 | 10 | A | 7 | 10 | E | 9 | 3.3 | A | 7 | 1.1 | A | 7 | 85 | A | 7 | 1004 | E | 9 | 210 | A | 7 | 1.5 | A | 7 | 800 | A | 7 | 150 | A | 7 | 1.8 | E | 8 | 0.086 | F | 8 | 0.17 | F | 8 | -9900 | -9900 | ? | 0
1994-10-25 | 4:00 | 0 | 0 | 0 | 1 | 0 | 0 | 1 | 0 | 0 | 1 | 0 | 0 | 1 | 0 | 0 | 1 | 0 | 0 | 1 | 0 | 0 | 1 | 0 | 10 | A | 7 | 10 | E | 9 | 2.7 | A | 7 | 0.5 | A | 7 | 85 | A | 7 | 1004 | E | 9 | 0 | A | 7 | 0 | A | 7 | 800 | A | 7 | 150 | A | 7 | 1.8 | E | 8 | 0.086 | F | 8 | 0.17 | F | 8 | -9900 | -9900 | ? | 0
1994-10-25 | 5:00 | 0 | 0 | 0 | 1 | 0 | 0 | 1 | 0 | 0 | 1 | 0 | 0 | 1 | 0 | 0 | 1 | 0 | 0 | 1 | 0 | 0 | 1 | 0 | 10 | A | 7 | 10 | E | 9 | 2.2 | A | 7 | 0 | A | 7 | 85 | A | 7 | 1004 | E | 9 | 0 | A | 7 | 0 | A | 7 | 400 | A | 7 | 60 | A | 7 | 1.9 | E | 8 | 0.086 | F | 8 | 0.17 | F | 8 | -9900 | -9900 | ? | 0
1994-10-25 | 6:00 | 0 | 0 | 0 | 1 | 0 | 0 | 1 | 0 | 0 | 1 | 0 | 0 | 1 | 0 | 0 | 1 | 0 | 0 | 1 | 0 | 0 | 1 | 0 | 10 | A | 7 | 10 | E | 9 | 3.3 | A | 7 | 1.1 | A | 7 | 85 | A | 7 | 1004 | E | 9 | 0 | A | 7 | 0 | A | 7 | 400 | A | 7 | 30 | A | 7 | 1.9 | E | 8 | 0.086 | F | 8 | 0.17 | F | 8 | -9900 | -9900 | ? | 0
1994-10-25 | 7:00 | 9 | 403 | 1 | 1 | 25 | 10 | 1 | 28 | 1 | 1 | 25 | 0 | 1 | 25 | 0 | 1 | 28 | 0 | 1 | 25 | 0 | 1 | 45 | 7 | B | 8 | 7 | B | 8 | 3.8 | B | 8 | 2 | B | 8 | 88 | A | 7 | 1004 | E | 9 | 40 | B | 8 | 0.5 | B | 8 | -9900 | ? | 0 | 9090 | B | 8 | 1.9 | E | 8 | 0.086 | F | 8 | 0.17 | F | 8 | -9900 | -9900 | ? | 0
1994-10-25 | 8:00 | 178 | 1383 | 26 | 1 | 25 | 20 | 1 | 28 | 24 | 1 | 25 | 2900 | 1 | 25 | 1400 | 1 | 28 | 2800 | 1 | 25 | 640 | 1 | 45 | 10 | B | 8 | 10 | B | 8 | 5.9 | B | 8 | 4 | B | 8 | 88 | A | 7 | 1004 | E | 9 | 70 | B | 8 | 1 | B | 8 | -9900 | ? | 0 | 0 | B | 8 | 1.9 | E | 8 | 0.086 | F | 8 | 0.17 | F | 8 | -9900 | -9900 | ? | 0
1994-10-25 | 9:00 | 392 | 1383 | 55 | 1 | 25 | 0 | 1 | 28 | 55 | 1 | 25 | 6500 | 1 | 25 | 0 | 1 | 28 | 6500 | 1 | 25 | 2280 | 1 | 45 | 10 | B | 8 | 10 | B | 8 | 8.3 | B | 8 | 5.6 | B | 8 | 83 | A | 7 | 1004 | E | 9 | 110 | B | 8 | 1.5 | B | 8 | -9900 | ? | 0 | 0 | B | 8 | 1.9 | E | 8 | 0.086 | F | 8 | 0.17 | F | 8 | -9900 | -9900 | ? | 0
1994-10-25 | 10:00 | 566 | 1383 | 96 | 1 | 25 | 37 | 1 | 28 | 81 | 1 | 25 | 10600 | 1 | 25 | 3500 | 1 | 28 | 9200 | 1 | 25 | 2550 | 1 | 45 | 10 | B | 8 | 10 | B | 8 | 10.5 | A | 7 | 6.6 | A | 7 | 77 | A | 7 | 1004 | E | 9 | 140 | A | 7 | 2 | A | 7 | 16100 | A | 7 | 0 | B | 8 | 2 | E | 8 | 0.086 | F | 8 | 0.17 | F | 8 | -9900 | -9900 | ? | 0
1994-10-25 | 11:00 | 689 | 1383 | 111 | 1 | 25 | 22 | 1 | 28 | 100 | 1 | 25 | 12300 | 1 | 25 | 2100 | 1 | 28 | 11200 | 1 | 25 | 3340 | 1 | 45 | 10 | B | 8 | 10 | B | 8 | 13.3 | A | 7 | 7.2 | A | 7 | 67 | A | 7 | 1004 | E | 9 | 120 | A | 7 | 2 | A | 7 | 16100 | A | 7 | 0 | B | 8 | 2 | E | 8 | 0.086 | F | 8 | 0.17 | F | 8 | -9900 | -9900 | ? | 0
1994-10-25 | 12:00 | 750 | 1383 | 51 | 1 | 25 | 28 | 1 | 28 | 35 | 1 | 25 | 6100 | 1 | 25 | 3000 | 1 | 28 | 4500 | 1 | 25 | 900 | 1 | 45 | 10 | B | 8 | 10 | B | 8 | 15.5 | A | 7 | 7.2 | A | 7 | 58 | A | 7 | 1004 | E | 9 | 150 | A | 7 | 2 | A | 7 | 16100 | A | 7 | 0 | B | 8 | 2 | E | 8 | 0.086 | F | 8 | 0.17 | F | 8 | -9900 | -9900 | ? | 0
1994-10-25 | 13:00 | 747 | 1383 | 164 | 1 | 25 | 38 | 1 | 28 | 143 | 1 | 25 | 18100 | 1 | 25 | 3800 | 1 | 28 | 16000 | 1 | 25 | 4780 | 1 | 45 | 10 | B | 8 | 10 | B | 8 | 17.7 | A | 7 | 7.7 | A | 7 | 52 | A | 7 | 1004 | E | 9 | 170 | A | 7 | 5.1 | A | 7 | -9900 | ? | 0 | 1409 | B | 8 | 2 | E | 8 | 0.086 | F | 8 | 0.17 | F | 8 | -9900 | -9900 | ? | 0
1994-10-25 | 14:00 | 679 | 1383 | 174 | 1 | 25 | 47 | 1 | 28 | 151 | 1 | 25 | 19200 | 1 | 25 | 4600 | 1 | 28 | 16900 | 1 | 25 | 4760 | 1 | 45 | 9 | B | 8 | 9 | B | 8 | 19.4 | A | 7 | 7.2 | A | 7 | 45 | A | 7 | 1004 | E | 9 | 190 | A | 7 | 6.6 | A | 7 | 16100 | A | 7 | 3310 | B | 8 | 2 | E | 8 | 0.086 | F | 8 | 0.17 | F | 8 | -9900 | -9900 | ? | 0
1994-10-25 | 15:00 | 551 | 1383 | 228 | 1 | 25 | 182 | 1 | 28 | 156 | 1 | 25 | 25000 | 1 | 25 | 17900 | 1 | 28 | 17800 | 1 | 25 | 3650 | 1 | 45 | 9 | B | 8 | 9 | B | 8 | 19.4 | A | 7 | 7.7 | A | 7 | 47 | A | 7 | 1004 | E | 9 | 180 | A | 7 | 9.7 | A | 7 | 16100 | A | 7 | 2420 | B | 8 | 2.1 | E | 8 | 0.086 | F | 8 | 0.17 | F | 8 | -9900 | -9900 | ? | 0
1994-10-25 | 16:00 | 371 | 1383 | 150 | 1 | 24 | 62 | 1 | 27 | 133 | 1 | 24 | 16400 | 1 | 24 | 5600 | 1 | 27 | 14900 | 1 | 24 | 3210 | 1 | 43 | 9 | A | 7 | 9 | E | 9 | 18.3 | A | 7 | 7.2 | A | 7 | 48 | A | 7 | 1004 | E | 9 | 180 | A | 7 | 5.6 | A | 7 | 16100 | A | 7 | 1500 | A | 7 | 2.1 | E | 8 | 0.086 | F | 8 | 0.17 | F | 8 | -9900 | -9900 | ? | 0
1994-10-25 | 17:00 | 154 | 1383 | 38 | 1 | 24 | 23 | 1 | 27 | 35 | 1 | 24 | 4100 | 1 | 24 | 1500 | 1 | 27 | 3900 | 1 | 24 | 860 | 1 | 43 | 9 | A | 7 | 9 | E | 9 | 16.6 | A | 7 | 8.3 | A | 7 | 58 | A | 7 | 1004 | E | 9 | 200 | A | 7 | 8.7 | A | 7 | 11300 | A | 7 | 1500 | A | 7 | 2.1 | E | 8 | 0.086 | F | 8 | 0.17 | F | 8 | -9900 | -9900 | ? | 0
1994-10-25 | 18:00 | 4 | 265 | 0 | 1 | 24 | 1 | 1 | 27 | 0 | 1 | 24 | 0 | 1 | 24 | 0 | 1 | 27 | 0 | 1 | 24 | 0 | 1 | 43 | 9 | A | 7 | 9 | E | 9 | 15 | A | 7 | 9.4 | A | 7 | 69 | A | 7 | 1004 | E | 9 | 220 | A | 7 | 2.5 | A | 7 | 16100 | A | 7 | 1320 | A | 7 | 2.1 | E | 8 | 0.086 | F | 8 | 0.17 | F | 8 | -9900 | -9900 | ? | 0
1994-10-25 | 19:00 | 0 | 0 | 0 | 1 | 0 | 0 | 1 | 0 | 0 | 1 | 0 | 0 | 1 | 0 | 0 | 1 | 0 | 0 | 1 | 0 | 0 | 1 | 0 | 9 | A | 7 | 9 | E | 9 | 13.8 | A | 7 | 10.5 | A | 7 | 80 | A | 7 | 1004 | E | 9 | 200 | A | 7 | 4.1 | A | 7 | 16100 | A | 7 | 1410 | A | 7 | 2.1 | E | 8 | 0.086 | F | 8 | 0.17 | F | 8 | -9900 | -9900 | ? | 0
1994-10-25 | 20:00 | 0 | 0 | 0 | 1 | 0 | 0 | 1 | 0 | 0 | 1 | 0 | 0 | 1 | 0 | 0 | 1 | 0 | 0 | 1 | 0 | 0 | 1 | 0 | 9 | A | 7 | 9 | E | 9 | 13.8 | A | 7 | 10 | A | 7 | 78 | A | 7 | 1004 | E | 9 | 170 | A | 7 | 3.6 | A | 7 | 16100 | A | 7 | 1380 | A | 7 | 2.2 | E | 8 | 0.086 | F | 8 | 0.17 | F | 8 | 1 | 99 | A | 7
1994-10-25 | 21:00 | 0 | 0 | 0 | 1 | 0 | 0 | 1 | 0 | 0 | 1 | 0 | 0 | 1 | 0 | 0 | 1 | 0 | 0 | 1 | 0 | 0 | 1 | 0 | 10 | A | 7 | 10 | E | 9 | 13.8 | A | 7 | 10 | A | 7 | 78 | A | 7 | 1004 | E | 9 | 190 | A | 7 | 5.1 | A | 7 | 16100 | A | 7 | 1020 | A | 7 | 2.2 | E | 8 | 0.086 | F | 8 | 0.17 | F | 8 | -9900 | -9900 | ? | 0
1994-10-25 | 22:00 | 0 | 0 | 0 | 1 | 0 | 0 | 1 | 0 | 0 | 1 | 0 | 0 | 1 | 0 | 0 | 1 | 0 | 0 | 1 | 0 | 0 | 1 | 0 | 10 | A | 7 | 10 | E | 9 | 13.8 | A | 7 | 10 | A | 7 | 78 | A | 7 | 1004 | E | 9 | 180 | A | 7 | 6.6 | A | 7 | 8000 | A | 7 | 750 | A | 7 | 2.2 | E | 8 | 0.086 | F | 8 | 0.17 | F | 8 | -9900 | -9900 | ? | 0
1994-10-25 | 23:00 | 0 | 0 | 0 | 1 | 0 | 0 | 1 | 0 | 0 | 1 | 0 | 0 | 1 | 0 | 0 | 1 | 0 | 0 | 1 | 0 | 0 | 1 | 0 | 10 | A | 7 | 10 | E | 9 | 13.3 | A | 7 | 10 | A | 7 | 80 | A | 7 | 1004 | E | 9 | 180 | A | 7 | 5.1 | A | 7 | 16100 | A | 7 | 660 | A | 7 | 2.2 | E | 8 | 0.086 | F | 8 | 0.17 | F | 8 | -9900 | -9900 | ? | 0
1994-10-25 | 24:00 | 0 | 0 | 0 | 1 | 0 | 0 | 1 | 0 | 0 | 1 | 0 | 0 | 1 | 0 | 0 | 1 | 0 | 0 | 1 | 0 | 0 | 1 | 0 | 10 | A | 7 | 10 | E | 9 | 13.8 | A | 7 | 10.5 | A | 7 | 80 | A | 7 | 1004 | E | 9 | 180 | A | 7 | 6.1 | A | 7 | 11300 | A | 7 | 600 | A | 7 | 2.3 | E | 8 | 0.086 | F | 8 | 0.17 | F | 8 | -9900 | -9900 | ? | 0
1994-10-26 | 1:00 | 0 | 0 | 0 | 1 | 0 | 0 | 1 | 0 | 0 | 1 | 0 | 0 | 1 | 0 | 0 | 1 | 0 | 0 | 1 | 0 | 0 | 1 | 0 | 10 | A | 7 | 10 | E | 9 | 13.8 | A | 7 | 10.5 | A | 7 | 80 | A | 7 | 1004 | E | 9 | 170 | A | 7 | 5.6 | A | 7 | 16100 | A | 7 | 720 | A | 7 | 2.3 | E | 8 | 0.085 | F | 8 | 0.17 | F | 8 | -9900 | -9900 | ? | 0
1994-10-26 | 2:00 | 0 | 0 | 0 | 1 | 0 | 0 | 1 | 0 | 0 | 1 | 0 | 0 | 1 | 0 | 0 | 1 | 0 | 0 | 1 | 0 | 0 | 1 | 0 | 10 | A | 7 | 10 | E | 9 | 13.8 | A | 7 | 10.5 | A | 7 | 80 | A | 7 | 1004 | E | 9 | 180 | A | 7 | 3.6 | A | 7 | 16100 | A | 7 | 150 | A | 7 | 2.3 | E | 8 | 0.085 | F | 8 | 0.17 | F | 8 | -9900 | -9900 | ? | 0
1994-10-26 | 3:00 | 0 | 0 | 0 | 1 | 0 | 0 | 1 | 0 | 0 | 1 | 0 | 0 | 1 | 0 | 0 | 1 | 0 | 0 | 1 | 0 | 0 | 1 | 0 | 10 | A | 7 | 10 | E | 9 | 14.4 | A | 7 | 11.1 | A | 7 | 81 | A | 7 | 1004 | E | 9 | 130 | A | 7 | 5.6 | A | 7 | 16100 | A | 7 | 150 | A | 7 | 2.3 | E | 8 | 0.085 | F | 8 | 0.17 | F | 8 | -9900 | -9900 | ? | 0
1994-10-26 | 4:00 | 0 | 0 | 0 | 1 | 0 | 0 | 1 | 0 | 0 | 1 | 0 | 0 | 1 | 0 | 0 | 1 | 0 | 0 | 1 | 0 | 0 | 1 | 0 | 10 | A | 7 | 10 | E | 9 | 14.4 | A | 7 | 11.1 | A | 7 | 81 | A | 7 | 1004 | E | 9 | 170 | A | 7 | 4.1 | A | 7 | 16100 | A | 7 | 150 | A | 7 | 2.3 | E | 8 | 0.085 | F | 8 | 0.17 | F | 8 | -9900 | -9900 | ? | 0
1994-10-26 | 5:00 | 0 | 0 | 0 | 1 | 0 | 0 | 1 | 0 | 0 | 1 | 0 | 0 | 1 | 0 | 0 | 1 | 0 | 0 | 1 | 0 | 0 | 1 | 0 | 10 | A | 7 | 10 | E | 9 | 14.4 | A | 7 | 10.5 | A | 7 | 77 | A | 7 | 1004 | E | 9 | 170 | A | 7 | 4.1 | A | 7 | 16100 | A | 7 | 240 | A | 7 | 2.4 | E | 8 | 0.085 | F | 8 | 0.17 | F | 8 | -9900 | -9900 | ? | 0
1994-10-26 | 6:00 | 0 | 0 | 0 | 1 | 0 | 0 | 1 | 0 | 0 | 1 | 0 | 0 | 1 | 0 | 0 | 1 | 0 | 0 | 1 | 0 | 0 | 1 | 0 | 9 | A | 7 | 9 | E | 9 | 14.4 | A | 7 | 10.5 | A | 7 | 77 | A | 7 | 1004 | E | 9 | 180 | A | 7 | 5.6 | A | 7 | 16100 | A | 7 | 2100 | A | 7 | 2.4 | E | 8 | 0.085 | F | 8 | 0.17 | F | 8 | -9900 | -9900 | ? | 0
1994-10-26 | 7:00 | 8 | 357 | 1 | 1 | 24 | 29 | 1 | 27 | 0 | 1 | 24 | 0 | 1 | 24 | 0 | 1 | 27 | 0 | 1 | 24 | 0 | 1 | 43 | 3 | A | 7 | 3 | E | 9 | 14.4 | A | 7 | 10.5 | A | 7 | 77 | A | 7 | 1004 | E | 9 | 190 | A | 7 | 5.1 | A | 7 | 16100 | A | 7 | 77777 | A | 7 | 2.4 | E | 8 | 0.085 | F | 8 | 0.17 | F | 8 | -9900 | -9900 | ? | 0
1994-10-26 | 8:00 | 172 | 1384 | 37 | 1 | 24 | 69 | 1 | 27 | 29 | 1 | 24 | 4100 | 1 | 24 | 3900 | 1 | 27 | 3600 | 1 | 24 | 500 | 1 | 43 | 9 | A | 7 | 9 | E | 9 | 15 | A | 7 | 10.5 | A | 7 | 74 | A | 7 | 1004 | E | 9 | 190 | A | 7 | 7.2 | A | 7 | 16100 | A | 7 | 1080 | A | 7 | 2.4 | E | 8 | 0.085 | F | 8 | 0.17 | F | 8 | -9900 | -9900 | ? | 0
1994-10-26 | 9:00 | 386 | 1384 | 75 | 1 | 24 | 0 | 1 | 27 | 75 | 1 | 24 | 8600 | 1 | 24 | 0 | 1 | 27 | 8600 | 1 | 24 | 2920 | 1 | 43 | 10 | A | 7 | 10 | E | 9 | 14.4 | A | 7 | 10.5 | A | 7 | 77 | A | 7 | 1004 | E | 9 | 180 | A | 7 | 9.7 | A | 7 | 16100 | A | 7 | 870 | A | 7 | 2.5 | E | 8 | 0.085 | F | 8 | 0.17 | F | 8 | -9900 | -9900 | ? | 0
1994-10-26 | 10:00 | 560 | 1384 | 117 | 1 | 24 | 0 | 1 | 27 | 117 | 1 | 24 | 13500 | 1 | 24 | 0 | 1 | 27 | 13500 | 1 | 24 | 4820 | 1 | 43 | 10 | A | 7 | 10 | E | 9 | 14.4 | A | 7 | 10.5 | A | 7 | 77 | A | 7 | 1004 | E | 9 | 180 | A | 7 | 8.7 | A | 7 | 16100 | A | 7 | 750 | A | 7 | 2.5 | E | 8 | 0.085 | F | 8 | 0.17 | F | 8 | -9900 | -9900 | ? | 0
1994-10-26 | 11:00 | 682 | 1384 | 147 | 1 | 24 | 0 | 1 | 27 | 147 | 1 | 24 | 17100 | 1 | 24 | 0 | 1 | 27 | 17100 | 1 | 24 | 6310 | 1 | 43 | 10 | A | 7 | 10 | E | 9 | 15 | A | 7 | 11.1 | A | 7 | 77 | A | 7 | 1004 | E | 9 | 170 | A | 7 | 8.2 | A | 7 | 16100 | A | 7 | 720 | A | 7 | 2.5 | E | 8 | 0.085 | F | 8 | 0.17 | F | 8 | -9900 | -9900 | ? | 0
1994-10-26 | 12:00 | 744 | 1384 | 163 | 1 | 24 | 0 | 1 | 27 | 163 | 1 | 24 | 19000 | 1 | 24 | 0 | 1 | 27 | 19000 | 1 | 24 | 7130 | 1 | 43 | 10 | A | 7 | 10 | E | 9 | 15 | A | 7 | 10.5 | A | 7 | 74 | A | 7 | 1004 | E | 9 | 170 | A | 7 | 7.7 | A | 7 | 16100 | A | 7 | 690 | A | 7 | 2.5 | E | 8 | 0.085 | F | 8 | 0.17 | F | 8 | -9900 | -9900 | ? | 0
1994-10-26 | 13:00 | 740 | 1384 | 162 | 1 | 24 | 0 | 1 | 27 | 162 | 1 | 24 | 18900 | 1 | 24 | 0 | 1 | 27 | 18900 | 1 | 24 | 7080 | 1 | 43 | 10 | A | 7 | 10 | E | 9 | 16.1 | A | 7 | 11.1 | A | 7 | 72 | A | 7 | 1004 | E | 9 | 170 | A | 7 | 7.7 | A | 7 | 16100 | A | 7 | 840 | A | 7 | 2.6 | E | 8 | 0.085 | F | 8 | 0.17 | F | 8 | -9900 | -9900 | ? | 0
1994-10-26 | 14:00 | 672 | 1384 | 145 | 1 | 24 | 0 | 1 | 27 | 145 | 1 | 24 | 16900 | 1 | 24 | 0 | 1 | 27 | 16900 | 1 | 24 | 6200 | 1 | 43 | 10 | A | 7 | 10 | E | 9 | 16.1 | A | 7 | 11.1 | A | 7 | 72 | A | 7 | 1004 | E | 9 | 180 | A | 7 | 8.2 | A | 7 | 16100 | A | 7 | 930 | A | 7 | 2.6 | E | 8 | 0.085 | F | 8 | 0.17 | F | 8 | -9900 | -9900 | ? | 0
1994-10-26 | 15:00 | 544 | 1384 | 113 | 1 | 24 | 0 | 1 | 27 | 113 | 1 | 24 | 13100 | 1 | 24 | 0 | 1 | 27 | 13100 | 1 | 24 | 4630 | 1 | 43 | 10 | A | 7 | 10 | E | 9 | 16.1 | A | 7 | 11.1 | A | 7 | 72 | A | 7 | 1004 | E | 9 | 180 | A | 7 | 8.7 | A | 7 | 16100 | A | 7 | 930 | A | 7 | 2.6 | E | 8 | 0.085 | F | 8 | 0.17 | F | 8 | -9900 | -9900 | ? | 0
1994-10-26 | 16:00 | 365 | 1384 | 70 | 1 | 24 | 0 | 1 | 27 | 70 | 1 | 24 | 8000 | 1 | 24 | 0 | 1 | 27 | 8000 | 1 | 24 | 2700 | 1 | 43 | 10 | A | 7 | 10 | E | 9 | 16.1 | A | 7 | 11.1 | A | 7 | 72 | A | 7 | 1004 | E | 9 | 180 | A | 7 | 8.2 | A | 7 | 8000 | A | 7 | 870 | A | 7 | 2.6 | E | 8 | 0.085 | F | 8 | 0.17 | F | 8 | -9900 | -9900 | ? | 0
1994-10-26 | 17:00 | 148 | 1384 | 23 | 1 | 24 | 0 | 1 | 27 | 23 | 1 | 24 | 2700 | 1 | 24 | 0 | 1 | 27 | 2700 | 1 | 24 | 840 | 1 | 43 | 10 | A | 7 | 10 | E | 9 | 15.5 | A | 7 | 11.1 | A | 7 | 75 | A | 7 | 1004 | E | 9 | 180 | A | 7 | 7.2 | A | 7 | 11300 | A | 7 | 840 | A | 7 | 2.7 | E | 8 | 0.085 | F | 8 | 0.17 | F | 8 | -9900 | -9900 | ? | 0
1994-10-26 | 18:00 | 3 | 219 | 0 | 1 | 24 | 0 | 1 | 27 | 0 | 1 | 24 | 0 | 1 | 24 | 0 | 1 | 27 | 0 | 1 | 24 | 0 | 1 | 43 | 10 | A | 7 | 10 | E | 9 | 15.5 | A | 7 | 11.1 | A | 7 | 75 | A | 7 | 1004 | E | 9 | 170 | A | 7 | 8.2 | A | 7 | 8000 | A | 7 | 750 | A | 7 | 2.7 | E | 8 | 0.085 | F | 8 | 0.17 | F | 8 | -9900 | -9900 | ? | 0
1994-10-26 | 19:00 | 0 | 0 | 0 | 1 | 0 | 0 | 1 | 0 | 0 | 1 | 0 | 0 | 1 | 0 | 0 | 1 | 0 | 0 | 1 | 0 | 0 | 1 | 0 | 10 | A | 7 | 10 | E | 9 | 15 | A | 7 | 11.1 | A | 7 | 77 | A | 7 | 1004 | E | 9 | 170 | A | 7 | 9.2 | A | 7 | 8000 | A | 7 | 870 | A | 7 | 2.7 | E | 8 | 0.085 | F | 8 | 0.17 | F | 8 | -9900 | -9900 | ? | 0
1994-10-26 | 20:00 | 0 | 0 | 0 | 1 | 0 | 0 | 1 | 0 | 0 | 1 | 0 | 0 | 1 | 0 | 0 | 1 | 0 | 0 | 1 | 0 | 0 | 1 | 0 | 10 | A | 7 | 10 | E | 9 | 15 | A | 7 | 11.1 | A | 7 | 77 | A | 7 | 1004 | E | 9 | 170 | A | 7 | 7.2 | A | 7 | 8000 | A | 7 | 780 | A | 7 | 2.7 | E | 8 | 0.085 | F | 8 | 0.17 | F | 8 | -9900 | -9900 | ? | 0
1994-10-26 | 21:00 | 0 | 0 | 0 | 1 | 0 | 0 | 1 | 0 | 0 | 1 | 0 | 0 | 1 | 0 | 0 | 1 | 0 | 0 | 1 | 0 | 0 | 1 | 0 | 10 | A | 7 | 10 | E | 9 | 15 | A | 7 | 11.6 | A | 7 | 80 | A | 7 | 1004 | E | 9 | 170 | A | 7 | 7.7 | A | 7 | 8000 | A | 7 | 630 | A | 7 | 2.8 | E | 8 | 0.085 | F | 8 | 0.17 | F | 8 | -9900 | -9900 | ? | 0
1994-10-26 | 22:00 | 0 | 0 | 0 | 1 | 0 | 0 | 1 | 0 | 0 | 1 | 0 | 0 | 1 | 0 | 0 | 1 | 0 | 0 | 1 | 0 | 0 | 1 | 0 | 10 | A | 7 | 10 | E | 9 | 15 | A | 7 | 11.6 | A | 7 | 80 | A | 7 | 1004 | E | 9 | 180 | A | 7 | 7.2 | A | 7 | 11300 | A | 7 | 750 | A | 7 | 2.8 | E | 8 | 0.085 | F | 8 | 0.17 | F | 8 | -9900 | -9900 | ? | 0
1994-10-26 | 23:00 | 0 | 0 | 0 | 1 | 0 | 0 | 1 | 0 | 0 | 1 | 0 | 0 | 1 | 0 | 0 | 1 | 0 | 0 | 1 | 0 | 0 | 1 | 0 | 10 | A | 7 | 10 | E | 9 | 15 | A | 7 | 11.6 | A | 7 | 80 | A | 7 | 1004 | E | 9 | 180 | A | 7 | 7.7 | A | 7 | 6400 | A | 7 | 660 | A | 7 | 2.8 | E | 8 | 0.085 | F | 8 | 0.17 | F | 8 | -9900 | -9900 | ? | 0
1994-10-26 | 24:00 | 0 | 0 | 0 | 1 | 0 | 0 | 1 | 0 | 0 | 1 | 0 | 0 | 1 | 0 | 0 | 1 | 0 | 0 | 1 | 0 | 0 | 1 | 0 | 10 | A | 7 | 10 | E | 9 | 15.5 | A | 7 | 11.6 | A | 7 | 78 | A | 7 | 1004 | E | 9 | 170 | A | 7 | 8.2 | A | 7 | 11300 | A | 7 | 720 | A | 7 | 2.9 | E | 8 | 0.085 | F | 8 | 0.17 | F | 8 | -9900 | -9900 | ? | 0
1994-10-27 | 1:00 | 0 | 0 | 0 | 1 | 0 | 0 | 1 | 0 | 0 | 1 | 0 | 0 | 1 | 0 | 0 | 1 | 0 | 0 | 1 | 0 | 0 | 1 | 0 | 10 | A | 7 | 10 | E | 9 | 15.5 | A | 7 | 11.6 | A | 7 | 78 | A | 7 | 1004 | E | 9 | 170 | A | 7 | 8.2 | A | 7 | 16100 | A | 7 | 690 | A | 7 | 2.9 | E | 8 | 0.085 | F | 8 | 0.17 | F | 8 | -9900 | -9900 | ? | 0
1994-10-27 | 2:00 | 0 | 0 | 0 | 1 | 0 | 0 | 1 | 0 | 0 | 1 | 0 | 0 | 1 | 0 | 0 | 1 | 0 | 0 | 1 | 0 | 0 | 1 | 0 | 10 | A | 7 | 10 | E | 9 | 15.5 | A | 7 | 11.6 | A | 7 | 78 | A | 7 | 1004 | E | 9 | 170 | A | 7 | 8.2 | A | 7 | 11300 | A | 7 | 600 | A | 7 | 2.9 | E | 8 | 0.085 | F | 8 | 0.17 | F | 8 | -9900 | -9900 | ? | 0
1994-10-27 | 3:00 | 0 | 0 | 0 | 1 | 0 | 0 | 1 | 0 | 0 | 1 | 0 | 0 | 1 | 0 | 0 | 1 | 0 | 0 | 1 | 0 | 0 | 1 | 0 | 10 | A | 7 | 10 | E | 9 | 16.1 | A | 7 | 12.2 | A | 7 | 78 | A | 7 | 1004 | E | 9 | 160 | A | 7 | 9.2 | A | 7 | 11300 | A | 7 | 900 | A | 7 | 2.9 | E | 8 | 0.085 | F | 8 | 0.17 | F | 8 | -9900 | -9900 | ? | 0
1994-10-27 | 4:00 | 0 | 0 | 0 | 1 | 0 | 0 | 1 | 0 | 0 | 1 | 0 | 0 | 1 | 0 | 0 | 1 | 0 | 0 | 1 | 0 | 0 | 1 | 0 | 10 | A | 7 | 10 | E | 9 | 16.1 | A | 7 | 12.2 | A | 7 | 78 | A | 7 | 1004 | E | 9 | 200 | A | 7 | 7.2 | A | 7 | 16100 | A | 7 | 1050 | A | 7 | 3 | E | 8 | 0.085 | F | 8 | 0.17 | F | 8 | -9900 | -9900 | ? | 0
1994-10-27 | 5:00 | 0 | 0 | 0 | 1 | 0 | 0 | 1 | 0 | 0 | 1 | 0 | 0 | 1 | 0 | 0 | 1 | 0 | 0 | 1 | 0 | 0 | 1 | 0 | 10 | A | 7 | 10 | E | 9 | 16.6 | A | 7 | 11.6 | A | 7 | 72 | A | 7 | 1004 | E | 9 | 200 | A | 7 | 4.6 | A | 7 | 16100 | A | 7 | 990 | A | 7 | 2.9 | E | 8 | 0.085 | F | 8 | 0.17 | F | 8 | -9900 | -9900 | ? | 0
1994-10-27 | 6:00 | 0 | 0 | 0 | 1 | 0 | 0 | 1 | 0 | 0 | 1 | 0 | 0 | 1 | 0 | 0 | 1 | 0 | 0 | 1 | 0 | 0 | 1 | 0 | 10 | A | 7 | 10 | E | 9 | 16.1 | A | 7 | 12.2 | A | 7 | 78 | A | 7 | 1004 | E | 9 | 180 | A | 7 | 3.6 | A | 7 | 11300 | A | 7 | 780 | A | 7 | 2.8 | E | 8 | 0.085 | F | 8 | 0.17 | F | 8 | -9900 | -9900 | ? | 0
1994-10-27 | 7:00 | 6 | 335 | 0 | 1 | 24 | 0 | 1 | 27 | 0 | 1 | 24 | 0 | 1 | 24 | 0 | 1 | 27 | 0 | 1 | 24 | 0 | 1 | 43 | 10 | A | 7 | 10 | E | 9 | 15 | A | 7 | 11.1 | A | 7 | 77 | A | 7 | 1004 | E | 9 | 310 | A | 7 | 3.6 | A | 7 | 4000 | A | 7 | 480 | A | 7 | 2.7 | E | 8 | 0.085 | F | 8 | 0.17 | F | 8 | -9900 | -9900 | ? | 0
1994-10-27 | 8:00 | 167 | 1385 | 26 | 1 | 24 | 0 | 1 | 27 | 26 | 1 | 24 | 3000 | 1 | 24 | 0 | 1 | 27 | 3000 | 1 | 24 | 960 | 1 | 43 | 10 | A | 7 | 10 | E | 9 | 14.4 | A | 7 | 10.5 | A | 7 | 77 | A | 7 | 1004 | E | 9 | 300 | A | 7 | 4.1 | A | 7 | 4000 | A | 7 | 540 | A | 7 | 2.7 | E | 8 | 0.085 | F | 8 | 0.17 | F | 8 | -9900 | -9900 | ? | 0
1994-10-27 | 9:00 | 380 | 1385 | 72 | 1 | 24 | 0 | 1 | 27 | 72 | 1 | 24 | 8300 | 1 | 24 | 0 | 1 | 27 | 8300 | 1 | 24 | 2810 | 1 | 43 | 10 | A | 7 | 10 | E | 9 | 14.4 | A | 7 | 10.5 | A | 7 | 77 | A | 7 | 1004 | E | 9 | 0 | A | 7 | 0 | A | 7 | 6400 | A | 7 | 600 | A | 7 | 2.6 | E | 8 | 0.085 | F | 8 | 0.17 | F | 8 | -9900 | -9900 | ? | 0
1994-10-27 | 10:00 | 554 | 1385 | 114 | 1 | 24 | 0 | 1 | 27 | 114 | 1 | 24 | 13200 | 1 | 24 | 0 | 1 | 27 | 13200 | 1 | 24 | 4700 | 1 | 43 | 10 | A | 7 | 10 | E | 9 | 14.4 | A | 7 | 10.5 | A | 7 | 77 | A | 7 | 1004 | E | 9 | 0 | A | 7 | 0 | A | 7 | 11300 | A | 7 | 1350 | A | 7 | 2.5 | E | 8 | 0.085 | F | 8 | 0.17 | F | 8 | -9900 | -9900 | ? | 0
1994-10-27 | 11:00 | 676 | 1385 | 144 | 1 | 24 | 0 | 1 | 27 | 144 | 1 | 24 | 16800 | 1 | 24 | 0 | 1 | 27 | 16800 | 1 | 24 | 6190 | 1 | 43 | 10 | A | 7 | 10 | E | 9 | 14.4 | A | 7 | 10 | A | 7 | 75 | A | 7 | 1004 | E | 9 | 300 | A | 7 | 1.5 | A | 7 | 11300 | A | 7 | 870 | A | 7 | 2.5 | E | 8 | 0.085 | F | 8 | 0.17 | F | 8 | -9900 | -9900 | ? | 0
1994-10-27 | 12:00 | 737 | 1385 | 160 | 1 | 24 | 0 | 1 | 27 | 160 | 1 | 24 | 18700 | 1 | 24 | 0 | 1 | 27 | 18700 | 1 | 24 | 7000 | 1 | 43 | 10 | A | 7 | 10 | E | 9 | 13.8 | A | 7 | 10 | A | 7 | 78 | A | 7 | 1004 | E | 9 | 270 | A | 7 | 2 | A | 7 | 16100 | A | 7 | 810 | A | 7 | 2.4 | E | 8 | 0.085 | F | 8 | 0.17 | F | 8 | -9900 | -9900 | ? | 0
1994-10-27 | 13:00 | 734 | 1385 | 159 | 1 | 24 | 0 | 1 | 27 | 159 | 1 | 24 | 18600 | 1 | 24 | 0 | 1 | 27 | 18600 | 1 | 24 | 6950 | 1 | 43 | 10 | A | 7 | 10 | E | 9 | 13.8 | A | 7 | 10 | A | 7 | 78 | A | 7 | 1004 | E | 9 | 310 | A | 7 | 4.1 | A | 7 | 4800 | A | 7 | 600 | A | 7 | 2.3 | E | 8 | 0.085 | F | 8 | 0.17 | F | 8 | -9900 | -9900 | ? | 0
1994-10-27 | 14:00 | 666 | 1385 | 302 | 1 | 24 | 2 | 1 | 27 | 301 | 1 | 24 | 33000 | 1 | 24 | 200 | 1 | 27 | 32900 | 1 | 24 | 9570 | 1 | 43 | 9 | A | 7 | 9 | E | 9 | 13.8 | A | 7 | 9.4 | A | 7 | 75 | A | 7 | 1004 | E | 9 | 270 | A | 7 | 4.6 | A | 7 | 16100 | A | 7 | 1110 | A | 7 | 2.3 | E | 8 | 0.085 | F | 8 | 0.17 | F | 8 | -9900 | -9900 | ? | 0
1994-10-27 | 15:00 | 537 | 1385 | 138 | 1 | 24 | 56 | 1 | 27 | 116 | 1 | 24 | 15200 | 1 | 24 | 5300 | 1 | 27 | 13100 | 1 | 24 | 3420 | 1 | 43 | 9 | A | 7 | 9 | E | 9 | 13.8 | A | 7 | 8.8 | A | 7 | 72 | A | 7 | 1004 | E | 9 | 320 | A | 7 | 3 | A | 7 | 16100 | A | 7 | 900 | A | 7 | 2.2 | E | 8 | 0.085 | F | 8 | 0.17 | F | 8 | -9900 | -9900 | ? | 0
1994-10-27 | 16:00 | 358 | 1385 | 160 | 1 | 24 | 412 | 1 | 27 | 54 | 1 | 24 | 16800 | 1 | 24 | 35000 | 1 | 27 | 7700 | 1 | 24 | 1020 | 1 | 43 | 3 | A | 7 | 3 | E | 9 | 12.7 | A | 7 | 8.3 | A | 7 | 75 | A | 7 | 1004 | E | 9 | 320 | A | 7 | 2.5 | A | 7 | 16100 | A | 7 | 77777 | A | 7 | 2.1 | E | 8 | 0.085 | F | 8 | 0.17 | F | 8 | -9900 | -9900 | ? | 0
1994-10-27 | 17:00 | 142 | 1385 | 28 | 1 | 24 | 48 | 1 | 27 | 23 | 1 | 24 | 3100 | 1 | 24 | 2700 | 1 | 27 | 2900 | 1 | 24 | 480 | 1 | 43 | 9 | A | 7 | 9 | E | 9 | 12.7 | A | 7 | 8.3 | A | 7 | 75 | A | 7 | 1004 | E | 9 | 300 | A | 7 | 1.5 | A | 7 | 16100 | A | 7 | 1110 | A | 7 | 2.1 | E | 8 | 0.085 | F | 8 | 0.17 | F | 8 | -9900 | -9900 | ? | 0
1994-10-27 | 18:00 | 2 | 173 | 0 | 1 | 24 | 0 | 1 | 27 | 0 | 1 | 24 | 0 | 1 | 24 | 0 | 1 | 27 | 0 | 1 | 24 | 0 | 1 | 43 | 9 | A | 7 | 9 | E | 9 | 12.2 | A | 7 | 7.7 | A | 7 | 74 | A | 7 | 1004 | E | 9 | 330 | A | 7 | 1.5 | A | 7 | 16100 | A | 7 | 1380 | A | 7 | 2 | E | 8 | 0.085 | F | 8 | 0.17 | F | 8 | -9900 | -9900 | ? | 0
1994-10-27 | 19:00 | 0 | 0 | 0 | 1 | 0 | 0 | 1 | 0 | 0 | 1 | 0 | 0 | 1 | 0 | 0 | 1 | 0 | 0 | 1 | 0 | 0 | 1 | 0 | 2 | A | 7 | 2 | E | 9 | 12.2 | A | 7 | 7.7 | A | 7 | 74 | A | 7 | 1004 | E | 9 | 300 | A | 7 | 3.6 | A | 7 | 16100 | A | 7 | 77777 | A | 7 | 1.9 | E | 8 | 0.085 | F | 8 | 0.17 | F | 8 | -9900 | -9900 | ? | 0
1994-10-27 | 20:00 | 0 | 0 | 0 | 1 | 0 | 0 | 1 | 0 | 0 | 1 | 0 | 0 | 1 | 0 | 0 | 1 | 0 | 0 | 1 | 0 | 0 | 1 | 0 | 3 | A | 7 | 3 | E | 9 | 11.1 | A | 7 | 6.6 | A | 7 | 74 | A | 7 | 1004 | E | 9 | 0 | A | 7 | 0 | A | 7 | 16100 | A | 7 | 77777 | A | 7 | 1.8 | E | 8 | 0.085 | F | 8 | 0.17 | F | 8 | -9900 | -9900 | ? | 0
1994-10-27 | 21:00 | 0 | 0 | 0 | 1 | 0 | 0 | 1 | 0 | 0 | 1 | 0 | 0 | 1 | 0 | 0 | 1 | 0 | 0 | 1 | 0 | 0 | 1 | 0 | 9 | A | 7 | 9 | E | 9 | 11.1 | A | 7 | 6.6 | A | 7 | 74 | A | 7 | 1004 | E | 9 | 150 | A | 7 | 2.5 | A | 7 | 16100 | A | 7 | 1800 | A | 7 | 1.8 | E | 8 | 0.085 | F | 8 | 0.17 | F | 8 | -9900 | -9900 | ? | 0
1994-10-27 | 22:00 | 0 | 0 | 0 | 1 | 0 | 0 | 1 | 0 | 0 | 1 | 0 | 0 | 1 | 0 | 0 | 1 | 0 | 0 | 1 | 0 | 0 | 1 | 0 | 3 | A | 7 | 3 | E | 9 | 10.5 | A | 7 | 6.6 | A | 7 | 77 | A | 7 | 1004 | E | 9 | 0 | A | 7 | 0 | A | 7 | 16100 | A | 7 | 77777 | A | 7 | 1.7 | E | 8 | 0.085 | F | 8 | 0.17 | F | 8 | -9900 | -9900 | ? | 0
1994-10-27 | 23:00 | 0 | 0 | 0 | 1 | 0 | 0 | 1 | 0 | 0 | 1 | 0 | 0 | 1 | 0 | 0 | 1 | 0 | 0 | 1 | 0 | 0 | 1 | 0 | 9 | A | 7 | 9 | E | 9 | 10 | A | 7 | 6.6 | A | 7 | 79 | A | 7 | 1004 | E | 9 | 40 | A | 7 | 1.5 | A | 7 | 16100 | A | 7 | 1020 | A | 7 | 1.6 | E | 8 | 0.085 | F | 8 | 0.17 | F | 8 | -9900 | -9900 | ? | 0
1994-10-27 | 24:00 | 0 | 0 | 0 | 1 | 0 | 0 | 1 | 0 | 0 | 1 | 0 | 0 | 1 | 0 | 0 | 1 | 0 | 0 | 1 | 0 | 0 | 1 | 0 | 3 | A | 7 | 3 | E | 9 | 9.4 | A | 7 | 6.1 | A | 7 | 80 | A | 7 | 1004 | E | 9 | 190 | A | 7 | 2 | A | 7 | 16100 | A | 7 | 77777 | A | 7 | 1.6 | E | 8 | 0.085 | F | 8 | 0.17 | F | 8 | -9900 | -9900 | ? | 0
1994-10-28 | 1:00 | 0 | 0 | 0 | 1 | 0 | 0 | 1 | 0 | 0 | 1 | 0 | 0 | 1 | 0 | 0 | 1 | 0 | 0 | 1 | 0 | 0 | 1 | 0 | 9 | A | 7 | 9 | E | 9 | 10 | A | 7 | 6.1 | A | 7 | 77 | A | 7 | 1004 | E | 9 | 240 | A | 7 | 2 | A | 7 | 16100 | A | 7 | 1470 | A | 7 | 1.5 | E | 8 | 0.084 | F | 8 | 0.17 | F | 8 | -9900 | -9900 | ? | 0
1994-10-28 | 2:00 | 0 | 0 | 0 | 1 | 0 | 0 | 1 | 0 | 0 | 1 | 0 | 0 | 1 | 0 | 0 | 1 | 0 | 0 | 1 | 0 | 0 | 1 | 0 | 2 | A | 7 | 2 | E | 9 | 10 | A | 7 | 5.5 | A | 7 | 74 | A | 7 | 1004 | E | 9 | 240 | A | 7 | 3 | A | 7 | 16100 | A | 7 | 77777 | A | 7 | 1.4 | E | 8 | 0.084 | F | 8 | 0.17 | F | 8 | -9900 | -9900 | ? | 0
1994-10-28 | 3:00 | 0 | 0 | 0 | 1 | 0 | 0 | 1 | 0 | 0 | 1 | 0 | 0 | 1 | 0 | 0 | 1 | 0 | 0 | 1 | 0 | 0 | 1 | 0 | 2 | B | 8 | 2 | B | 8 | 8.8 | A | 7 | 4.4 | A | 7 | 74 | A | 7 | 1004 | E | 9 | 200 | A | 7 | 2.5 | A | 7 | 16100 | A | 7 | 77777 | B | 8 | 1.4 | E | 8 | 0.084 | F | 8 | 0.17 | F | 8 | -9900 | -9900 | ? | 0
1994-10-28 | 4:00 | 0 | 0 | 0 | 1 | 0 | 0 | 1 | 0 | 0 | 1 | 0 | 0 | 1 | 0 | 0 | 1 | 0 | 0 | 1 | 0 | 0 | 1 | 0 | 2 | B | 8 | 2 | B | 8 | 8.3 | A | 7 | 4.4 | A | 7 | 76 | A | 7 | 1004 | E | 9 | 220 | A | 7 | 3 | A | 7 | 16100 | A | 7 | 77777 | B | 8 | 1.3 | E | 8 | 0.084 | F | 8 | 0.17 | F | 8 | -9900 | -9900 | ? | 0
1994-10-28 | 5:00 | 0 | 0 | 0 | 1 | 0 | 0 | 1 | 0 | 0 | 1 | 0 | 0 | 1 | 0 | 0 | 1 | 0 | 0 | 1 | 0 | 0 | 1 | 0 | 2 | B | 8 | 2 | B | 8 | 8.3 | A | 7 | 4.4 | A | 7 | 76 | A | 7 | 1004 | E | 9 | 210 | A | 7 | 2.5 | A | 7 | 16100 | A | 7 | 77777 | B | 8 | 1.3 | E | 8 | 0.084 | F | 8 | 0.17 | F | 8 | -9900 | -9900 | ? | 0
1994-10-28 | 6:00 | 0 | 0 | 0 | 1 | 0 | 0 | 1 | 0 | 0 | 1 | 0 | 0 | 1 | 0 | 0 | 1 | 0 | 0 | 1 | 0 | 0 | 1 | 0 | 2 | A | 7 | 2 | E | 9 | 7.2 | A | 7 | 4.4 | A | 7 | 82 | A | 7 | 1004 | E | 9 | 160 | A | 7 | 3 | A | 7 | 16100 | A | 7 | 77777 | A | 7 | 1.2 | E | 8 | 0.084 | F | 8 | 0.17 | F | 8 | -9900 | -9900 | ? | 0
1994-10-28 | 7:00 | 5 | 312 | 0 | 1 | 25 | 19 | 1 | 28 | 0 | 1 | 25 | 0 | 1 | 25 | 0 | 1 | 28 | 0 | 1 | 25 | 0 | 1 | 45 | 2 | B | 8 | 2 | B | 8 | 7.2 | A | 7 | 4.4 | A | 7 | 82 | A | 7 | 1004 | E | 9 | 190 | A | 7 | 2.5 | A | 7 | 16100 | A | 7 | 77777 | B | 8 | 1.2 | E | 8 | 0.084 | F | 8 | 0.17 | F | 8 | -9900 | -9900 | ? | 0
1994-10-28 | 8:00 | 161 | 1385 | 64 | 1 | 25 | 285 | 1 | 28 | 31 | 1 | 25 | 6600 | 1 | 25 | 17200 | 1 | 28 | 4600 | 1 | 25 | 550 | 1 | 45 | 3 | B | 8 | 3 | B | 8 | 8.4 | B | 8 | 5.4 | B | 8 | 81 | A | 7 | 1004 | E | 9 | 280 | B | 8 | 1.3 | B | 8 | -9900 | ? | 0 | 77777 | B | 8 | 1.2 | E | 8 | 0.084 | F | 8 | 0.17 | F | 8 | -9900 | -9900 | ? | 0
1994-10-28 | 9:00 | 374 | 1385 | 178 | 1 | 24 | 422 | 1 | 27 | 64 | 1 | 24 | 18500 | 1 | 24 | 36100 | 1 | 27 | 8700 | 1 | 24 | 1190 | 1 | 43 | 3 | A | 7 | 3 | E | 9 | 10 | A | 7 | 6.1 | A | 7 | 77 | A | 7 | 1004 | E | 9 | 0 | A | 7 | 0 | A | 7 | 16100 | A | 7 | 77777 | A | 7 | 1.2 | E | 8 | 0.084 | F | 8 | 0.17 | F | 8 | -9900 | -9900 | ? | 0
1994-10-28 | 10:00 | 548 | 1385 | 373 | 1 | 24 | 637 | 1 | 27 | 121 | 1 | 24 | 38200 | 1 | 24 | 59500 | 1 | 27 | 14600 | 1 | 24 | 2260 | 1 | 43 | 2 | A | 7 | 2 | E | 9 | 13.3 | A | 7 | 6.1 | A | 7 | 62 | A | 7 | 1004 | E | 9 | 210 | A | 7 | 3.6 | A | 7 | 16100 | A | 7 | 77777 | A | 7 | 1.2 | E | 8 | 0.084 | F | 8 | 0.17 | F | 8 | -9900 | -9900 | ? | 0
1994-10-28 | 11:00 | 670 | 1385 | 207 | 1 | 25 | 192 | 1 | 28 | 114 | 1 | 25 | 23100 | 1 | 25 | 19900 | 1 | 28 | 13400 | 1 | 25 | 2320 | 1 | 45 | 4 | B | 8 | 4 | B | 8 | 14.1 | B | 8 | 5.7 | B | 8 | 57 | A | 7 | 1004 | E | 9 | 220 | B | 8 | 2.6 | B | 8 | -9900 | ? | 0 | 15167 | B | 8 | 1.2 | E | 8 | 0.084 | F | 8 | 0.17 | F | 8 | -9900 | -9900 | ? | 0
1994-10-28 | 12:00 | 731 | 1385 | 317 | 1 | 25 | 98 | 1 | 28 | 265 | 1 | 25 | 34800 | 1 | 25 | 9900 | 1 | 28 | 29500 | 1 | 25 | 7800 | 1 | 45 | 7 | B | 8 | 7 | B | 8 | 14.4 | A | 7 | 5 | A | 7 | 53 | A | 7 | 1004 | E | 9 | 220 | A | 7 | 1.5 | A | 7 | 16100 | A | 7 | 8333 | B | 8 | 1.1 | E | 8 | 0.084 | F | 8 | 0.17 | F | 8 | -9900 | -9900 | ? | 0
1994-10-28 | 13:00 | 727 | 1385 | 224 | 1 | 24 | 3 | 1 | 27 | 222 | 1 | 24 | 25400 | 1 | 24 | 300 | 1 | 27 | 25200 | 1 | 24 | 8770 | 1 | 43 | 9 | A | 7 | 9 | E | 9 | 13.3 | A | 7 | 5.5 | A | 7 | 59 | A | 7 | 1004 | E | 9 | 320 | A | 7 | 3 | A | 7 | 16100 | A | 7 | 1500 | A | 7 | 1.1 | E | 8 | 0.084 | F | 8 | 0.17 | F | 8 | -9900 | -9900 | ? | 0
1994-10-28 | 14:00 | 659 | 1385 | 330 | 1 | 24 | 28 | 1 | 27 | 316 | 1 | 24 | 35800 | 1 | 24 | 2900 | 1 | 27 | 34400 | 1 | 24 | 9610 | 1 | 43 | 9 | A | 7 | 9 | E | 9 | 12.7 | A | 7 | 4.4 | A | 7 | 57 | A | 7 | 1004 | E | 9 | 280 | A | 7 | 2 | A | 7 | 16100 | A | 7 | 1350 | A | 7 | 1.1 | E | 8 | 0.084 | F | 8 | 0.17 | F | 8 | -9900 | -9900 | ? | 0
1994-10-28 | 15:00 | 531 | 1385 | 293 | 1 | 24 | 499 | 1 | 27 | 101 | 1 | 24 | 30300 | 1 | 24 | 46700 | 1 | 27 | 12300 | 1 | 24 | 1930 | 1 | 43 | 3 | A | 7 | 3 | E | 9 | 13.8 | A | 7 | 5 | A | 7 | 55 | A | 7 | 1004 | E | 9 | 300 | A | 7 | 4.1 | A | 7 | 16100 | A | 7 | 77777 | A | 7 | 1.1 | E | 8 | 0.084 | F | 8 | 0.17 | F | 8 | -9900 | -9900 | ? | 0
1994-10-28 | 16:00 | 352 | 1385 | 195 | 1 | 24 | 503 | 1 | 27 | 67 | 1 | 24 | 20000 | 1 | 24 | 41900 | 1 | 27 | 9300 | 1 | 24 | 1220 | 1 | 43 | 2 | A | 7 | 2 | E | 9 | 12.7 | A | 7 | 4.4 | A | 7 | 57 | A | 7 | 1004 | E | 9 | 320 | A | 7 | 2.5 | A | 7 | 16100 | A | 7 | 77777 | A | 7 | 1.1 | E | 8 | 0.084 | F | 8 | 0.17 | F | 8 | -9900 | -9900 | ? | 0
1994-10-28 | 17:00 | 136 | 1385 | 47 | 1 | 25 | 231 | 1 | 28 | 24 | 1 | 25 | 4800 | 1 | 25 | 12900 | 1 | 28 | 3500 | 1 | 25 | 430 | 1 | 45 | 2 | B | 8 | 2 | B | 8 | 12.2 | A | 7 | 5.5 | A | 7 | 64 | A | 7 | 1004 | E | 9 | 310 | A | 7 | 2 | A | 7 | 16100 | A | 7 | 77777 | B | 8 | 1 | E | 8 | 0.084 | F | 8 | 0.17 | F | 8 | -9900 | -9900 | ? | 0
1994-10-28 | 18:00 | 1 | 150 | 0 | 1 | 24 | 8 | 1 | 27 | 0 | 1 | 24 | 0 | 1 | 24 | 0 | 1 | 27 | 0 | 1 | 24 | 0 | 1 | 43 | 2 | A | 7 | 2 | E | 9 | 10 | A | 7 | 5.5 | A | 7 | 74 | A | 7 | 1004 | E | 9 | 140 | A | 7 | 1.5 | A | 7 | 16100 | A | 7 | 77777 | A | 7 | 1 | E | 8 | 0.084 | F | 8 | 0.17 | F | 8 | -9900 | -9900 | ? | 0
1994-10-28 | 19:00 | 0 | 0 | 0 | 1 | 0 | 0 | 1 | 0 | 0 | 1 | 0 | 0 | 1 | 0 | 0 | 1 | 0 | 0 | 1 | 0 | 0 | 1 | 0 | 3 | B | 8 | 3 | B | 8 | 7.7 | A | 7 | 4.4 | A | 7 | 80 | A | 7 | 1004 | E | 9 | 0 | A | 7 | 0 | A | 7 | 16100 | A | 7 | 77777 | B | 8 | 1 | E | 8 | 0.084 | F | 8 | 0.17 | F | 8 | -9900 | -9900 | ? | 0
1994-10-28 | 20:00 | 0 | 0 | 0 | 1 | 0 | 0 | 1 | 0 | 0 | 1 | 0 | 0 | 1 | 0 | 0 | 1 | 0 | 0 | 1 | 0 | 0 | 1 | 0 | 4 | B | 8 | 4 | B | 8 | 7.2 | A | 7 | 4.4 | A | 7 | 82 | A | 7 | 1004 | E | 9 | 0 | A | 7 | 0 | A | 7 | 16100 | A | 7 | 77777 | B | 8 | 1 | E | 8 | 0.084 | F | 8 | 0.17 | F | 8 | -9900 | -9900 | ? | 0
1994-10-28 | 21:00 | 0 | 0 | 0 | 1 | 0 | 0 | 1 | 0 | 0 | 1 | 0 | 0 | 1 | 0 | 0 | 1 | 0 | 0 | 1 | 0 | 0 | 1 | 0 | 5 | B | 8 | 5 | B | 8 | 6.1 | A | 7 | 3.3 | A | 7 | 82 | A | 7 | 1004 | E | 9 | 300 | A | 7 | 1.5 | A | 7 | 16100 | A | 7 | 77777 | B | 8 | 1 | E | 8 | 0.084 | F | 8 | 0.17 | F | 8 | -9900 | -9900 | ? | 0
1994-10-28 | 22:00 | 0 | 0 | 0 | 1 | 0 | 0 | 1 | 0 | 0 | 1 | 0 | 0 | 1 | 0 | 0 | 1 | 0 | 0 | 1 | 0 | 0 | 1 | 0 | 7 | B | 8 | 7 | B | 8 | 5 | A | 7 | 2.7 | A | 7 | 85 | A | 7 | 1004 | E | 9 | 250 | A | 7 | 1.5 | A | 7 | 11300 | A | 7 | 77777 | B | 8 | 0.9 | E | 8 | 0.084 | F | 8 | 0.17 | F | 8 | -9900 | -9900 | ? | 0
1994-10-28 | 23:00 | 0 | 0 | 0 | 1 | 0 | 0 | 1 | 0 | 0 | 1 | 0 | 0 | 1 | 0 | 0 | 1 | 0 | 0 | 1 | 0 | 0 | 1 | 0 | 8 | B | 8 | 8 | B | 8 | 4.4 | A | 7 | 2.2 | A | 7 | 86 | A | 7 | 1004 | E | 9 | 0 | A | 7 | 0 | A | 7 | 16100 | A | 7 | 77777 | B | 8 | 0.9 | E | 8 | 0.084 | F | 8 | 0.17 | F | 8 | -9900 | -9900 | ? | 0
1994-10-28 | 24:00 | 0 | 0 | 0 | 1 | 0 | 0 | 1 | 0 | 0 | 1 | 0 | 0 | 1 | 0 | 0 | 1 | 0 | 0 | 1 | 0 | 0 | 1 | 0 | 9 | B | 8 | 9 | B | 8 | 3.8 | A | 7 | 1.6 | A | 7 | 86 | A | 7 | 1004 | E | 9 | 0 | A | 7 | 0 | A | 7 | 16100 | A | 7 | 77777 | B | 8 | 0.9 | E | 8 | 0.084 | F | 8 | 0.17 | F | 8 | -9900 | -9900 | ? | 0
1994-10-29 | 1:00 | 0 | 0 | 0 | 1 | 0 | 0 | 1 | 0 | 0 | 1 | 0 | 0 | 1 | 0 | 0 | 1 | 0 | 0 | 1 | 0 | 0 | 1 | 0 | 10 | A | 7 | 10 | E | 9 | 2.7 | A | 7 | 0.5 | A | 7 | 85 | A | 7 | 1004 | E | 9 | 310 | A | 7 | 1.5 | A | 7 | 2400 | A | 7 | 77777 | A | 7 | 0.9 | E | 8 | 0.083 | F | 8 | 0.17 | F | 8 | -9900 | -9900 | ? | 0
1994-10-29 | 2:00 | 0 | 0 | 0 | 1 | 0 | 0 | 1 | 0 | 0 | 1 | 0 | 0 | 1 | 0 | 0 | 1 | 0 | 0 | 1 | 0 | 0 | 1 | 0 | 10 | A | 7 | 10 | E | 9 | 3.3 | A | 7 | 1.1 | A | 7 | 85 | A | 7 | 1004 | E | 9 | 280 | A | 7 | 1.5 | A | 7 | 400 | A | 7 | 30 | A | 7 | 0.9 | E | 8 | 0.083 | F | 8 | 0.17 | F | 8 | -9900 | -9900 | ? | 0
1994-10-29 | 3:00 | 0 | 0 | 0 | 1 | 0 | 0 | 1 | 0 | 0 | 1 | 0 | 0 | 1 | 0 | 0 | 1 | 0 | 0 | 1 | 0 | 0 | 1 | 0 | 10 | A | 7 | 10 | E | 9 | 4.4 | A | 7 | 2.2 | A | 7 | 86 | A | 7 | 1004 | E | 9 | 290 | A | 7 | 1.5 | A | 7 | 400 | A | 7 | 30 | A | 7 | 0.8 | E | 8 | 0.083 | F | 8 | 0.17 | F | 8 | -9900 | -9900 | ? | 0
1994-10-29 | 4:00 | 0 | 0 | 0 | 1 | 0 | 0 | 1 | 0 | 0 | 1 | 0 | 0 | 1 | 0 | 0 | 1 | 0 | 0 | 1 | 0 | 0 | 1 | 0 | 10 | A | 7 | 10 | E | 9 | 3.8 | A | 7 | 1.6 | A | 7 | 86 | A | 7 | 1004 | E | 9 | 0 | A | 7 | 0 | A | 7 | 1600 | A | 7 | 30 | A | 7 | 0.8 | E | 8 | 0.083 | F | 8 | 0.17 | F | 8 | -9900 | -9900 | ? | 0
1994-10-29 | 5:00 | 0 | 0 | 0 | 1 | 0 | 0 | 1 | 0 | 0 | 1 | 0 | 0 | 1 | 0 | 0 | 1 | 0 | 0 | 1 | 0 | 0 | 1 | 0 | 10 | A | 7 | 10 | E | 9 | 3.8 | A | 7 | 1.6 | A | 7 | 86 | A | 7 | 1004 | E | 9 | 300 | A | 7 | 1.5 | A | 7 | 400 | A | 7 | 30 | A | 7 | 0.8 | E | 8 | 0.083 | F | 8 | 0.17 | F | 8 | -9900 | -9900 | ? | 0
1994-10-29 | 6:00 | 0 | 0 | 0 | 1 | 0 | 0 | 1 | 0 | 0 | 1 | 0 | 0 | 1 | 0 | 0 | 1 | 0 | 0 | 1 | 0 | 0 | 1 | 0 | 10 | A | 7 | 10 | E | 9 | 3.8 | A | 7 | 1.6 | A | 7 | 86 | A | 7 | 1004 | E | 9 | 290 | A | 7 | 1.5 | A | 7 | 800 | A | 7 | 30 | A | 7 | 0.9 | E | 8 | 0.083 | F | 8 | 0.17 | F | 8 | -9900 | -9900 | ? | 0
1994-10-29 | 7:00 | 4 | 266 | 0 | 1 | 25 | 0 | 1 | 28 | 0 | 1 | 25 | 0 | 1 | 25 | 0 | 1 | 28 | 0 | 1 | 25 | 0 | 1 | 45 | 10 | B | 8 | 10 | B | 8 | 3.3 | B | 8 | 1.4 | B | 8 | 87 | A | 7 | 1004 | E | 9 | 330 | B | 8 | 0.8 | B | 8 | -9900 | ? | 0 | 30 | B | 8 | 0.9 | E | 8 | 0.083 | F | 8 | 0.17 | F | 8 | -9900 | -9900 | ? | 0
1994-10-29 | 8:00 | 156 | 1386 | 17 | 1 | 24 | 0 | 1 | 27 | 17 | 1 | 24 | 2000 | 1 | 24 | 0 | 1 | 27 | 2000 | 1 | 24 | 660 | 1 | 43 | 10 | A | 7 | 10 | E | 9 | 4.4 | A | 7 | 2.2 | A | 7 | 86 | A | 7 | 1004 | E | 9 | 0 | A | 7 | 0 | A | 7 | 400 | A | 7 | 30 | A | 7 | 0.9 | E | 8 | 0.083 | F | 8 | 0.17 | F | 8 | -9900 | -9900 | ? | 0
1994-10-29 | 9:00 | 368 | 1386 | 42 | 1 | 24 | 0 | 1 | 27 | 42 | 1 | 24 | 5000 | 1 | 24 | 0 | 1 | 27 | 5000 | 1 | 24 | 1770 | 1 | 43 | 10 | A | 7 | 10 | E | 9 | 5 | A | 7 | 2.7 | A | 7 | 85 | A | 7 | 1004 | E | 9 | 0 | A | 7 | 0 | A | 7 | 2000 | A | 7 | 30 | A | 7 | 0.9 | E | 8 | 0.083 | F | 8 | 0.17 | F | 8 | -9900 | -9900 | ? | 0
1994-10-29 | 10:00 | 542 | 1386 | 71 | 1 | 24 | 0 | 1 | 27 | 71 | 1 | 24 | 8500 | 1 | 24 | 0 | 1 | 27 | 8500 | 1 | 24 | 3160 | 1 | 43 | 10 | A | 7 | 10 | E | 9 | 6.1 | A | 7 | 3.8 | A | 7 | 85 | A | 7 | 1004 | E | 9 | 0 | A | 7 | 0 | A | 7 | 3200 | A | 7 | 30 | A | 7 | 0.9 | E | 8 | 0.083 | F | 8 | 0.17 | F | 8 | -9900 | -9900 | ? | 0
1994-10-29 | 11:00 | 664 | 1386 | 92 | 1 | 24 | 0 | 1 | 27 | 92 | 1 | 24 | 11100 | 1 | 24 | 0 | 1 | 27 | 11100 | 1 | 24 | 4250 | 1 | 43 | 10 | A | 7 | 10 | E | 9 | 7.2 | A | 7 | 3.8 | A | 7 | 79 | A | 7 | 1004 | E | 9 | 0 | A | 7 | 0 | A | 7 | 16100 | A | 7 | 180 | A | 7 | 0.9 | E | 8 | 0.083 | F | 8 | 0.17 | F | 8 | -9900 | -9900 | ? | 0
1994-10-29 | 12:00 | 725 | 1386 | 103 | 1 | 24 | 0 | 1 | 27 | 103 | 1 | 24 | 12400 | 1 | 24 | 0 | 1 | 27 | 12400 | 1 | 24 | 4840 | 1 | 43 | 10 | A | 7 | 10 | E | 9 | 7.7 | A | 7 | 3.8 | A | 7 | 76 | A | 7 | 1004 | E | 9 | 0 | A | 7 | 0 | A | 7 | 16100 | A | 7 | 180 | A | 7 | 1 | E | 8 | 0.083 | F | 8 | 0.17 | F | 8 | -9900 | -9900 | ? | 0
1994-10-29 | 13:00 | 721 | 1386 | 122 | 1 | 24 | 0 | 1 | 27 | 122 | 1 | 24 | 14500 | 1 | 24 | 0 | 1 | 27 | 14500 | 1 | 24 | 5570 | 1 | 43 | 10 | A | 7 | 10 | E | 9 | 8.3 | A | 7 | 3.8 | A | 7 | 73 | A | 7 | 1004 | E | 9 | 0 | A | 7 | 0 | A | 7 | 16100 | A | 7 | 240 | A | 7 | 1 | E | 8 | 0.083 | F | 8 | 0.17 | F | 8 | -9900 | -9900 | ? | 0
1994-10-29 | 14:00 | 653 | 1386 | 108 | 1 | 24 | 0 | 1 | 27 | 108 | 1 | 24 | 12800 | 1 | 24 | 0 | 1 | 27 | 12800 | 1 | 24 | 4830 | 1 | 43 | 10 | A | 7 | 10 | E | 9 | 8.8 | A | 7 | 3.8 | A | 7 | 71 | A | 7 | 1004 | E | 9 | 0 | A | 7 | 0 | A | 7 | 16100 | A | 7 | 300 | A | 7 | 1 | E | 8 | 0.083 | F | 8 | 0.17 | F | 8 | -9900 | -9900 | ? | 0
1994-10-29 | 15:00 | 525 | 1386 | 314 | 1 | 24 | 541 | 1 | 27 | 109 | 1 | 24 | 32300 | 1 | 24 | 50200 | 1 | 27 | 13200 | 1 | 24 | 2040 | 1 | 43 | 2 | A | 7 | 2 | E | 9 | 8.8 | A | 7 | 4.4 | A | 7 | 74 | A | 7 | 1004 | E | 9 | 100 | A | 7 | 2 | A | 7 | 16100 | A | 7 | 77777 | A | 7 | 1 | E | 8 | 0.083 | F | 8 | 0.17 | F | 8 | -9900 | -9900 | ? | 0
1994-10-29 | 16:00 | 346 | 1386 | 166 | 1 | 24 | 341 | 1 | 27 | 81 | 1 | 24 | 17400 | 1 | 24 | 28200 | 1 | 27 | 10300 | 1 | 24 | 1490 | 1 | 43 | 3 | A | 7 | 3 | E | 9 | 8.8 | A | 7 | 3.8 | A | 7 | 71 | A | 7 | 1004 | E | 9 | 0 | A | 7 | 0 | A | 7 | 16100 | A | 7 | 77777 | A | 7 | 1 | E | 8 | 0.083 | F | 8 | 0.17 | F | 8 | -9900 | -9900 | ? | 0
1994-10-29 | 17:00 | 130 | 1386 | 54 | 1 | 25 | 152 | 1 | 28 | 40 | 1 | 25 | 5600 | 1 | 25 | 7000 | 1 | 28 | 5000 | 1 | 25 | 760 | 1 | 45 | 3 | B | 8 | 3 | B | 8 | 8.7 | B | 8 | 3.9 | B | 8 | 72 | A | 7 | 1004 | E | 9 | 50 | B | 8 | 1 | B | 8 | -9900 | ? | 0 | 77777 | B | 8 | 1.1 | E | 8 | 0.083 | F | 8 | 0.17 | F | 8 | -9900 | -9900 | ? | 0
1994-10-29 | 18:00 | 1 | 127 | 0 | 1 | 24 | 1 | 1 | 27 | 0 | 1 | 24 | 0 | 1 | 24 | 0 | 1 | 27 | 0 | 1 | 24 | 0 | 1 | 43 | 3 | A | 7 | 3 | E | 9 | 7.7 | A | 7 | 3.8 | A | 7 | 76 | A | 7 | 1004 | E | 9 | 100 | A | 7 | 2 | A | 7 | 16100 | A | 7 | 77777 | A | 7 | 1.1 | E | 8 | 0.083 | F | 8 | 0.17 | F | 8 | -9900 | -9900 | ? | 0
1994-10-29 | 19:00 | 0 | 0 | 0 | 1 | 0 | 0 | 1 | 0 | 0 | 1 | 0 | 0 | 1 | 0 | 0 | 1 | 0 | 0 | 1 | 0 | 0 | 1 | 0 | 10 | A | 7 | 10 | E | 9 | 7.7 | A | 7 | 3.8 | A | 7 | 76 | A | 7 | 1004 | E | 9 | 100 | A | 7 | 2 | A | 7 | 16100 | A | 7 | 300 | A | 7 | 1.1 | E | 8 | 0.083 | F | 8 | 0.17 | F | 8 | -9900 | -9900 | ? | 0
1994-10-29 | 20:00 | 0 | 0 | 0 | 1 | 0 | 0 | 1 | 0 | 0 | 1 | 0 | 0 | 1 | 0 | 0 | 1 | 0 | 0 | 1 | 0 | 0 | 1 | 0 | 10 | A | 7 | 10 | E | 9 | 7.7 | A | 7 | 3.8 | A | 7 | 76 | A | 7 | 1004 | E | 9 | 140 | A | 7 | 2 | A | 7 | 16100 | A | 7 | 300 | A | 7 | 1.1 | E | 8 | 0.083 | F | 8 | 0.17 | F | 8 | -9900 | -9900 | ? | 0
1994-10-29 | 21:00 | 0 | 0 | 0 | 1 | 0 | 0 | 1 | 0 | 0 | 1 | 0 | 0 | 1 | 0 | 0 | 1 | 0 | 0 | 1 | 0 | 0 | 1 | 0 | 10 | A | 7 | 10 | E | 9 | 7.7 | A | 7 | 3.8 | A | 7 | 76 | A | 7 | 1004 | E | 9 | 130 | A | 7 | 1.5 | A | 7 | 16100 | A | 7 | 300 | A | 7 | 1.1 | E | 8 | 0.083 | F | 8 | 0.17 | F | 8 | -9900 | -9900 | ? | 0
1994-10-29 | 22:00 | 0 | 0 | 0 | 1 | 0 | 0 | 1 | 0 | 0 | 1 | 0 | 0 | 1 | 0 | 0 | 1 | 0 | 0 | 1 | 0 | 0 | 1 | 0 | 10 | A | 7 | 10 | E | 9 | 7.2 | A | 7 | 3.8 | A | 7 | 79 | A | 7 | 1004 | E | 9 | 150 | A | 7 | 2.5 | A | 7 | 16100 | A | 7 | 300 | A | 7 | 1.2 | E | 8 | 0.083 | F | 8 | 0.17 | F | 8 | -9900 | -9900 | ? | 0
1994-10-29 | 23:00 | 0 | 0 | 0 | 1 | 0 | 0 | 1 | 0 | 0 | 1 | 0 | 0 | 1 | 0 | 0 | 1 | 0 | 0 | 1 | 0 | 0 | 1 | 0 | 9 | A | 7 | 7 | E | 9 | 6.6 | A | 7 | 3.3 | A | 7 | 79 | A | 7 | 1004 | E | 9 | 140 | A | 7 | 2 | A | 7 | 16100 | A | 7 | 300 | A | 7 | 1.2 | E | 8 | 0.083 | F | 8 | 0.17 | F | 8 | -9900 | -9900 | ? | 0
1994-10-29 | 24:00 | 0 | 0 | 0 | 1 | 0 | 0 | 1 | 0 | 0 | 1 | 0 | 0 | 1 | 0 | 0 | 1 | 0 | 0 | 1 | 0 | 0 | 1 | 0 | 3 | A | 7 | 3 | E | 9 | 5.5 | A | 7 | 2.7 | A | 7 | 82 | A | 7 | 1004 | E | 9 | 160 | A | 7 | 3 | A | 7 | 11300 | A | 7 | 77777 | A | 7 | 1.2 | E | 8 | 0.083 | F | 8 | 0.17 | F | 8 | -9900 | -9900 | ? | 0
1994-10-30 | 1:00 | 0 | 0 | 0 | 1 | 0 | 0 | 1 | 0 | 0 | 1 | 0 | 0 | 1 | 0 | 0 | 1 | 0 | 0 | 1 | 0 | 0 | 1 | 0 | 3 | A | 7 | 3 | E | 9 | 6.1 | A | 7 | 3.3 | A | 7 | 82 | A | 7 | 1004 | E | 9 | 160 | A | 7 | 4.1 | A | 7 | 16100 | A | 7 | 77777 | A | 7 | 1.2 | E | 8 | 0.083 | F | 8 | 0.17 | F | 8 | -9900 | -9900 | ? | 0
1994-10-30 | 2:00 | 0 | 0 | 0 | 1 | 0 | 0 | 1 | 0 | 0 | 1 | 0 | 0 | 1 | 0 | 0 | 1 | 0 | 0 | 1 | 0 | 0 | 1 | 0 | 10 | A | 7 | 10 | E | 9 | 6.6 | A | 7 | 3.3 | A | 7 | 79 | A | 7 | 1004 | E | 9 | 170 | A | 7 | 3 | A | 7 | 16100 | A | 7 | 1350 | A | 7 | 1.2 | E | 8 | 0.083 | F | 8 | 0.17 | F | 8 | -9900 | -9900 | ? | 0
1994-10-30 | 3:00 | 0 | 0 | 0 | 1 | 0 | 0 | 1 | 0 | 0 | 1 | 0 | 0 | 1 | 0 | 0 | 1 | 0 | 0 | 1 | 0 | 0 | 1 | 0 | 10 | A | 7 | 10 | E | 9 | 6.6 | A | 7 | 3.3 | A | 7 | 79 | A | 7 | 1004 | E | 9 | 180 | A | 7 | 2.5 | A | 7 | 16100 | A | 7 | 840 | A | 7 | 1.2 | E | 8 | 0.083 | F | 8 | 0.17 | F | 8 | -9900 | -9900 | ? | 0
1994-10-30 | 4:00 | 0 | 0 | 0 | 1 | 0 | 0 | 1 | 0 | 0 | 1 | 0 | 0 | 1 | 0 | 0 | 1 | 0 | 0 | 1 | 0 | 0 | 1 | 0 | 10 | A | 7 | 10 | E | 9 | 6.1 | A | 7 | 2.7 | A | 7 | 79 | A | 7 | 1004 | E | 9 | 170 | A | 7 | 5.1 | A | 7 | 16100 | A | 7 | 930 | A | 7 | 1.3 | E | 8 | 0.083 | F | 8 | 0.17 | F | 8 | -9900 | -9900 | ? | 0
1994-10-30 | 5:00 | 0 | 0 | 0 | 1 | 0 | 0 | 1 | 0 | 0 | 1 | 0 | 0 | 1 | 0 | 0 | 1 | 0 | 0 | 1 | 0 | 0 | 1 | 0 | 3 | A | 7 | 3 | E | 9 | 6.1 | A | 7 | 2.7 | A | 7 | 79 | A | 7 | 1004 | E | 9 | 170 | A | 7 | 4.1 | A | 7 | 16100 | A | 7 | 77777 | A | 7 | 1.3 | E | 8 | 0.083 | F | 8 | 0.17 | F | 8 | -9900 | -9900 | ? | 0
1994-10-30 | 6:00 | 0 | 0 | 0 | 1 | 0 | 0 | 1 | 0 | 0 | 1 | 0 | 0 | 1 | 0 | 0 | 1 | 0 | 0 | 1 | 0 | 0 | 1 | 0 | 2 | A | 7 | 2 | E | 9 | 6.6 | A | 7 | 3.3 | A | 7 | 79 | A | 7 | 1004 | E | 9 | 170 | A | 7 | 3.6 | A | 7 | 16100 | A | 7 | 77777 | A | 7 | 1.3 | E | 8 | 0.083 | F | 8 | 0.17 | F | 8 | -9900 | -9900 | ? | 0
1994-10-30 | 7:00 | 3 | 243 | 0 | 1 | 24 | 6 | 1 | 27 | 0 | 1 | 24 | 0 | 1 | 24 | 0 | 1 | 27 | 0 | 1 | 24 | 0 | 1 | 43 | 3 | A | 7 | 3 | E | 9 | 6.6 | A | 7 | 3.3 | A | 7 | 79 | A | 7 | 1004 | E | 9 | 170 | A | 7 | 4.6 | A | 7 | 16100 | A | 7 | 77777 | A | 7 | 1.4 | E | 8 | 0.083 | F | 8 | 0.17 | F | 8 | -9900 | -9900 | ? | 0
1994-10-30 | 8:00 | 150 | 1387 | 28 | 1 | 24 | 17 | 1 | 27 | 26 | 1 | 24 | 3100 | 1 | 24 | 1100 | 1 | 27 | 2900 | 1 | 24 | 660 | 1 | 43 | 9 | A | 7 | 9 | E | 9 | 7.2 | A | 7 | 3.8 | A | 7 | 79 | A | 7 | 1004 | E | 9 | 190 | A | 7 | 3.6 | A | 7 | 16100 | A | 7 | 810 | A | 7 | 1.4 | E | 8 | 0.083 | F | 8 | 0.17 | F | 8 | -9900 | -9900 | ? | 0
1994-10-30 | 9:00 | 362 | 1387 | 123 | 1 | 24 | 98 | 1 | 27 | 98 | 1 | 24 | 13500 | 1 | 24 | 8500 | 1 | 27 | 11200 | 1 | 24 | 2160 | 1 | 43 | 9 | A | 7 | 9 | E | 9 | 8.3 | A | 7 | 4.4 | A | 7 | 76 | A | 7 | 1004 | E | 9 | 190 | A | 7 | 2.5 | A | 7 | 16100 | A | 7 | 210 | A | 7 | 1.5 | E | 8 | 0.083 | F | 8 | 0.17 | F | 8 | -9900 | -9900 | ? | 0
1994-10-30 | 10:00 | 536 | 1387 | 88 | 1 | 24 | 0 | 1 | 27 | 88 | 1 | 24 | 10300 | 1 | 24 | 0 | 1 | 27 | 10300 | 1 | 24 | 3770 | 1 | 43 | 10 | A | 7 | 10 | E | 9 | 9.4 | A | 7 | 5 | A | 7 | 74 | A | 7 | 1004 | E | 9 | 220 | A | 7 | 1.5 | A | 7 | 16100 | A | 7 | 210 | A | 7 | 1.5 | E | 8 | 0.083 | F | 8 | 0.17 | F | 8 | -9900 | -9900 | ? | 0
1994-10-30 | 11:00 | 657 | 1387 | 114 | 1 | 24 | 0 | 1 | 27 | 114 | 1 | 24 | 13500 | 1 | 24 | 0 | 1 | 27 | 13500 | 1 | 24 | 5070 | 1 | 43 | 10 | A | 7 | 10 | E | 9 | 10 | A | 7 | 5.5 | A | 7 | 74 | A | 7 | 1004 | E | 9 | 280 | A | 7 | 1.5 | A | 7 | 16100 | A | 7 | 270 | A | 7 | 1.5 | E | 8 | 0.083 | F | 8 | 0.17 | F | 8 | -9900 | -9900 | ? | 0
1994-10-30 | 12:00 | 718 | 1387 | 127 | 1 | 24 | 0 | 1 | 27 | 127 | 1 | 24 | 15000 | 1 | 24 | 0 | 1 | 27 | 15000 | 1 | 24 | 5750 | 1 | 43 | 10 | A | 7 | 10 | E | 9 | 11.1 | A | 7 | 6.1 | A | 7 | 71 | A | 7 | 1004 | E | 9 | 180 | A | 7 | 2.5 | A | 7 | 16100 | A | 7 | 330 | A | 7 | 1.6 | E | 8 | 0.083 | F | 8 | 0.17 | F | 8 | -9900 | -9900 | ? | 0
1994-10-30 | 13:00 | 715 | 1387 | 396 | 1 | 24 | 565 | 1 | 27 | 105 | 1 | 24 | 42100 | 1 | 24 | 56300 | 1 | 27 | 13000 | 1 | 24 | 2310 | 1 | 43 | 3 | A | 7 | 3 | E | 9 | 12.2 | A | 7 | 6.6 | A | 7 | 69 | A | 7 | 1004 | E | 9 | 170 | A | 7 | 3 | A | 7 | 16100 | A | 7 | 77777 | A | 7 | 1.6 | E | 8 | 0.083 | F | 8 | 0.17 | F | 8 | -9900 | -9900 | ? | 0
1994-10-30 | 14:00 | 646 | 1387 | 285 | 1 | 24 | 180 | 1 | 27 | 200 | 1 | 24 | 31000 | 1 | 24 | 18200 | 1 | 27 | 22400 | 1 | 24 | 4870 | 1 | 43 | 9 | A | 7 | 9 | E | 9 | 12.7 | A | 7 | 6.6 | A | 7 | 66 | A | 7 | 1004 | E | 9 | 160 | A | 7 | 4.1 | A | 7 | 16100 | A | 7 | 1800 | A | 7 | 1.6 | E | 8 | 0.083 | F | 8 | 0.17 | F | 8 | -9900 | -9900 | ? | 0
1994-10-30 | 15:00 | 518 | 1387 | 221 | 1 | 24 | 52 | 1 | 27 | 202 | 1 | 24 | 24200 | 1 | 24 | 5000 | 1 | 27 | 22300 | 1 | 24 | 5140 | 1 | 43 | 9 | A | 7 | 9 | E | 9 | 12.7 | A | 7 | 7.2 | A | 7 | 69 | A | 7 | 1004 | E | 9 | 150 | A | 7 | 4.6 | A | 7 | 16100 | A | 7 | 1800 | A | 7 | 1.7 | E | 8 | 0.083 | F | 8 | 0.17 | F | 8 | -9900 | -9900 | ? | 0
1994-10-30 | 16:00 | 339 | 1387 | 98 | 1 | 24 | 0 | 1 | 27 | 98 | 1 | 24 | 10900 | 1 | 24 | 0 | 1 | 27 | 10900 | 1 | 24 | 3310 | 1 | 43 | 9 | A | 7 | 9 | E | 9 | 12.2 | A | 7 | 6.6 | A | 7 | 69 | A | 7 | 1004 | E | 9 | 150 | A | 7 | 4.6 | A | 7 | 16100 | A | 7 | 1800 | A | 7 | 1.7 | E | 8 | 0.083 | F | 8 | 0.17 | F | 8 | -9900 | -9900 | ? | 0
1994-10-30 | 17:00 | 124 | 1387 | 42 | 1 | 24 | 71 | 1 | 27 | 35 | 1 | 24 | 4500 | 1 | 24 | 3700 | 1 | 27 | 4200 | 1 | 24 | 730 | 1 | 43 | 3 | A | 7 | 3 | E | 9 | 10.5 | A | 7 | 6.1 | A | 7 | 74 | A | 7 | 1004 | E | 9 | 0 | A | 7 | 0 | A | 7 | 16100 | A | 7 | 77777 | A | 7 | 1.8 | E | 8 | 0.083 | F | 8 | 0.17 | F | 8 | -9900 | -9900 | ? | 0
1994-10-30 | 18:00 | 0 | 81 | 0 | 1 | 25 | 2 | 1 | 28 | 0 | 1 | 25 | 0 | 1 | 25 | 0 | 1 | 28 | 0 | 1 | 25 | 0 | 1 | 45 | 5 | B | 8 | 5 | B | 8 | 10 | A | 7 | 6.6 | A | 7 | 79 | A | 7 | 1004 | E | 9 | 170 | A | 7 | 3 | A | 7 | 16100 | A | 7 | 16853 | B | 8 | 1.8 | E | 8 | 0.083 | F | 8 | 0.17 | F | 8 | -9900 | -9900 | ? | 0
1994-10-30 | 19:00 | 0 | 0 | 0 | 1 | 0 | 0 | 1 | 0 | 0 | 1 | 0 | 0 | 1 | 0 | 0 | 1 | 0 | 0 | 1 | 0 | 0 | 1 | 0 | 7 | B | 8 | 7 | B | 8 | 10 | A | 7 | 6.1 | A | 7 | 77 | A | 7 | 1004 | E | 9 | 0 | A | 7 | 0 | A | 7 | 16100 | A | 7 | 11705 | B | 8 | 1.8 | E | 8 | 0.083 | F | 8 | 0.17 | F | 8 | -9900 | -9900 | ? | 0
1994-10-30 | 20:00 | 0 | 0 | 0 | 1 | 0 | 0 | 1 | 0 | 0 | 1 | 0 | 0 | 1 | 0 | 0 | 1 | 0 | 0 | 1 | 0 | 0 | 1 | 0 | 8 | B | 8 | 8 | B | 8 | 10 | A | 7 | 6.1 | A | 7 | 77 | A | 7 | 1004 | E | 9 | 180 | A | 7 | 3 | A | 7 | 16100 | A | 7 | 6558 | B | 8 | 1.9 | E | 8 | 0.083 | F | 8 | 0.17 | F | 8 | -9900 | -9900 | ? | 0
1994-10-30 | 21:00 | 0 | 0 | 0 | 1 | 0 | 0 | 1 | 0 | 0 | 1 | 0 | 0 | 1 | 0 | 0 | 1 | 0 | 0 | 1 | 0 | 0 | 1 | 0 | 10 | A | 7 | 10 | E | 9 | 9.4 | A | 7 | 6.1 | A | 7 | 80 | A | 7 | 1004 | E | 9 | 170 | A | 7 | 2.5 | A | 7 | 16100 | A | 7 | 1410 | A | 7 | 1.9 | E | 8 | 0.083 | F | 8 | 0.17 | F | 8 | -9900 | -9900 | ? | 0
1994-10-30 | 22:00 | 0 | 0 | 0 | 1 | 0 | 0 | 1 | 0 | 0 | 1 | 0 | 0 | 1 | 0 | 0 | 1 | 0 | 0 | 1 | 0 | 0 | 1 | 0 | 9 | A | 7 | 9 | E | 9 | 10 | A | 7 | 6.1 | A | 7 | 77 | A | 7 | 1004 | E | 9 | 190 | A | 7 | 3 | A | 7 | 16100 | A | 7 | 1800 | A | 7 | 1.9 | E | 8 | 0.083 | F | 8 | 0.17 | F | 8 | -9900 | -9900 | ? | 0
1994-10-30 | 23:00 | 0 | 0 | 0 | 1 | 0 | 0 | 1 | 0 | 0 | 1 | 0 | 0 | 1 | 0 | 0 | 1 | 0 | 0 | 1 | 0 | 0 | 1 | 0 | 9 | A | 7 | 9 | E | 9 | 10 | A | 7 | 6.1 | A | 7 | 77 | A | 7 | 1004 | E | 9 | 180 | A | 7 | 4.1 | A | 7 | 16100 | A | 7 | 1800 | A | 7 | 2 | E | 8 | 0.083 | F | 8 | 0.17 | F | 8 | -9900 | -9900 | ? | 0
1994-10-30 | 24:00 | 0 | 0 | 0 | 1 | 0 | 0 | 1 | 0 | 0 | 1 | 0 | 0 | 1 | 0 | 0 | 1 | 0 | 0 | 1 | 0 | 0 | 1 | 0 | 10 | A | 7 | 10 | E | 9 | 10 | A | 7 | 6.1 | A | 7 | 77 | A | 7 | 1004 | E | 9 | 150 | A | 7 | 3.6 | A | 7 | 16100 | A | 7 | 1800 | A | 7 | 2 | E | 8 | 0.083 | F | 8 | 0.17 | F | 8 | -9900 | -9900 | ? | 0
1994-10-31 | 1:00 | 0 | 0 | 0 | 1 | 0 | 0 | 1 | 0 | 0 | 1 | 0 | 0 | 1 | 0 | 0 | 1 | 0 | 0 | 1 | 0 | 0 | 1 | 0 | 2 | A | 7 | 2 | E | 9 | 10.5 | A | 7 | 6.1 | A | 7 | 74 | A | 7 | 1004 | E | 9 | 190 | A | 7 | 6.6 | A | 7 | 16100 | A | 7 | 77777 | A | 7 | 2.1 | E | 8 | 0.082 | F | 8 | 0.17 | F | 8 | -9900 | -9900 | ? | 0
1994-10-31 | 2:00 | 0 | 0 | 0 | 1 | 0 | 0 | 1 | 0 | 0 | 1 | 0 | 0 | 1 | 0 | 0 | 1 | 0 | 0 | 1 | 0 | 0 | 1 | 0 | 3 | A | 7 | 3 | E | 9 | 10.5 | A | 7 | 5.5 | A | 7 | 71 | A | 7 | 1004 | E | 9 | 190 | A | 7 | 10.2 | A | 7 | 16100 | A | 7 | 77777 | A | 7 | 2.1 | E | 8 | 0.082 | F | 8 | 0.17 | F | 8 | -9900 | -9900 | ? | 0
1994-10-31 | 3:00 | 0 | 0 | 0 | 1 | 0 | 0 | 1 | 0 | 0 | 1 | 0 | 0 | 1 | 0 | 0 | 1 | 0 | 0 | 1 | 0 | 0 | 1 | 0 | 9 | A | 7 | 7 | E | 9 | 11.1 | A | 7 | 5.5 | A | 7 | 68 | A | 7 | 1004 | E | 9 | 190 | A | 7 | 8.7 | A | 7 | 11300 | A | 7 | 1350 | A | 7 | 2.1 | E | 8 | 0.082 | F | 8 | 0.17 | F | 8 | -9900 | -9900 | ? | 0
1994-10-31 | 4:00 | 0 | 0 | 0 | 1 | 0 | 0 | 1 | 0 | 0 | 1 | 0 | 0 | 1 | 0 | 0 | 1 | 0 | 0 | 1 | 0 | 0 | 1 | 0 | 10 | A | 7 | 10 | E | 9 | 11.1 | A | 7 | 5.5 | A | 7 | 68 | A | 7 | 1004 | E | 9 | 190 | A | 7 | 9.2 | A | 7 | 16100 | A | 7 | 1140 | A | 7 | 2.2 | E | 8 | 0.082 | F | 8 | 0.17 | F | 8 | -9900 | -9900 | ? | 0
1994-10-31 | 5:00 | 0 | 0 | 0 | 1 | 0 | 0 | 1 | 0 | 0 | 1 | 0 | 0 | 1 | 0 | 0 | 1 | 0 | 0 | 1 | 0 | 0 | 1 | 0 | 10 | A | 7 | 10 | E | 9 | 11.6 | A | 7 | 6.1 | A | 7 | 69 | A | 7 | 1004 | E | 9 | 190 | A | 7 | 11.8 | A | 7 | 8000 | A | 7 | 990 | A | 7 | 2.1 | E | 8 | 0.082 | F | 8 | 0.17 | F | 8 | -9900 | -9900 | ? | 0
1994-10-31 | 6:00 | 0 | 0 | 0 | 1 | 0 | 0 | 1 | 0 | 0 | 1 | 0 | 0 | 1 | 0 | 0 | 1 | 0 | 0 | 1 | 0 | 0 | 1 | 0 | 10 | A | 7 | 10 | E | 9 | 11.1 | A | 7 | 6.6 | A | 7 | 74 | A | 7 | 1004 | E | 9 | 180 | A | 7 | 11.3 | A | 7 | 5600 | A | 7 | 960 | A | 7 | 2.1 | E | 8 | 0.082 | F | 8 | 0.17 | F | 8 | -9900 | -9900 | ? | 0
1994-10-31 | 7:00 | 2 | 220 | 0 | 1 | 24 | 0 | 1 | 27 | 0 | 1 | 24 | 0 | 1 | 24 | 0 | 1 | 27 | 0 | 1 | 24 | 0 | 1 | 43 | 10 | A | 7 | 10 | E | 9 | 11.1 | A | 7 | 7.2 | A | 7 | 77 | A | 7 | 1004 | E | 9 | 180 | A | 7 | 11.3 | A | 7 | 6400 | A | 7 | 690 | A | 7 | 2 | E | 8 | 0.082 | F | 8 | 0.17 | F | 8 | -9900 | -9900 | ? | 0
1994-10-31 | 8:00 | 145 | 1388 | 22 | 1 | 24 | 0 | 1 | 27 | 22 | 1 | 24 | 2500 | 1 | 24 | 0 | 1 | 27 | 2500 | 1 | 24 | 810 | 1 | 43 | 10 | A | 7 | 10 | E | 9 | 11.6 | A | 7 | 7.7 | A | 7 | 77 | A | 7 | 1004 | E | 9 | 170 | A | 7 | 11.3 | A | 7 | 4000 | A | 7 | 660 | A | 7 | 2 | E | 8 | 0.082 | F | 8 | 0.17 | F | 8 | -9900 | -9900 | ? | 0
1994-10-31 | 9:00 | 356 | 1388 | 67 | 1 | 24 | 0 | 1 | 27 | 67 | 1 | 24 | 7700 | 1 | 24 | 0 | 1 | 27 | 7700 | 1 | 24 | 2590 | 1 | 43 | 10 | A | 7 | 10 | E | 9 | 11.6 | A | 7 | 8.3 | A | 7 | 80 | A | 7 | 1004 | E | 9 | 180 | A | 7 | 12.3 | A | 7 | 3200 | A | 7 | 630 | A | 7 | 1.9 | E | 8 | 0.082 | F | 8 | 0.17 | F | 8 | -9900 | -9900 | ? | 0
1994-10-31 | 10:00 | 530 | 1388 | 109 | 1 | 25 | 0 | 1 | 28 | 109 | 1 | 25 | 12600 | 1 | 25 | 0 | 1 | 28 | 12600 | 1 | 25 | 4450 | 1 | 45 | 10 | B | 8 | 10 | B | 8 | 12.1 | B | 8 | 8.8 | B | 8 | 80 | A | 7 | 1004 | E | 9 | 180 | B | 8 | 11.8 | B | 8 | -9900 | ? | 0 | 620 | B | 8 | 1.9 | E | 8 | 0.082 | F | 8 | 0.17 | F | 8 | -9900 | -9900 | ? | 0
1994-10-31 | 11:00 | 651 | 1388 | 139 | 1 | 25 | 0 | 1 | 28 | 139 | 1 | 25 | 16100 | 1 | 25 | 0 | 1 | 28 | 16100 | 1 | 25 | 5910 | 1 | 45 | 10 | B | 8 | 10 | B | 8 | 12.6 | B | 8 | 9.2 | B | 8 | 80 | A | 7 | 1004 | E | 9 | 170 | B | 8 | 11.3 | B | 8 | -9900 | ? | 0 | 610 | B | 8 | 1.9 | E | 8 | 0.082 | F | 8 | 0.17 | F | 8 | -9900 | -9900 | ? | 0
1994-10-31 | 12:00 | 712 | 1388 | 154 | 1 | 24 | 0 | 1 | 27 | 154 | 1 | 24 | 17900 | 1 | 24 | 0 | 1 | 27 | 17900 | 1 | 24 | 6670 | 1 | 43 | 10 | A | 7 | 10 | E | 9 | 12.7 | A | 7 | 9.4 | A | 7 | 80 | A | 7 | 1004 | E | 9 | 170 | A | 7 | 10.8 | A | 7 | 4000 | A | 7 | 600 | A | 7 | 1.8 | E | 8 | 0.082 | F | 8 | 0.17 | F | 8 | -9900 | -9900 | ? | 0
1994-10-31 | 13:00 | 708 | 1388 | 153 | 1 | 24 | 0 | 1 | 27 | 153 | 1 | 24 | 17800 | 1 | 24 | 0 | 1 | 27 | 17800 | 1 | 24 | 6620 | 1 | 43 | 10 | A | 7 | 10 | E | 9 | 13.8 | A | 7 | 10.5 | A | 7 | 80 | A | 7 | 1004 | E | 9 | 170 | A | 7 | 9.2 | A | 7 | 4000 | A | 7 | 510 | A | 7 | 1.8 | E | 8 | 0.082 | F | 8 | 0.17 | F | 8 | -9900 | -9900 | ? | 0
1994-10-31 | 14:00 | 640 | 1388 | 95 | 1 | 24 | 0 | 1 | 27 | 95 | 1 | 24 | 11300 | 1 | 24 | 0 | 1 | 27 | 11300 | 1 | 24 | 4300 | 1 | 43 | 10 | A | 7 | 10 | E | 9 | 14.4 | A | 7 | 11.1 | A | 7 | 81 | A | 7 | 1004 | E | 9 | 190 | A | 7 | 4.6 | A | 7 | 3200 | A | 7 | 120 | A | 7 | 1.7 | E | 8 | 0.082 | F | 8 | 0.17 | F | 8 | -9900 | -9900 | ? | 0
1994-10-31 | 15:00 | 512 | 1388 | 88 | 1 | 24 | 0 | 1 | 27 | 88 | 1 | 24 | 10300 | 1 | 24 | 0 | 1 | 27 | 10300 | 1 | 24 | 3700 | 1 | 43 | 10 | A | 7 | 10 | E | 9 | 13.8 | A | 7 | 9.4 | A | 7 | 75 | A | 7 | 1004 | E | 9 | 340 | A | 7 | 4.1 | A | 7 | 5600 | A | 7 | 390 | A | 7 | 1.7 | E | 8 | 0.082 | F | 8 | 0.17 | F | 8 | -9900 | -9900 | ? | 0
1994-10-31 | 16:00 | 333 | 1388 | 62 | 1 | 24 | 0 | 1 | 27 | 62 | 1 | 24 | 7100 | 1 | 24 | 0 | 1 | 27 | 7100 | 1 | 24 | 2380 | 1 | 43 | 10 | A | 7 | 10 | E | 9 | 12.7 | A | 7 | 8.8 | A | 7 | 77 | A | 7 | 1004 | E | 9 | 330 | A | 7 | 4.1 | A | 7 | 8000 | A | 7 | 780 | A | 7 | 1.6 | E | 8 | 0.082 | F | 8 | 0.17 | F | 8 | -9900 | -9900 | ? | 0
1994-10-31 | 17:00 | 118 | 1388 | 17 | 1 | 24 | 0 | 1 | 27 | 17 | 1 | 24 | 2000 | 1 | 24 | 0 | 1 | 27 | 2000 | 1 | 24 | 630 | 1 | 43 | 10 | A | 7 | 10 | E | 9 | 12.2 | A | 7 | 8.3 | A | 7 | 77 | A | 7 | 1004 | E | 9 | 320 | A | 7 | 2.5 | A | 7 | 16100 | A | 7 | 780 | A | 7 | 1.6 | E | 8 | 0.082 | F | 8 | 0.17 | F | 8 | -9900 | -9900 | ? | 0
1994-10-31 | 18:00 | 0 | 58 | 0 | 1 | 24 | 0 | 1 | 27 | 0 | 1 | 24 | 0 | 1 | 24 | 0 | 1 | 27 | 0 | 1 | 24 | 0 | 1 | 43 | 10 | A | 7 | 10 | E | 9 | 11.1 | A | 7 | 7.2 | A | 7 | 77 | A | 7 | 1004 | E | 9 | 320 | A | 7 | 3 | A | 7 | 11300 | A | 7 | 690 | A | 7 | 1.6 | E | 8 | 0.082 | F | 8 | 0.17 | F | 8 | -9900 | -9900 | ? | 0
1994-10-31 | 19:00 | 0 | 0 | 0 | 1 | 0 | 0 | 1 | 0 | 0 | 1 | 0 | 0 | 1 | 0 | 0 | 1 | 0 | 0 | 1 | 0 | 0 | 1 | 0 | 10 | A | 7 | 10 | E | 9 | 10 | A | 7 | 5.5 | A | 7 | 74 | A | 7 | 1004 | E | 9 | 320 | A | 7 | 4.6 | A | 7 | 11300 | A | 7 | 1020 | A | 7 | 1.5 | E | 8 | 0.082 | F | 8 | 0.17 | F | 8 | -9900 | -9900 | ? | 0
1994-10-31 | 20:00 | 0 | 0 | 0 | 1 | 0 | 0 | 1 | 0 | 0 | 1 | 0 | 0 | 1 | 0 | 0 | 1 | 0 | 0 | 1 | 0 | 0 | 1 | 0 | 10 | A | 7 | 10 | E | 9 | 9.4 | A | 7 | 5.5 | A | 7 | 77 | A | 7 | 1004 | E | 9 | 340 | A | 7 | 2.5 | A | 7 | 11300 | A | 7 | 480 | A | 7 | 1.5 | E | 8 | 0.082 | F | 8 | 0.17 | F | 8 | -9900 | -9900 | ? | 0
1994-10-31 | 21:00 | 0 | 0 | 0 | 1 | 0 | 0 | 1 | 0 | 0 | 1 | 0 | 0 | 1 | 0 | 0 | 1 | 0 | 0 | 1 | 0 | 0 | 1 | 0 | 10 | A | 7 | 10 | E | 9 | 8.3 | A | 7 | 4.4 | A | 7 | 76 | A | 7 | 1004 | E | 9 | 300 | A | 7 | 1.5 | A | 7 | 16100 | A | 7 | 720 | A | 7 | 1.4 | E | 8 | 0.082 | F | 8 | 0.17 | F | 8 | -9900 | -9900 | ? | 0
1994-10-31 | 22:00 | 0 | 0 | 0 | 1 | 0 | 0 | 1 | 0 | 0 | 1 | 0 | 0 | 1 | 0 | 0 | 1 | 0 | 0 | 1 | 0 | 0 | 1 | 0 | 10 | A | 7 | 10 | E | 9 | 8.1 | A | 7 | 4.3 | A | 7 | 76 | A | 7 | 1004 | E | 9 | 330 | A | 7 | 1.3 | A | 7 | 16100 | A | 7 | 600 | A | 7 | 1.4 | E | 8 | 0.082 | F | 8 | 0.17 | F | 8 | -9900 | -9900 | ? | 0
1994-10-31 | 23:00 | 0 | 0 | 0 | 1 | 0 | 0 | 1 | 0 | 0 | 1 | 0 | 0 | 1 | 0 | 0 | 1 | 0 | 0 | 1 | 0 | 0 | 1 | 0 | 2 | A | 7 | 2 | E | 9 | 7.9 | A | 7 | 4.3 | A | 7 | 76 | A | 7 | 1004 | E | 9 | 200 | A | 7 | 1.1 | A | 7 | 16100 | A | 7 | 77777 | A | 7 | 1.3 | E | 8 | 0.082 | F | 8 | 0.17 | F | 8 | -9900 | -9900 | ? | 0
1994-10-31 | 24:00 | 0 | 0 | 0 | 1 | 0 | 0 | 1 | 0 | 0 | 1 | 0 | 0 | 1 | 0 | 0 | 1 | 0 | 0 | 1 | 0 | 0 | 1 | 0 | 10 | A | 7 | 10 | E | 9 | 7.7 | A | 7 | 4.2 | A | 7 | 79 | A | 7 | 1004 | E | 9 | 180 | A | 7 | 0.9 | A | 7 | 16100 | A | 7 | 750 | A | 7 | 1.3 | E | 8 | 0.082 | F | 8 | 0.17 | F | 8 | -9900 | -9900 | ? | 0
2004-11-01 | 1:00 | 0 | 0 | 0 | 2 | 0 | 0 | 2 | 0 | 0 | 2 | 0 | 0 | 2 | 0 | 0 | 2 | 0 | 0 | 2 | 0 | 0 | 2 | 0 | 9 | E | 9 | 8 | E | 9 | 7.6 | A | 7 | 4.2 | A | 7 | 75 | A | 7 | 1004 | E | 9 | 0 | A | 7 | 0.6 | A | 7 | 12900 | A | 7 | 77777 | A | 7 | 1.5 | E | 8 | 0.076 | F | 8 | 0.17 | F | 8 | -9900 | -9900 | ? | 0
2004-11-01 | 2:00 | 0 | 0 | 0 | 2 | 0 | 0 | 2 | 0 | 0 | 2 | 0 | 0 | 2 | 0 | 0 | 2 | 0 | 0 | 2 | 0 | 0 | 2 | 0 | 8 | E | 9 | 7 | E | 9 | 7.4 | A | 7 | 4.1 | A | 7 | 81 | A | 7 | 1004 | E | 9 | 0 | A | 7 | 0.4 | A | 7 | 11300 | A | 7 | 77777 | A | 7 | 1.7 | E | 8 | 0.076 | F | 8 | 0.17 | F | 8 | -9900 | -9900 | ? | 0
2004-11-01 | 3:00 | 0 | 0 | 0 | 2 | 0 | 0 | 2 | 0 | 0 | 2 | 0 | 0 | 2 | 0 | 0 | 2 | 0 | 0 | 2 | 0 | 0 | 2 | 0 | 10 | E | 9 | 9 | E | 9 | 7.2 | A | 7 | 4.1 | A | 7 | 81 | A | 7 | 1004 | E | 9 | 0 | A | 7 | 0.2 | A | 7 | 9700 | A | 7 | 77777 | A | 7 | 1.9 | E | 8 | 0.076 | F | 8 | 0.17 | F | 8 | -9900 | -9900 | ? | 0
2004-11-01 | 4:00 | 0 | 0 | 0 | 2 | 0 | 0 | 2 | 0 | 0 | 2 | 0 | 0 | 2 | 0 | 0 | 2 | 0 | 0 | 2 | 0 | 0 | 2 | 0 | 10 | E | 9 | 9 | E | 9 | 7 | A | 7 | 4 | A | 7 | 81 | A | 7 | 1004 | E | 9 | 0 | A | 7 | 0 | A | 7 | 8000 | A | 7 | 2100 | A | 7 | 2.1 | E | 8 | 0.076 | F | 8 | 0.17 | F | 8 | 0 | 1 | A | 7
2004-11-01 | 5:00 | 0 | 0 | 0 | 2 | 0 | 0 | 2 | 0 | 0 | 2 | 0 | 0 | 2 | 0 | 0 | 2 | 0 | 0 | 2 | 0 | 0 | 2 | 0 | 10 | E | 9 | 10 | E | 9 | 7 | A | 7 | 4 | A | 7 | 81 | A | 7 | 1004 | E | 9 | 170 | A | 7 | 1.5 | A | 7 | 11300 | A | 7 | 1320 | A | 7 | 2.2 | E | 8 | 0.076 | F | 8 | 0.17 | F | 8 | 0 | 1 | A | 7
2004-11-01 | 6:00 | 0 | 0 | 0 | 2 | 0 | 0 | 2 | 0 | 0 | 2 | 0 | 0 | 2 | 0 | 0 | 2 | 0 | 0 | 2 | 0 | 0 | 2 | 0 | 10 | E | 9 | 10 | E | 9 | 7 | A | 7 | 4 | A | 7 | 81 | A | 7 | 1004 | E | 9 | 150 | A | 7 | 4.1 | A | 7 | 12900 | A | 7 | 1440 | A | 7 | 2.3 | E | 8 | 0.076 | F | 8 | 0.17 | F | 8 | 0 | 1 | A | 7
2004-11-01 | 7:00 | 1 | 174 | 0 | 2 | 8 | 0 | 2 | 15 | 0 | 2 | 8 | 0 | 2 | 8 | 0 | 2 | 15 | 0 | 2 | 8 | 0 | 2 | 19 | 10 | E | 9 | 10 | E | 9 | 8 | A | 7 | 4 | A | 7 | 76 | A | 7 | 1004 | E | 9 | 0 | A | 7 | 0 | A | 7 | 16100 | A | 7 | 1260 | A | 7 | 2.4 | E | 8 | 0.076 | F | 8 | 0.17 | F | 8 | 0 | 1 | A | 7
2004-11-01 | 8:00 | 136 | 1389 | 32 | 2 | 8 | 37 | 2 | 15 | 29 | 2 | 8 | 3600 | 2 | 8 | 2000 | 2 | 15 | 3400 | 2 | 8 | 600 | 2 | 19 | 10 | E | 9 | 10 | E | 9 | 8 | A | 7 | 4 | A | 7 | 76 | A | 7 | 1004 | E | 9 | 160 | A | 7 | 1.5 | A | 7 | 16100 | A | 7 | 1170 | A | 7 | 2.4 | E | 8 | 0.076 | F | 8 | 0.17 | F | 8 | -9900 | -9900 | ? | 0
2004-11-01 | 9:00 | 347 | 1389 | 128 | 2 | 8 | 113 | 2 | 15 | 100 | 2 | 8 | 13900 | 2 | 8 | 9700 | 2 | 15 | 11500 | 2 | 8 | 2190 | 2 | 19 | 10 | E | 9 | 10 | E | 9 | 8 | A | 7 | 5 | A | 7 | 81 | A | 7 | 1004 | E | 9 | 180 | A | 7 | 3.1 | A | 7 | 16100 | A | 7 | 1020 | A | 7 | 2.4 | E | 8 | 0.076 | F | 8 | 0.17 | F | 8 | -9900 | -9900 | ? | 0
2004-11-01 | 10:00 | 521 | 1389 | 107 | 2 | 8 | 0 | 2 | 15 | 107 | 2 | 8 | 12300 | 2 | 8 | 0 | 2 | 15 | 12300 | 2 | 8 | 4350 | 2 | 19 | 10 | E | 9 | 10 | E | 9 | 10 | A | 7 | 5 | A | 7 | 71 | A | 7 | 1004 | E | 9 | 180 | A | 7 | 4.1 | A | 7 | 16100 | A | 7 | 900 | A | 7 | 2.4 | E | 8 | 0.076 | F | 8 | 0.17 | F | 8 | 1 | 6 | A | 7
2004-11-01 | 11:00 | 642 | 1389 | 239 | 2 | 8 | 71 | 2 | 15 | 206 | 2 | 8 | 26200 | 2 | 8 | 7000 | 2 | 15 | 23000 | 2 | 8 | 5930 | 2 | 19 | 10 | E | 9 | 10 | E | 9 | 9 | A | 7 | 6 | A | 7 | 81 | A | 7 | 1004 | E | 9 | 170 | A | 7 | 5.7 | A | 7 | 8000 | A | 7 | 750 | A | 7 | 2.5 | E | 8 | 0.076 | F | 8 | 0.17 | F | 8 | 0 | 1 | A | 7
2004-11-01 | 12:00 | 702 | 1389 | 261 | 2 | 8 | 66 | 2 | 15 | 228 | 2 | 8 | 28700 | 2 | 8 | 6600 | 2 | 15 | 25400 | 2 | 8 | 6770 | 2 | 19 | 8 | E | 9 | 8 | E | 9 | 10 | A | 7 | 7 | A | 7 | 82 | A | 7 | 1004 | E | 9 | 160 | A | 7 | 7.7 | A | 7 | 16100 | A | 7 | 690 | A | 7 | 2.5 | E | 8 | 0.076 | F | 8 | 0.17 | F | 8 | -9900 | -9900 | ? | 0
2004-11-01 | 13:00 | 699 | 1389 | 158 | 2 | 8 | 0 | 2 | 15 | 158 | 2 | 8 | 18300 | 2 | 8 | 0 | 2 | 15 | 18300 | 2 | 8 | 6740 | 2 | 19 | 10 | E | 9 | 10 | E | 9 | 11 | A | 7 | 8 | A | 7 | 82 | A | 7 | 1004 | E | 9 | 170 | A | 7 | 6.2 | A | 7 | 16100 | A | 7 | 630 | A | 7 | 2.6 | E | 8 | 0.076 | F | 8 | 0.17 | F | 8 | 0 | 3 | A | 7
2004-11-01 | 14:00 | 630 | 1389 | 197 | 2 | 8 | 19 | 2 | 15 | 189 | 2 | 8 | 22300 | 2 | 8 | 1600 | 2 | 15 | 21600 | 2 | 8 | 7210 | 2 | 19 | 10 | E | 9 | 10 | E | 9 | 12 | A | 7 | 8 | A | 7 | 76 | A | 7 | 1004 | E | 9 | 170 | A | 7 | 7.7 | A | 7 | 16100 | A | 7 | 300 | A | 7 | 2.6 | E | 8 | 0.076 | F | 8 | 0.17 | F | 8 | -9900 | -9900 | ? | 0
2004-11-01 | 15:00 | 503 | 1389 | 186 | 2 | 8 | 65 | 2 | 15 | 162 | 2 | 8 | 20300 | 2 | 8 | 6200 | 2 | 15 | 18100 | 2 | 8 | 4320 | 2 | 19 | 10 | E | 9 | 10 | E | 9 | 12 | A | 7 | 8 | A | 7 | 76 | A | 7 | 1004 | E | 9 | 160 | A | 7 | 7.2 | A | 7 | 16100 | A | 7 | 390 | A | 7 | 2.6 | E | 8 | 0.076 | F | 8 | 0.17 | F | 8 | -9900 | -9900 | ? | 0
2004-11-01 | 16:00 | 324 | 1389 | 55 | 2 | 8 | 0 | 2 | 15 | 55 | 2 | 8 | 6400 | 2 | 8 | 0 | 2 | 15 | 6400 | 2 | 8 | 2140 | 2 | 19 | 10 | E | 9 | 10 | E | 9 | 12 | A | 7 | 9 | A | 7 | 82 | A | 7 | 1004 | E | 9 | 160 | A | 7 | 5.7 | A | 7 | 16100 | A | 7 | 240 | A | 7 | 2.7 | E | 8 | 0.076 | F | 8 | 0.17 | F | 8 | 0 | 6 | A | 7
2004-11-01 | 17:00 | 110 | 1377 | 9 | 2 | 8 | 0 | 2 | 15 | 9 | 2 | 8 | 1100 | 2 | 8 | 0 | 2 | 15 | 1100 | 2 | 8 | 360 | 2 | 19 | 10 | E | 9 | 10 | E | 9 | 12 | A | 7 | 9 | A | 7 | 82 | A | 7 | 1004 | E | 9 | 180 | A | 7 | 4.6 | A | 7 | 16100 | A | 7 | 420 | A | 7 | 2.7 | E | 8 | 0.076 | F | 8 | 0.17 | F | 8 | -9900 | -9900 | ? | 0
2004-11-01 | 18:00 | 0 | 0 | 0 | 2 | 0 | 0 | 2 | 0 | 0 | 2 | 0 | 0 | 2 | 0 | 0 | 2 | 0 | 0 | 2 | 0 | 0 | 2 | 0 | 10 | E | 9 | 9 | E | 9 | 12 | A | 7 | 9 | A | 7 | 82 | A | 7 | 1004 | E | 9 | 180 | A | 7 | 5.1 | A | 7 | 16100 | A | 7 | 1500 | A | 7 | 2.7 | E | 8 | 0.076 | F | 8 | 0.17 | F | 8 | -9900 | -9900 | ? | 0
2004-11-01 | 19:00 | 0 | 0 | 0 | 2 | 0 | 0 | 2 | 0 | 0 | 2 | 0 | 0 | 2 | 0 | 0 | 2 | 0 | 0 | 2 | 0 | 0 | 2 | 0 | 10 | E | 9 | 10 | E | 9 | 12 | A | 7 | 9 | A | 7 | 82 | A | 7 | 1004 | E | 9 | 190 | A | 7 | 4.6 | A | 7 | 16100 | A | 7 | 1500 | A | 7 | 2.7 | E | 8 | 0.076 | F | 8 | 0.17 | F | 8 | -9900 | -9900 | ? | 0
2004-11-01 | 20:00 | 0 | 0 | 0 | 2 | 0 | 0 | 2 | 0 | 0 | 2 | 0 | 0 | 2 | 0 | 0 | 2 | 0 | 0 | 2 | 0 | 0 | 2 | 0 | 10 | E | 9 | 10 | E | 9 | 13 | A | 7 | 9 | A | 7 | 77 | A | 7 | 1004 | E | 9 | 190 | A | 7 | 4.1 | A | 7 | 16100 | A | 7 | 1800 | A | 7 | 2.8 | E | 8 | 0.076 | F | 8 | 0.17 | F | 8 | -9900 | -9900 | ? | 0
2004-11-01 | 21:00 | 0 | 0 | 0 | 2 | 0 | 0 | 2 | 0 | 0 | 2 | 0 | 0 | 2 | 0 | 0 | 2 | 0 | 0 | 2 | 0 | 0 | 2 | 0 | 10 | E | 9 | 10 | E | 9 | 13 | A | 7 | 9 | A | 7 | 77 | A | 7 | 1004 | E | 9 | 180 | A | 7 | 3.6 | A | 7 | 16100 | A | 7 | 1440 | A | 7 | 2.8 | E | 8 | 0.076 | F | 8 | 0.17 | F | 8 | -9900 | -9900 | ? | 0
2004-11-01 | 22:00 | 0 | 0 | 0 | 2 | 0 | 0 | 2 | 0 | 0 | 2 | 0 | 0 | 2 | 0 | 0 | 2 | 0 | 0 | 2 | 0 | 0 | 2 | 0 | 10 | E | 9 | 9 | E | 9 | 13 | A | 7 | 9 | A | 7 | 77 | A | 7 | 1004 | E | 9 | 170 | A | 7 | 4.6 | A | 7 | 16100 | A | 7 | 1800 | A | 7 | 2.8 | E | 8 | 0.076 | F | 8 | 0.17 | F | 8 | -9900 | -9900 | ? | 0
2004-11-01 | 23:00 | 0 | 0 | 0 | 2 | 0 | 0 | 2 | 0 | 0 | 2 | 0 | 0 | 2 | 0 | 0 | 2 | 0 | 0 | 2 | 0 | 0 | 2 | 0 | 10 | E | 9 | 10 | E | 9 | 13 | A | 7 | 9 | A | 7 | 77 | A | 7 | 1004 | E | 9 | 0 | A | 7 | 0 | A | 7 | 16100 | A | 7 | 1380 | A | 7 | 2.8 | E | 8 | 0.076 | F | 8 | 0.17 | F | 8 | -9900 | -9900 | ? | 0
2004-11-01 | 24:00 | 0 | 0 | 0 | 2 | 0 | 0 | 2 | 0 | 0 | 2 | 0 | 0 | 2 | 0 | 0 | 2 | 0 | 0 | 2 | 0 | 0 | 2 | 0 | 10 | E | 9 | 10 | E | 9 | 13 | A | 7 | 9 | A | 7 | 77 | A | 7 | 1004 | E | 9 | 200 | A | 7 | 1.5 | A | 7 | 16100 | A | 7 | 1440 | A | 7 | 2.8 | E | 8 | 0.076 | F | 8 | 0.17 | F | 8 | -9900 | -9900 | ? | 0
2004-11-02 | 1:00 | 0 | 0 | 0 | 2 | 0 | 0 | 2 | 0 | 0 | 2 | 0 | 0 | 2 | 0 | 0 | 2 | 0 | 0 | 2 | 0 | 0 | 2 | 0 | 10 | E | 9 | 10 | E | 9 | 13 | A | 7 | 9 | A | 7 | 77 | A | 7 | 1004 | E | 9 | 180 | A | 7 | 3.6 | A | 7 | 16100 | A | 7 | 1800 | A | 7 | 2.9 | E | 8 | 0.076 | F | 8 | 0.17 | F | 8 | -9900 | -9900 | ? | 0
2004-11-02 | 2:00 | 0 | 0 | 0 | 2 | 0 | 0 | 2 | 0 | 0 | 2 | 0 | 0 | 2 | 0 | 0 | 2 | 0 | 0 | 2 | 0 | 0 | 2 | 0 | 9 | E | 9 | 9 | E | 9 | 13 | A | 7 | 9 | A | 7 | 77 | A | 7 | 1004 | E | 9 | 190 | A | 7 | 2.6 | A | 7 | 16100 | A | 7 | 77777 | A | 7 | 2.9 | E | 8 | 0.076 | F | 8 | 0.17 | F | 8 | -9900 | -9900 | ? | 0
2004-11-02 | 3:00 | 0 | 0 | 0 | 2 | 0 | 0 | 2 | 0 | 0 | 2 | 0 | 0 | 2 | 0 | 0 | 2 | 0 | 0 | 2 | 0 | 0 | 2 | 0 | 10 | E | 9 | 9 | A | 7 | 13 | A | 7 | 9 | A | 7 | 77 | A | 7 | 1004 | E | 9 | 190 | A | 7 | 5.7 | A | 7 | 16100 | A | 7 | 2100 | A | 7 | 3 | E | 8 | 0.076 | F | 8 | 0.17 | F | 8 | -9900 | -9900 | ? | 0
2004-11-02 | 4:00 | 0 | 0 | 0 | 2 | 0 | 0 | 2 | 0 | 0 | 2 | 0 | 0 | 2 | 0 | 0 | 2 | 0 | 0 | 2 | 0 | 0 | 2 | 0 | 10 | E | 9 | 9 | E | 9 | 13 | A | 7 | 9 | A | 7 | 77 | A | 7 | 1004 | E | 9 | 200 | A | 7 | 3.1 | A | 7 | 16100 | A | 7 | 1290 | A | 7 | 3.1 | E | 8 | 0.076 | F | 8 | 0.17 | F | 8 | 1 | 24 | A | 7
2004-11-02 | 5:00 | 0 | 0 | 0 | 2 | 0 | 0 | 2 | 0 | 0 | 2 | 0 | 0 | 2 | 0 | 0 | 2 | 0 | 0 | 2 | 0 | 0 | 2 | 0 | 10 | E | 9 | 9 | E | 9 | 13 | A | 7 | 9 | A | 7 | 77 | A | 7 | 1004 | E | 9 | 180 | A | 7 | 5.7 | A | 7 | 16100 | A | 7 | 960 | A | 7 | 3 | E | 8 | 0.076 | F | 8 | 0.17 | F | 8 | -9900 | -9900 | ? | 0
2004-11-02 | 6:00 | 0 | 0 | 0 | 2 | 0 | 0 | 2 | 0 | 0 | 2 | 0 | 0 | 2 | 0 | 0 | 2 | 0 | 0 | 2 | 0 | 0 | 2 | 0 | 10 | E | 9 | 10 | E | 9 | 13 | A | 7 | 9 | A | 7 | 77 | A | 7 | 1004 | E | 9 | 180 | A | 7 | 6.7 | A | 7 | 16100 | A | 7 | 1170 | A | 7 | 3 | E | 8 | 0.076 | F | 8 | 0.17 | F | 8 | -9900 | -9900 | ? | 0
2004-11-02 | 7:00 | 1 | 127 | 0 | 2 | 8 | 0 | 2 | 15 | 0 | 2 | 8 | 0 | 2 | 8 | 0 | 2 | 15 | 0 | 2 | 8 | 0 | 2 | 19 | 10 | E | 9 | 10 | A | 7 | 13 | A | 7 | 9 | A | 7 | 77 | A | 7 | 1004 | E | 9 | 180 | A | 7 | 6.7 | A | 7 | 16100 | A | 7 | 960 | A | 7 | 2.9 | E | 8 | 0.076 | F | 8 | 0.17 | F | 8 | -9900 | -9900 | ? | 0
2004-11-02 | 8:00 | 131 | 1390 | 25 | 2 | 8 | 4 | 2 | 15 | 24 | 2 | 8 | 2800 | 2 | 8 | 0 | 2 | 15 | 2800 | 2 | 8 | 850 | 2 | 19 | 10 | E | 9 | 9 | E | 9 | 14 | A | 7 | 10 | A | 7 | 77 | A | 7 | 1004 | E | 9 | 180 | A | 7 | 8.2 | A | 7 | 16100 | A | 7 | 1260 | A | 7 | 2.9 | E | 8 | 0.076 | F | 8 | 0.17 | F | 8 | -9900 | -9900 | ? | 0
2004-11-02 | 9:00 | 342 | 1390 | 110 | 2 | 8 | 70 | 2 | 15 | 93 | 2 | 8 | 12100 | 2 | 8 | 6100 | 2 | 15 | 10600 | 2 | 8 | 2380 | 2 | 19 | 10 | E | 9 | 9 | E | 9 | 14 | A | 7 | 10 | A | 7 | 77 | A | 7 | 1004 | E | 9 | 180 | A | 7 | 8.2 | A | 7 | 16100 | A | 7 | 1290 | A | 7 | 2.9 | E | 8 | 0.076 | F | 8 | 0.17 | F | 8 | -9900 | -9900 | ? | 0
2004-11-02 | 10:00 | 515 | 1390 | 81 | 2 | 8 | 0 | 2 | 15 | 81 | 2 | 8 | 9500 | 2 | 8 | 0 | 2 | 15 | 9500 | 2 | 8 | 3460 | 2 | 19 | 10 | E | 9 | 9 | E | 9 | 14 | A | 7 | 11 | A | 7 | 82 | A | 7 | 1004 | E | 9 | 280 | A | 7 | 5.1 | A | 7 | 4000 | A | 7 | 240 | A | 7 | 2.9 | E | 8 | 0.076 | F | 8 | 0.17 | F | 8 | 3 | 1 | A | 7
2004-11-02 | 11:00 | 636 | 1390 | 100 | 2 | 8 | 0 | 2 | 15 | 100 | 2 | 8 | 11900 | 2 | 8 | 0 | 2 | 15 | 11900 | 2 | 8 | 4480 | 2 | 19 | 10 | E | 9 | 10 | E | 9 | 14 | A | 7 | 11 | A | 7 | 82 | A | 7 | 1004 | E | 9 | 250 | A | 7 | 3.1 | A | 7 | 12900 | A | 7 | 1110 | A | 7 | 2.8 | E | 8 | 0.076 | F | 8 | 0.17 | F | 8 | 6 | 1 | A | 7
2004-11-02 | 12:00 | 696 | 1390 | 113 | 2 | 8 | 0 | 2 | 15 | 113 | 2 | 8 | 13400 | 2 | 8 | 0 | 2 | 15 | 13400 | 2 | 8 | 5150 | 2 | 19 | 10 | E | 9 | 10 | A | 7 | 14 | A | 7 | 11 | A | 7 | 82 | A | 7 | 1004 | E | 9 | 180 | A | 7 | 2.1 | A | 7 | 6400 | A | 7 | 810 | A | 7 | 2.7 | E | 8 | 0.076 | F | 8 | 0.17 | F | 8 | 2 | 1 | A | 7
2004-11-02 | 13:00 | 692 | 1390 | 114 | 2 | 8 | 0 | 2 | 15 | 114 | 2 | 8 | 13500 | 2 | 8 | 0 | 2 | 15 | 13500 | 2 | 8 | 5170 | 2 | 19 | 10 | E | 9 | 9 | A | 7 | 14 | A | 7 | 11 | A | 7 | 82 | A | 7 | 1004 | E | 9 | 190 | A | 7 | 1.5 | A | 7 | 9700 | A | 7 | 720 | A | 7 | 2.5 | E | 8 | 0.076 | F | 8 | 0.17 | F | 8 | 1 | 1 | A | 7
2004-11-02 | 14:00 | 624 | 1390 | 102 | 2 | 8 | 0 | 2 | 15 | 102 | 2 | 8 | 12100 | 2 | 8 | 0 | 2 | 15 | 12100 | 2 | 8 | 4520 | 2 | 19 | 10 | E | 9 | 9 | A | 7 | 14 | A | 7 | 11 | A | 7 | 82 | A | 7 | 1004 | E | 9 | 50 | A | 7 | 1.5 | A | 7 | 8000 | A | 7 | 630 | A | 7 | 2.4 | E | 8 | 0.076 | F | 8 | 0.17 | F | 8 | 1 | 1 | A | 7
2004-11-02 | 15:00 | 497 | 1390 | 78 | 2 | 8 | 0 | 2 | 15 | 78 | 2 | 8 | 9200 | 2 | 8 | 0 | 2 | 15 | 9200 | 2 | 8 | 3310 | 2 | 19 | 10 | E | 9 | 10 | A | 7 | 12 | A | 7 | 8 | A | 7 | 76 | A | 7 | 1004 | E | 9 | 350 | A | 7 | 3.6 | A | 7 | 9700 | A | 7 | 660 | A | 7 | 2.2 | E | 8 | 0.076 | F | 8 | 0.17 | F | 8 | 2 | 1 | A | 7
2004-11-02 | 16:00 | 318 | 1390 | 44 | 2 | 8 | 0 | 2 | 15 | 44 | 2 | 8 | 5200 | 2 | 8 | 0 | 2 | 15 | 5200 | 2 | 8 | 1770 | 2 | 19 | 10 | E | 9 | 10 | A | 7 | 11 | A | 7 | 7 | A | 7 | 76 | A | 7 | 1004 | E | 9 | 20 | A | 7 | 2.1 | A | 7 | 6400 | A | 7 | 30 | A | 7 | 2 | E | 8 | 0.076 | F | 8 | 0.17 | F | 8 | 6 | 1 | A | 7
2004-11-02 | 17:00 | 104 | 1355 | 7 | 2 | 8 | 0 | 2 | 15 | 7 | 2 | 8 | 900 | 2 | 8 | 0 | 2 | 15 | 900 | 2 | 8 | 280 | 2 | 19 | 10 | E | 9 | 10 | E | 9 | 9 | A | 7 | 6 | A | 7 | 81 | A | 7 | 1004 | E | 9 | 30 | A | 7 | 4.6 | A | 7 | 6400 | A | 7 | 180 | A | 7 | 1.9 | E | 8 | 0.076 | F | 8 | 0.17 | F | 8 | 3 | 1 | A | 7
2004-11-02 | 18:00 | 0 | 0 | 0 | 2 | 0 | 0 | 2 | 0 | 0 | 2 | 0 | 0 | 2 | 0 | 0 | 2 | 0 | 0 | 2 | 0 | 0 | 2 | 0 | 10 | B | 8 | 10 | B | 8 | 8.8 | B | 8 | 6 | B | 8 | 83 | A | 7 | 1004 | E | 9 | 40 | B | 8 | 3.6 | B | 8 | -9900 | ? | 0 | 360 | B | 8 | 1.8 | E | 8 | 0.076 | F | 8 | 0.17 | F | 8 | 0 | 1 | A | 7
2004-11-02 | 19:00 | 0 | 0 | 0 | 2 | 0 | 0 | 2 | 0 | 0 | 2 | 0 | 0 | 2 | 0 | 0 | 2 | 0 | 0 | 2 | 0 | 0 | 2 | 0 | 10 | E | 9 | 10 | E | 9 | 9 | A | 7 | 6 | A | 7 | 81 | A | 7 | 1004 | E | 9 | 40 | A | 7 | 2.6 | A | 7 | 16100 | A | 7 | 540 | A | 7 | 1.6 | E | 8 | 0.076 | F | 8 | 0.17 | F | 8 | 4 | 3 | A | 7
2004-11-02 | 20:00 | 0 | 0 | 0 | 2 | 0 | 0 | 2 | 0 | 0 | 2 | 0 | 0 | 2 | 0 | 0 | 2 | 0 | 0 | 2 | 0 | 0 | 2 | 0 | 10 | E | 9 | 10 | E | 9 | 9 | A | 7 | 6 | A | 7 | 81 | A | 7 | 1004 | E | 9 | 0 | A | 7 | 0 | A | 7 | 16100 | A | 7 | 480 | A | 7 | 1.5 | E | 8 | 0.076 | F | 8 | 0.17 | F | 8 | -9900 | -9900 | ? | 0
2004-11-02 | 21:00 | 0 | 0 | 0 | 2 | 0 | 0 | 2 | 0 | 0 | 2 | 0 | 0 | 2 | 0 | 0 | 2 | 0 | 0 | 2 | 0 | 0 | 2 | 0 | 10 | E | 9 | 10 | E | 9 | 9 | A | 7 | 6 | A | 7 | 81 | A | 7 | 1004 | E | 9 | 0 | A | 7 | 0 | A | 7 | 16100 | A | 7 | 420 | A | 7 | 1.4 | E | 8 | 0.076 | F | 8 | 0.17 | F | 8 | -9900 | -9900 | ? | 0
2004-11-02 | 22:00 | 0 | 0 | 0 | 2 | 0 | 0 | 2 | 0 | 0 | 2 | 0 | 0 | 2 | 0 | 0 | 2 | 0 | 0 | 2 | 0 | 0 | 2 | 0 | 10 | E | 9 | 9 | E | 9 | 9 | A | 7 | 6 | A | 7 | 81 | A | 7 | 1004 | E | 9 | 220 | A | 7 | 1.5 | A | 7 | 16100 | A | 7 | 480 | A | 7 | 1.2 | E | 8 | 0.076 | F | 8 | 0.17 | F | 8 | 4 | 6 | A | 7
2004-11-02 | 23:00 | 0 | 0 | 0 | 2 | 0 | 0 | 2 | 0 | 0 | 2 | 0 | 0 | 2 | 0 | 0 | 2 | 0 | 0 | 2 | 0 | 0 | 2 | 0 | 10 | E | 9 | 10 | E | 9 | 9 | A | 7 | 6 | A | 7 | 81 | A | 7 | 1004 | E | 9 | 0 | A | 7 | 0 | A | 7 | 16100 | A | 7 | 1260 | A | 7 | 1.2 | E | 8 | 0.076 | F | 8 | 0.17 | F | 8 | 0 | 1 | A | 7
2004-11-02 | 24:00 | 0 | 0 | 0 | 2 | 0 | 0 | 2 | 0 | 0 | 2 | 0 | 0 | 2 | 0 | 0 | 2 | 0 | 0 | 2 | 0 | 0 | 2 | 0 | 10 | E | 9 | 10 | E | 9 | 8 | A | 7 | 6 | A | 7 | 87 | A | 7 | 1004 | E | 9 | 300 | A | 7 | 1.5 | A | 7 | 11300 | A | 7 | 1170 | A | 7 | 1.2 | E | 8 | 0.076 | F | 8 | 0.17 | F | 8 | -9900 | -9900 | ? | 0
2004-11-03 | 1:00 | 0 | 0 | 0 | 2 | 0 | 0 | 2 | 0 | 0 | 2 | 0 | 0 | 2 | 0 | 0 | 2 | 0 | 0 | 2 | 0 | 0 | 2 | 0 | 9 | B | 8 | 9 | B | 8 | 8 | B | 8 | 5.5 | B | 8 | 84 | A | 7 | 1004 | E | 9 | 320 | B | 8 | 1.8 | B | 8 | -9900 | ? | 0 | 1635 | B | 8 | 1.1 | E | 8 | 0.075 | F | 8 | 0.17 | F | 8 | -9900 | -9900 | ? | 0
2004-11-03 | 2:00 | 0 | 0 | 0 | 2 | 0 | 0 | 2 | 0 | 0 | 2 | 0 | 0 | 2 | 0 | 0 | 2 | 0 | 0 | 2 | 0 | 0 | 2 | 0 | 8 | E | 9 | 8 | E | 9 | 8 | A | 7 | 5 | A | 7 | 81 | A | 7 | 1004 | E | 9 | 330 | A | 7 | 2.1 | A | 7 | 16100 | A | 7 | 2100 | A | 7 | 1.1 | E | 8 | 0.075 | F | 8 | 0.17 | F | 8 | -9900 | -9900 | ? | 0
2004-11-03 | 3:00 | 0 | 0 | 0 | 2 | 0 | 0 | 2 | 0 | 0 | 2 | 0 | 0 | 2 | 0 | 0 | 2 | 0 | 0 | 2 | 0 | 0 | 2 | 0 | 10 | E | 9 | 10 | E | 9 | 8 | A | 7 | 6 | A | 7 | 87 | A | 7 | 1004 | E | 9 | 10 | A | 7 | 1.5 | A | 7 | 2400 | A | 7 | 1110 | A | 7 | 1.1 | E | 8 | 0.075 | F | 8 | 0.17 | F | 8 | -9900 | -9900 | ? | 0
2004-11-03 | 4:00 | 0 | 0 | 0 | 2 | 0 | 0 | 2 | 0 | 0 | 2 | 0 | 0 | 2 | 0 | 0 | 2 | 0 | 0 | 2 | 0 | 0 | 2 | 0 | 10 | E | 9 | 10 | E | 9 | 8 | A | 7 | 6 | A | 7 | 87 | A | 7 | 1004 | E | 9 | 0 | A | 7 | 0 | A | 7 | 1200 | A | 7 | 30 | A | 7 | 1.1 | E | 8 | 0.075 | F | 8 | 0.17 | F | 8 | 0 | 6 | A | 7
2004-11-03 | 5:00 | 0 | 0 | 0 | 2 | 0 | 0 | 2 | 0 | 0 | 2 | 0 | 0 | 2 | 0 | 0 | 2 | 0 | 0 | 2 | 0 | 0 | 2 | 0 | 8 | E | 9 | 8 | E | 9 | 6 | A | 7 | 3 | A | 7 | 81 | A | 7 | 1004 | E | 9 | 310 | A | 7 | 2.1 | A | 7 | 14500 | A | 7 | 1500 | A | 7 | 1 | E | 8 | 0.075 | F | 8 | 0.17 | F | 8 | -9900 | -9900 | ? | 0
2004-11-03 | 6:00 | 0 | 0 | 0 | 2 | 0 | 0 | 2 | 0 | 0 | 2 | 0 | 0 | 2 | 0 | 0 | 2 | 0 | 0 | 2 | 0 | 0 | 2 | 0 | 0 | E | 9 | 0 | E | 9 | 6 | A | 7 | 2 | A | 7 | 75 | A | 7 | 1004 | E | 9 | 310 | A | 7 | 2.1 | A | 7 | 16100 | A | 7 | 77777 | A | 7 | 1 | E | 8 | 0.075 | F | 8 | 0.17 | F | 8 | -9900 | -9900 | ? | 0
2004-11-03 | 7:00 | 1 | 104 | 0 | 2 | 8 | 0 | 2 | 15 | 0 | 2 | 8 | 0 | 2 | 8 | 0 | 2 | 15 | 0 | 2 | 8 | 0 | 2 | 19 | 0 | E | 9 | 0 | E | 9 | 4 | A | 7 | 2 | A | 7 | 87 | A | 7 | 1004 | E | 9 | 0 | A | 7 | 0 | A | 7 | 16100 | A | 7 | 77777 | A | 7 | 1 | E | 8 | 0.075 | F | 8 | 0.17 | F | 8 | -9900 | -9900 | ? | 0
2004-11-03 | 8:00 | 125 | 1391 | 22 | 2 | 8 | 4 | 2 | 15 | 21 | 2 | 8 | 2500 | 2 | 8 | 0 | 2 | 15 | 2500 | 2 | 8 | 750 | 2 | 19 | 8 | E | 9 | 8 | E | 9 | 6 | A | 7 | 3 | A | 7 | 81 | A | 7 | 1004 | E | 9 | 320 | A | 7 | 1.5 | A | 7 | 16100 | A | 7 | 1080 | A | 7 | 1 | E | 8 | 0.075 | F | 8 | 0.17 | F | 8 | -9900 | -9900 | ? | 0
2004-11-03 | 9:00 | 336 | 1391 | 68 | 2 | 8 | 0 | 2 | 15 | 68 | 2 | 8 | 7800 | 2 | 8 | 0 | 2 | 15 | 7800 | 2 | 8 | 2560 | 2 | 19 | 10 | E | 9 | 10 | E | 9 | 7 | A | 7 | 4 | A | 7 | 81 | A | 7 | 1004 | E | 9 | 50 | A | 7 | 1.5 | A | 7 | 14500 | A | 7 | 960 | A | 7 | 1 | E | 8 | 0.075 | F | 8 | 0.17 | F | 8 | -9900 | -9900 | ? | 0
2004-11-03 | 10:00 | 509 | 1391 | 182 | 2 | 8 | 69 | 2 | 15 | 157 | 2 | 8 | 20000 | 2 | 8 | 6600 | 2 | 15 | 17600 | 2 | 8 | 4240 | 2 | 19 | 10 | E | 9 | 10 | E | 9 | 8 | A | 7 | 5 | A | 7 | 81 | A | 7 | 1004 | E | 9 | 360 | A | 7 | 2.6 | A | 7 | 16100 | A | 7 | 900 | A | 7 | 0.9 | E | 8 | 0.075 | F | 8 | 0.17 | F | 8 | -9900 | -9900 | ? | 0
2004-11-03 | 11:00 | 630 | 1391 | 178 | 2 | 8 | 18 | 2 | 15 | 170 | 2 | 8 | 20300 | 2 | 8 | 1400 | 2 | 15 | 19600 | 2 | 8 | 6710 | 2 | 19 | 10 | E | 9 | 10 | E | 9 | 10 | A | 7 | 4 | A | 7 | 66 | A | 7 | 1004 | E | 9 | 20 | A | 7 | 5.7 | A | 7 | 16100 | A | 7 | 780 | A | 7 | 0.9 | E | 8 | 0.075 | F | 8 | 0.17 | F | 8 | -9900 | -9900 | ? | 0
2004-11-03 | 12:00 | 690 | 1391 | 374 | 2 | 8 | 281 | 2 | 15 | 233 | 2 | 8 | 39500 | 2 | 8 | 29000 | 2 | 15 | 25000 | 2 | 8 | 5420 | 2 | 19 | 4 | E | 9 | 4 | E | 9 | 11 | A | 7 | 5 | A | 7 | 66 | A | 7 | 1004 | E | 9 | 10 | A | 7 | 4.6 | A | 7 | 16100 | A | 7 | 77777 | A | 7 | 0.9 | E | 8 | 0.075 | F | 8 | 0.17 | F | 8 | -9900 | -9900 | ? | 0
2004-11-03 | 13:00 | 686 | 1391 | 423 | 2 | 8 | 474 | 2 | 15 | 188 | 2 | 8 | 44100 | 2 | 8 | 47300 | 2 | 15 | 20700 | 2 | 8 | 4000 | 2 | 19 | 3 | E | 9 | 3 | E | 9 | 12 | A | 7 | 4 | A | 7 | 58 | A | 7 | 1004 | E | 9 | 20 | A | 7 | 6.2 | A | 7 | 16100 | A | 7 | 77777 | A | 7 | 0.8 | E | 8 | 0.075 | F | 8 | 0.17 | F | 8 | -9900 | -9900 | ? | 0
2004-11-03 | 14:00 | 618 | 1391 | 423 | 2 | 8 | 707 | 2 | 15 | 108 | 2 | 8 | 44200 | 2 | 8 | 68300 | 2 | 15 | 13700 | 2 | 8 | 2180 | 2 | 19 | 0 | E | 9 | 0 | E | 9 | 13 | A | 7 | 5 | A | 7 | 58 | A | 7 | 1004 | E | 9 | 30 | A | 7 | 6.7 | A | 7 | 16100 | A | 7 | 77777 | A | 7 | 0.8 | E | 8 | 0.075 | F | 8 | 0.17 | F | 8 | -9900 | -9900 | ? | 0
2004-11-03 | 15:00 | 491 | 1391 | 328 | 2 | 8 | 680 | 2 | 15 | 87 | 2 | 8 | 34000 | 2 | 8 | 62600 | 2 | 15 | 11800 | 2 | 8 | 1660 | 2 | 19 | 0 | E | 9 | 0 | E | 9 | 13 | A | 7 | 4 | A | 7 | 54 | A | 7 | 1004 | E | 9 | 20 | A | 7 | 6.2 | A | 7 | 16100 | A | 7 | 77777 | A | 7 | 0.7 | E | 8 | 0.075 | F | 8 | 0.17 | F | 8 | -9900 | -9900 | ? | 0
2004-11-03 | 16:00 | 313 | 1391 | 191 | 2 | 8 | 428 | 2 | 15 | 94 | 2 | 8 | 19400 | 2 | 8 | 33700 | 2 | 15 | 11700 | 2 | 8 | 1780 | 2 | 19 | 0 | E | 9 | 0 | E | 9 | 12 | A | 7 | 5 | A | 7 | 62 | A | 7 | 1004 | E | 9 | 20 | A | 7 | 4.6 | A | 7 | 16100 | A | 7 | 77777 | A | 7 | 0.7 | E | 8 | 0.075 | F | 8 | 0.17 | F | 8 | -9900 | -9900 | ? | 0
2004-11-03 | 17:00 | 99 | 1333 | 29 | 2 | 8 | 209 | 2 | 15 | 15 | 2 | 8 | 3300 | 2 | 8 | 10800 | 2 | 15 | 2400 | 2 | 8 | 280 | 2 | 19 | 0 | E | 9 | 0 | E | 9 | 10 | A | 7 | 4 | A | 7 | 66 | A | 7 | 1004 | E | 9 | 10 | A | 7 | 2.1 | A | 7 | 16100 | A | 7 | 77777 | A | 7 | 0.7 | E | 8 | 0.075 | F | 8 | 0.17 | F | 8 | -9900 | -9900 | ? | 0
2004-11-03 | 18:00 | 0 | 0 | 0 | 2 | 0 | 0 | 2 | 0 | 0 | 2 | 0 | 0 | 2 | 0 | 0 | 2 | 0 | 0 | 2 | 0 | 0 | 2 | 0 | 0 | E | 9 | 0 | E | 9 | 8 | A | 7 | 4 | A | 7 | 76 | A | 7 | 1004 | E | 9 | 20 | A | 7 | 4.1 | A | 7 | 16100 | A | 7 | 77777 | A | 7 | 0.7 | E | 8 | 0.075 | F | 8 | 0.17 | F | 8 | -9900 | -9900 | ? | 0
2004-11-03 | 19:00 | 0 | 0 | 0 | 2 | 0 | 0 | 2 | 0 | 0 | 2 | 0 | 0 | 2 | 0 | 0 | 2 | 0 | 0 | 2 | 0 | 0 | 2 | 0 | 0 | E | 9 | 0 | E | 9 | 7 | A | 7 | 3 | A | 7 | 76 | A | 7 | 1004 | E | 9 | 0 | A | 7 | 0 | A | 7 | 16100 | A | 7 | 77777 | A | 7 | 0.7 | E | 8 | 0.075 | F | 8 | 0.17 | F | 8 | -9900 | -9900 | ? | 0
2004-11-03 | 20:00 | 0 | 0 | 0 | 2 | 0 | 0 | 2 | 0 | 0 | 2 | 0 | 0 | 2 | 0 | 0 | 2 | 0 | 0 | 2 | 0 | 0 | 2 | 0 | 0 | E | 9 | 0 | E | 9 | 9 | A | 7 | 2 | A | 7 | 61 | A | 7 | 1004 | E | 9 | 10 | A | 7 | 5.7 | A | 7 | 16100 | A | 7 | 77777 | A | 7 | 0.7 | E | 8 | 0.075 | F | 8 | 0.17 | F | 8 | -9900 | -9900 | ? | 0
2004-11-03 | 21:00 | 0 | 0 | 0 | 2 | 0 | 0 | 2 | 0 | 0 | 2 | 0 | 0 | 2 | 0 | 0 | 2 | 0 | 0 | 2 | 0 | 0 | 2 | 0 | 0 | E | 9 | 0 | E | 9 | 8 | A | 7 | 2 | A | 7 | 66 | A | 7 | 1004 | E | 9 | 360 | A | 7 | 5.1 | A | 7 | 16100 | A | 7 | 77777 | A | 7 | 0.7 | E | 8 | 0.075 | F | 8 | 0.17 | F | 8 | -9900 | -9900 | ? | 0
2004-11-03 | 22:00 | 0 | 0 | 0 | 2 | 0 | 0 | 2 | 0 | 0 | 2 | 0 | 0 | 2 | 0 | 0 | 2 | 0 | 0 | 2 | 0 | 0 | 2 | 0 | 0 | E | 9 | 0 | E | 9 | 8 | A | 7 | 1 | A | 7 | 61 | A | 7 | 1004 | E | 9 | 340 | A | 7 | 3.6 | A | 7 | 16100 | A | 7 | 77777 | A | 7 | 0.7 | E | 8 | 0.075 | F | 8 | 0.17 | F | 8 | -9900 | -9900 | ? | 0
2004-11-03 | 23:00 | 0 | 0 | 0 | 2 | 0 | 0 | 2 | 0 | 0 | 2 | 0 | 0 | 2 | 0 | 0 | 2 | 0 | 0 | 2 | 0 | 0 | 2 | 0 | 0 | E | 9 | 0 | E | 9 | 7 | A | 7 | 1 | A | 7 | 66 | A | 7 | 1004 | E | 9 | 330 | A | 7 | 2.6 | A | 7 | 16100 | A | 7 | 77777 | A | 7 | 0.7 | E | 8 | 0.075 | F | 8 | 0.17 | F | 8 | -9900 | -9900 | ? | 0
2004-11-03 | 24:00 | 0 | 0 | 0 | 2 | 0 | 0 | 2 | 0 | 0 | 2 | 0 | 0 | 2 | 0 | 0 | 2 | 0 | 0 | 2 | 0 | 0 | 2 | 0 | 0 | E | 9 | 0 | E | 9 | 7 | A | 7 | 1 | A | 7 | 66 | A | 7 | 1004 | E | 9 | 340 | A | 7 | 2.1 | A | 7 | 16100 | A | 7 | 77777 | A | 7 | 0.7 | E | 8 | 0.075 | F | 8 | 0.17 | F | 8 | -9900 | -9900 | ? | 0
2004-11-04 | 1:00 | 0 | 0 | 0 | 2 | 0 | 0 | 2 | 0 | 0 | 2 | 0 | 0 | 2 | 0 | 0 | 2 | 0 | 0 | 2 | 0 | 0 | 2 | 0 | 0 | E | 9 | 0 | E | 9 | 5 | A | 7 | 0 | A | 7 | 70 | A | 7 | 1004 | E | 9 | 350 | A | 7 | 2.6 | A | 7 | 16100 | A | 7 | 77777 | A | 7 | 0.7 | E | 8 | 0.074 | F | 8 | 0.17 | F | 8 | -9900 | -9900 | ? | 0
2004-11-04 | 2:00 | 0 | 0 | 0 | 2 | 0 | 0 | 2 | 0 | 0 | 2 | 0 | 0 | 2 | 0 | 0 | 2 | 0 | 0 | 2 | 0 | 0 | 2 | 0 | 0 | E | 9 | 0 | E | 9 | 5 | A | 7 | 0 | A | 7 | 70 | A | 7 | 1004 | E | 9 | 340 | A | 7 | 1.5 | A | 7 | 16100 | A | 7 | 77777 | A | 7 | 0.8 | E | 8 | 0.074 | F | 8 | 0.17 | F | 8 | -9900 | -9900 | ? | 0
2004-11-04 | 3:00 | 0 | 0 | 0 | 2 | 0 | 0 | 2 | 0 | 0 | 2 | 0 | 0 | 2 | 0 | 0 | 2 | 0 | 0 | 2 | 0 | 0 | 2 | 0 | 3 | E | 9 | 3 | E | 9 | 2 | A | 7 | -2 | A | 7 | 73 | A | 7 | 1004 | E | 9 | 240 | A | 7 | 1.5 | A | 7 | 16100 | A | 7 | 77777 | A | 7 | 0.9 | E | 8 | 0.074 | F | 8 | 0.17 | F | 8 | -9900 | -9900 | ? | 0
2004-11-04 | 4:00 | 0 | 0 | 0 | 2 | 0 | 0 | 2 | 0 | 0 | 2 | 0 | 0 | 2 | 0 | 0 | 2 | 0 | 0 | 2 | 0 | 0 | 2 | 0 | 1 | B | 8 | 1 | B | 8 | 0.4 | B | 8 | -2.6 | B | 8 | 78 | A | 7 | 1004 | E | 9 | 310 | B | 8 | 1.5 | B | 8 | -9900 | ? | 0 | 77777 | B | 8 | 0.9 | E | 8 | 0.074 | F | 8 | 0.17 | F | 8 | -9900 | -9900 | ? | 0
2004-11-04 | 5:00 | 0 | 0 | 0 | 2 | 0 | 0 | 2 | 0 | 0 | 2 | 0 | 0 | 2 | 0 | 0 | 2 | 0 | 0 | 2 | 0 | 0 | 2 | 0 | 0 | E | 9 | 0 | E | 9 | -1 | A | 7 | -3 | A | 7 | 85 | A | 7 | 1004 | E | 9 | 10 | A | 7 | 1.5 | A | 7 | 16100 | A | 7 | 77777 | A | 7 | 0.9 | E | 8 | 0.074 | F | 8 | 0.17 | F | 8 | -9900 | -9900 | ? | 0
2004-11-04 | 6:00 | 0 | 0 | 0 | 2 | 0 | 0 | 2 | 0 | 0 | 2 | 0 | 0 | 2 | 0 | 0 | 2 | 0 | 0 | 2 | 0 | 0 | 2 | 0 | 0 | E | 9 | 0 | E | 9 | -2 | A | 7 | -4 | A | 7 | 85 | A | 7 | 1004 | E | 9 | 0 | A | 7 | 0 | A | 7 | 16100 | A | 7 | 77777 | A | 7 | 0.9 | E | 8 | 0.074 | F | 8 | 0.17 | F | 8 | -9900 | -9900 | ? | 0
2004-11-04 | 7:00 | 0 | 81 | 0 | 2 | 8 | 0 | 2 | 15 | 0 | 2 | 8 | 0 | 2 | 8 | 0 | 2 | 15 | 0 | 2 | 8 | 0 | 2 | 19 | 0 | E | 9 | 0 | E | 9 | 2 | A | 7 | -1 | A | 7 | 80 | A | 7 | 1004 | E | 9 | 40 | A | 7 | 4.1 | A | 7 | 16100 | A | 7 | 77777 | A | 7 | 0.9 | E | 8 | 0.074 | F | 8 | 0.17 | F | 8 | -9900 | -9900 | ? | 0
2004-11-04 | 8:00 | 120 | 1391 | 35 | 2 | 8 | 179 | 2 | 15 | 20 | 2 | 8 | 3700 | 2 | 8 | 9500 | 2 | 15 | 2800 | 2 | 8 | 370 | 2 | 19 | 0 | E | 9 | 0 | E | 9 | 2 | A | 7 | -2 | A | 7 | 73 | A | 7 | 1004 | E | 9 | 0 | A | 7 | 0 | A | 7 | 14500 | A | 7 | 77777 | A | 7 | 0.9 | E | 8 | 0.074 | F | 8 | 0.17 | F | 8 | -9900 | -9900 | ? | 0
2004-11-04 | 9:00 | 330 | 1391 | 176 | 2 | 8 | 493 | 2 | 15 | 59 | 2 | 8 | 18200 | 2 | 8 | 40300 | 2 | 15 | 8600 | 2 | 8 | 1080 | 2 | 19 | 0 | E | 9 | 0 | E | 9 | 7 | A | 7 | 2 | A | 7 | 70 | A | 7 | 1004 | E | 9 | 50 | A | 7 | 4.1 | A | 7 | 16100 | A | 7 | 77777 | A | 7 | 0.9 | E | 8 | 0.074 | F | 8 | 0.17 | F | 8 | -9900 | -9900 | ? | 0
2004-11-04 | 10:00 | 503 | 1391 | 318 | 2 | 8 | 694 | 2 | 15 | 67 | 2 | 8 | 32900 | 2 | 8 | 64500 | 2 | 15 | 9500 | 2 | 8 | 1320 | 2 | 19 | 0 | E | 9 | 0 | E | 9 | 9 | A | 7 | 1 | A | 7 | 57 | A | 7 | 1004 | E | 9 | 30 | A | 7 | 6.2 | A | 7 | 16100 | A | 7 | 77777 | A | 7 | 0.9 | E | 8 | 0.074 | F | 8 | 0.17 | F | 8 | -9900 | -9900 | ? | 0
2004-11-04 | 11:00 | 623 | 1391 | 422 | 2 | 8 | 754 | 2 | 15 | 83 | 2 | 8 | 43800 | 2 | 8 | 72700 | 2 | 15 | 11100 | 2 | 8 | 1680 | 2 | 19 | 0 | E | 9 | 0 | E | 9 | 11 | A | 7 | 1 | A | 7 | 50 | A | 7 | 1004 | E | 9 | 20 | A | 7 | 6.7 | A | 7 | 16100 | A | 7 | 77777 | A | 7 | 0.9 | E | 8 | 0.074 | F | 8 | 0.17 | F | 8 | -9900 | -9900 | ? | 0
2004-11-04 | 12:00 | 684 | 1391 | 462 | 2 | 8 | 730 | 2 | 15 | 102 | 2 | 8 | 48900 | 2 | 8 | 72200 | 2 | 15 | 13200 | 2 | 8 | 2190 | 2 | 19 | 0 | E | 9 | 0 | E | 9 | 12 | A | 7 | 1 | A | 7 | 47 | A | 7 | 1004 | E | 9 | 30 | A | 7 | 7.2 | A | 7 | 16100 | A | 7 | 77777 | A | 7 | 0.9 | E | 8 | 0.074 | F | 8 | 0.17 | F | 8 | -9900 | -9900 | ? | 0
2004-11-04 | 13:00 | 680 | 1391 | 455 | 2 | 8 | 705 | 2 | 15 | 109 | 2 | 8 | 47900 | 2 | 8 | 69400 | 2 | 15 | 13800 | 2 | 8 | 2310 | 2 | 19 | 0 | E | 9 | 0 | E | 9 | 13 | A | 7 | 2 | A | 7 | 47 | A | 7 | 1004 | E | 9 | 50 | A | 7 | 3.6 | A | 7 | 16100 | A | 7 | 77777 | A | 7 | 1 | E | 8 | 0.074 | F | 8 | 0.17 | F | 8 | -9900 | -9900 | ? | 0
2004-11-04 | 14:00 | 612 | 1391 | 410 | 2 | 8 | 701 | 2 | 15 | 100 | 2 | 8 | 42900 | 2 | 8 | 67900 | 2 | 15 | 12900 | 2 | 8 | 2040 | 2 | 19 | 0 | E | 9 | 0 | E | 9 | 15 | A | 7 | 2 | A | 7 | 41 | A | 7 | 1004 | E | 9 | 40 | A | 7 | 5.1 | A | 7 | 16100 | A | 7 | 77777 | A | 7 | 0.9 | E | 8 | 0.074 | F | 8 | 0.17 | F | 8 | -9900 | -9900 | ? | 0
2004-11-04 | 15:00 | 485 | 1391 | 321 | 2 | 8 | 681 | 2 | 15 | 83 | 2 | 8 | 33400 | 2 | 8 | 62600 | 2 | 15 | 11400 | 2 | 8 | 1590 | 2 | 19 | 0 | E | 9 | 0 | E | 9 | 15 | A | 7 | 1 | A | 7 | 39 | A | 7 | 1004 | E | 9 | 350 | A | 7 | 5.1 | A | 7 | 16100 | A | 7 | 77777 | A | 7 | 0.8 | E | 8 | 0.074 | F | 8 | 0.17 | F | 8 | -9900 | -9900 | ? | 0
2004-11-04 | 16:00 | 307 | 1391 | 194 | 2 | 8 | 506 | 2 | 15 | 82 | 2 | 8 | 20000 | 2 | 8 | 39600 | 2 | 15 | 11200 | 2 | 8 | 1520 | 2 | 19 | 0 | E | 9 | 0 | E | 9 | 14 | A | 7 | 1 | A | 7 | 41 | A | 7 | 1004 | E | 9 | 30 | A | 7 | 4.6 | A | 7 | 16100 | A | 7 | 77777 | A | 7 | 0.7 | E | 8 | 0.074 | F | 8 | 0.17 | F | 8 | -9900 | -9900 | ? | 0
2004-11-04 | 17:00 | 95 | 1287 | 28 | 2 | 8 | 241 | 2 | 15 | 12 | 2 | 8 | 3200 | 2 | 8 | 14000 | 2 | 15 | 2100 | 2 | 8 | 270 | 2 | 19 | 0 | E | 9 | 0 | E | 9 | 11 | A | 7 | 1 | A | 7 | 50 | A | 7 | 1004 | E | 9 | 350 | A | 7 | 3.1 | A | 7 | 16100 | A | 7 | 77777 | A | 7 | 0.8 | E | 8 | 0.074 | F | 8 | 0.17 | F | 8 | -9900 | -9900 | ? | 0
2004-11-04 | 18:00 | 0 | 0 | 0 | 2 | 0 | 0 | 2 | 0 | 0 | 2 | 0 | 0 | 2 | 0 | 0 | 2 | 0 | 0 | 2 | 0 | 0 | 2 | 0 | 0 | E | 9 | 0 | E | 9 | 6 | A | 7 | -1 | A | 7 | 60 | A | 7 | 1004 | E | 9 | 260 | A | 7 | 2.6 | A | 7 | 16100 | A | 7 | 77777 | A | 7 | 0.8 | E | 8 | 0.074 | F | 8 | 0.17 | F | 8 | -9900 | -9900 | ? | 0
2004-11-04 | 19:00 | 0 | 0 | 0 | 2 | 0 | 0 | 2 | 0 | 0 | 2 | 0 | 0 | 2 | 0 | 0 | 2 | 0 | 0 | 2 | 0 | 0 | 2 | 0 | 2 | E | 9 | 2 | E | 9 | 5 | A | 7 | 0 | A | 7 | 70 | A | 7 | 1004 | E | 9 | 310 | A | 7 | 2.6 | A | 7 | 16100 | A | 7 | 77777 | A | 7 | 0.9 | E | 8 | 0.074 | F | 8 | 0.17 | F | 8 | -9900 | -9900 | ? | 0
2004-11-04 | 20:00 | 0 | 0 | 0 | 2 | 0 | 0 | 2 | 0 | 0 | 2 | 0 | 0 | 2 | 0 | 0 | 2 | 0 | 0 | 2 | 0 | 0 | 2 | 0 | 3 | E | 9 | 3 | E | 9 | 3 | A | 7 | 1 | A | 7 | 87 | A | 7 | 1004 | E | 9 | 280 | A | 7 | 1.5 | A | 7 | 16100 | A | 7 | 77777 | A | 7 | 0.9 | E | 8 | 0.074 | F | 8 | 0.17 | F | 8 | -9900 | -9900 | ? | 0
2004-11-04 | 21:00 | 0 | 0 | 0 | 2 | 0 | 0 | 2 | 0 | 0 | 2 | 0 | 0 | 2 | 0 | 0 | 2 | 0 | 0 | 2 | 0 | 0 | 2 | 0 | 6 | E | 9 | 6 | E | 9 | 2 | A | 7 | -1 | A | 7 | 80 | A | 7 | 1004 | E | 9 | 290 | A | 7 | 1.5 | A | 7 | 16100 | A | 7 | 77777 | A | 7 | 0.9 | E | 8 | 0.074 | F | 8 | 0.17 | F | 8 | -9900 | -9900 | ? | 0
2004-11-04 | 22:00 | 0 | 0 | 0 | 2 | 0 | 0 | 2 | 0 | 0 | 2 | 0 | 0 | 2 | 0 | 0 | 2 | 0 | 0 | 2 | 0 | 0 | 2 | 0 | 10 | E | 9 | 9 | E | 9 | 1 | A | 7 | -1 | A | 7 | 86 | A | 7 | 1004 | E | 9 | 280 | A | 7 | 1.5 | A | 7 | 16100 | A | 7 | 77777 | A | 7 | 0.9 | E | 8 | 0.074 | F | 8 | 0.17 | F | 8 | -9900 | -9900 | ? | 0
2004-11-04 | 23:00 | 0 | 0 | 0 | 2 | 0 | 0 | 2 | 0 | 0 | 2 | 0 | 0 | 2 | 0 | 0 | 2 | 0 | 0 | 2 | 0 | 0 | 2 | 0 | 8 | E | 9 | 7 | E | 9 | 1 | A | 7 | -2 | A | 7 | 79 | A | 7 | 1004 | E | 9 | 280 | A | 7 | 1.5 | A | 7 | 16100 | A | 7 | 77777 | A | 7 | 1 | E | 8 | 0.074 | F | 8 | 0.17 | F | 8 | -9900 | -9900 | ? | 0
2004-11-04 | 24:00 | 0 | 0 | 0 | 2 | 0 | 0 | 2 | 0 | 0 | 2 | 0 | 0 | 2 | 0 | 0 | 2 | 0 | 0 | 2 | 0 | 0 | 2 | 0 | 8 | E | 9 | 7 | E | 9 | -1 | A | 7 | -2 | A | 7 | 92 | A | 7 | 1004 | E | 9 | 160 | A | 7 | 2.1 | A | 7 | 16100 | A | 7 | 77777 | A | 7 | 1 | E | 8 | 0.074 | F | 8 | 0.17 | F | 8 | -9900 | -9900 | ? | 0
2004-11-05 | 1:00 | 0 | 0 | 0 | 2 | 0 | 0 | 2 | 0 | 0 | 2 | 0 | 0 | 2 | 0 | 0 | 2 | 0 | 0 | 2 | 0 | 0 | 2 | 0 | 5 | E | 9 | 5 | E | 9 | 0 | A | 7 | -2 | A | 7 | 85 | A | 7 | 1004 | E | 9 | 320 | A | 7 | 1.5 | A | 7 | 16100 | A | 7 | 77777 | A | 7 | 1 | E | 8 | 0.074 | F | 8 | 0.17 | F | 8 | -9900 | -9900 | ? | 0
2004-11-05 | 2:00 | 0 | 0 | 0 | 2 | 0 | 0 | 2 | 0 | 0 | 2 | 0 | 0 | 2 | 0 | 0 | 2 | 0 | 0 | 2 | 0 | 0 | 2 | 0 | 2 | E | 9 | 2 | E | 9 | -1 | A | 7 | -3 | A | 7 | 85 | A | 7 | 1004 | E | 9 | 0 | A | 7 | 0 | A | 7 | 16100 | A | 7 | 77777 | A | 7 | 1.1 | E | 8 | 0.074 | F | 8 | 0.17 | F | 8 | -9900 | -9900 | ? | 0
2004-11-05 | 3:00 | 0 | 0 | 0 | 2 | 0 | 0 | 2 | 0 | 0 | 2 | 0 | 0 | 2 | 0 | 0 | 2 | 0 | 0 | 2 | 0 | 0 | 2 | 0 | 2 | E | 9 | 2 | E | 9 | -2 | A | 7 | -4 | A | 7 | 85 | A | 7 | 1004 | E | 9 | 0 | A | 7 | 0 | A | 7 | 16100 | A | 7 | 77777 | A | 7 | 1.1 | E | 8 | 0.074 | F | 8 | 0.17 | F | 8 | -9900 | -9900 | ? | 0
2004-11-05 | 4:00 | 0 | 0 | 0 | 2 | 0 | 0 | 2 | 0 | 0 | 2 | 0 | 0 | 2 | 0 | 0 | 2 | 0 | 0 | 2 | 0 | 0 | 2 | 0 | 2 | E | 9 | 2 | E | 9 | -3 | A | 7 | -4 | A | 7 | 92 | A | 7 | 1004 | E | 9 | 0 | A | 7 | 0 | A | 7 | 4000 | A | 7 | 77777 | A | 7 | 1.1 | E | 8 | 0.074 | F | 8 | 0.17 | F | 8 | -9900 | -9900 | ? | 0
2004-11-05 | 5:00 | 0 | 0 | 0 | 2 | 0 | 0 | 2 | 0 | 0 | 2 | 0 | 0 | 2 | 0 | 0 | 2 | 0 | 0 | 2 | 0 | 0 | 2 | 0 | 1 | E | 9 | 1 | E | 9 | -2 | A | 7 | -3 | A | 7 | 92 | A | 7 | 1004 | E | 9 | 0 | A | 7 | 0 | A | 7 | 4800 | A | 7 | 77777 | A | 7 | 1.1 | E | 8 | 0.074 | F | 8 | 0.17 | F | 8 | -9900 | -9900 | ? | 0
2004-11-05 | 6:00 | 0 | 0 | 0 | 2 | 0 | 0 | 2 | 0 | 0 | 2 | 0 | 0 | 2 | 0 | 0 | 2 | 0 | 0 | 2 | 0 | 0 | 2 | 0 | 0 | E | 9 | 0 | E | 9 | -2 | A | 7 | -3 | A | 7 | 92 | A | 7 | 1004 | E | 9 | 0 | A | 7 | 0 | A | 7 | 16100 | A | 7 | 77777 | A | 7 | 1.1 | E | 8 | 0.074 | F | 8 | 0.17 | F | 8 | -9900 | -9900 | ? | 0
2004-11-05 | 7:00 | 0 | 35 | 0 | 2 | 8 | 0 | 2 | 15 | 0 | 2 | 8 | 0 | 2 | 8 | 0 | 2 | 15 | 0 | 2 | 8 | 0 | 2 | 19 | 10 | E | 9 | 10 | E | 9 | -2 | A | 7 | -3 | A | 7 | 92 | A | 7 | 1004 | E | 9 | 0 | A | 7 | 0 | A | 7 | 400 | A | 7 | 30 | A | 7 | 1.1 | E | 8 | 0.074 | F | 8 | 0.17 | F | 8 | -9900 | -9900 | ? | 0
2004-11-05 | 8:00 | 115 | 1392 | 38 | 2 | 8 | 258 | 2 | 15 | 17 | 2 | 8 | 4000 | 2 | 8 | 13500 | 2 | 15 | 2900 | 2 | 8 | 320 | 2 | 19 | 10 | E | 9 | 10 | E | 9 | -1 | A | 7 | -2 | A | 7 | 92 | A | 7 | 1004 | E | 9 | 0 | A | 7 | 0 | A | 7 | 400 | A | 7 | 30 | A | 7 | 1.1 | E | 8 | 0.074 | F | 8 | 0.17 | F | 8 | -9900 | -9900 | ? | 0
2004-11-05 | 9:00 | 324 | 1392 | 179 | 2 | 8 | 578 | 2 | 15 | 44 | 2 | 8 | 18400 | 2 | 8 | 48200 | 2 | 15 | 7100 | 2 | 8 | 860 | 2 | 19 | 1 | E | 9 | 1 | E | 9 | 2 | A | 7 | 0 | A | 7 | 87 | A | 7 | 1004 | E | 9 | 0 | A | 7 | 0 | A | 7 | 12900 | A | 7 | 77777 | A | 7 | 1.1 | E | 8 | 0.074 | F | 8 | 0.17 | F | 8 | -9900 | -9900 | ? | 0
2004-11-05 | 10:00 | 497 | 1392 | 303 | 2 | 8 | 630 | 2 | 15 | 77 | 2 | 8 | 31700 | 2 | 8 | 58600 | 2 | 15 | 10700 | 2 | 8 | 1510 | 2 | 19 | 0 | E | 9 | 0 | E | 9 | 6 | A | 7 | 2 | A | 7 | 75 | A | 7 | 1004 | E | 9 | 0 | A | 7 | 0 | A | 7 | 4800 | A | 7 | 77777 | A | 7 | 1.1 | E | 8 | 0.074 | F | 8 | 0.17 | F | 8 | -9900 | -9900 | ? | 0
2004-11-05 | 11:00 | 617 | 1392 | 382 | 2 | 8 | 589 | 2 | 15 | 120 | 2 | 8 | 39500 | 2 | 8 | 56600 | 2 | 15 | 14300 | 2 | 8 | 2380 | 2 | 19 | 0 | E | 9 | 0 | E | 9 | 8 | A | 7 | 3 | A | 7 | 71 | A | 7 | 1004 | E | 9 | 100 | A | 7 | 1.5 | A | 7 | 16100 | A | 7 | 77777 | A | 7 | 1.1 | E | 8 | 0.074 | F | 8 | 0.17 | F | 8 | -9900 | -9900 | ? | 0
2004-11-05 | 12:00 | 678 | 1392 | 456 | 2 | 8 | 718 | 2 | 15 | 105 | 2 | 8 | 48100 | 2 | 8 | 70800 | 2 | 15 | 13500 | 2 | 8 | 2240 | 2 | 19 | 0 | E | 9 | 0 | E | 9 | 11 | A | 7 | 3 | A | 7 | 58 | A | 7 | 1004 | E | 9 | 0 | A | 7 | 0 | A | 7 | 14500 | A | 7 | 77777 | A | 7 | 1.1 | E | 8 | 0.074 | F | 8 | 0.17 | F | 8 | -9900 | -9900 | ? | 0
2004-11-05 | 13:00 | 674 | 1392 | 449 | 2 | 8 | 686 | 2 | 15 | 115 | 2 | 8 | 47000 | 2 | 8 | 67300 | 2 | 15 | 14200 | 2 | 8 | 2410 | 2 | 19 | 0 | E | 9 | 0 | E | 9 | 12 | A | 7 | 4 | A | 7 | 58 | A | 7 | 1004 | E | 9 | 0 | A | 7 | 0 | A | 7 | 14500 | A | 7 | 77777 | A | 7 | 1.2 | E | 8 | 0.074 | F | 8 | 0.17 | F | 8 | -9900 | -9900 | ? | 0
2004-11-05 | 14:00 | 606 | 1392 | 390 | 2 | 8 | 633 | 2 | 15 | 113 | 2 | 8 | 40400 | 2 | 8 | 60800 | 2 | 15 | 13800 | 2 | 8 | 2240 | 2 | 19 | 4 | E | 9 | 3 | E | 9 | 14 | A | 7 | 5 | A | 7 | 55 | A | 7 | 1004 | E | 9 | 0 | A | 7 | 0 | A | 7 | 16100 | A | 7 | 77777 | A | 7 | 1.1 | E | 8 | 0.074 | F | 8 | 0.17 | F | 8 | -9900 | -9900 | ? | 0
2004-11-05 | 15:00 | 479 | 1392 | 307 | 2 | 8 | 500 | 2 | 15 | 134 | 2 | 8 | 31600 | 2 | 8 | 46000 | 2 | 15 | 15700 | 2 | 8 | 2600 | 2 | 19 | 8 | E | 9 | 7 | E | 9 | 13 | A | 7 | 5 | A | 7 | 58 | A | 7 | 1004 | E | 9 | 130 | A | 7 | 1.5 | A | 7 | 16100 | A | 7 | 77777 | A | 7 | 1.1 | E | 8 | 0.074 | F | 8 | 0.17 | F | 8 | -9900 | -9900 | ? | 0
2004-11-05 | 16:00 | 301 | 1392 | 139 | 2 | 8 | 137 | 2 | 15 | 109 | 2 | 8 | 14800 | 2 | 8 | 11000 | 2 | 15 | 12400 | 2 | 8 | 2360 | 2 | 19 | 9 | B | 8 | 8 | B | 8 | 12.4 | B | 8 | 5.2 | B | 8 | 61 | A | 7 | 1004 | E | 9 | 70 | B | 8 | 0.8 | B | 8 | -9900 | ? | 0 | 77777 | B | 8 | 1 | E | 8 | 0.074 | F | 8 | 0.17 | F | 8 | -9900 | -9900 | ? | 0
2004-11-05 | 17:00 | 90 | 1264 | 19 | 2 | 8 | 63 | 2 | 15 | 15 | 2 | 8 | 2200 | 2 | 8 | 2500 | 2 | 15 | 2000 | 2 | 8 | 250 | 2 | 19 | 10 | E | 9 | 9 | E | 9 | 11 | A | 7 | 5 | A | 7 | 66 | A | 7 | 1004 | E | 9 | 0 | A | 7 | 0 | A | 7 | 16100 | A | 7 | 77777 | A | 7 | 1 | E | 8 | 0.074 | F | 8 | 0.17 | F | 8 | -9900 | -9900 | ? | 0
2004-11-05 | 18:00 | 0 | 0 | 0 | 2 | 0 | 0 | 2 | 0 | 0 | 2 | 0 | 0 | 2 | 0 | 0 | 2 | 0 | 0 | 2 | 0 | 0 | 2 | 0 | 8 | E | 9 | 6 | E | 9 | 7 | A | 7 | 3 | A | 7 | 76 | A | 7 | 1004 | E | 9 | 0 | A | 7 | 0 | A | 7 | 16100 | A | 7 | 77777 | A | 7 | 1 | E | 8 | 0.074 | F | 8 | 0.17 | F | 8 | -9900 | -9900 | ? | 0
2004-11-05 | 19:00 | 0 | 0 | 0 | 2 | 0 | 0 | 2 | 0 | 0 | 2 | 0 | 0 | 2 | 0 | 0 | 2 | 0 | 0 | 2 | 0 | 0 | 2 | 0 | 5 | E | 9 | 5 | E | 9 | 4 | A | 7 | 2 | A | 7 | 87 | A | 7 | 1004 | E | 9 | 0 | A | 7 | 0 | A | 7 | 11300 | A | 7 | 77777 | A | 7 | 1.1 | E | 8 | 0.074 | F | 8 | 0.17 | F | 8 | -9900 | -9900 | ? | 0
2004-11-05 | 20:00 | 0 | 0 | 0 | 2 | 0 | 0 | 2 | 0 | 0 | 2 | 0 | 0 | 2 | 0 | 0 | 2 | 0 | 0 | 2 | 0 | 0 | 2 | 0 | 4 | E | 9 | 3 | E | 9 | 5 | A | 7 | 2 | A | 7 | 81 | A | 7 | 1004 | E | 9 | 290 | A | 7 | 1.5 | A | 7 | 11300 | A | 7 | 77777 | A | 7 | 1.1 | E | 8 | 0.074 | F | 8 | 0.17 | F | 8 | -9900 | -9900 | ? | 0
2004-11-05 | 21:00 | 0 | 0 | 0 | 2 | 0 | 0 | 2 | 0 | 0 | 2 | 0 | 0 | 2 | 0 | 0 | 2 | 0 | 0 | 2 | 0 | 0 | 2 | 0 | 5 | E | 9 | 5 | E | 9 | 4 | A | 7 | 2 | A | 7 | 87 | A | 7 | 1004 | E | 9 | 290 | A | 7 | 1.5 | A | 7 | 16100 | A | 7 | 77777 | A | 7 | 1.1 | E | 8 | 0.074 | F | 8 | 0.17 | F | 8 | -9900 | -9900 | ? | 0
2004-11-05 | 22:00 | 0 | 0 | 0 | 2 | 0 | 0 | 2 | 0 | 0 | 2 | 0 | 0 | 2 | 0 | 0 | 2 | 0 | 0 | 2 | 0 | 0 | 2 | 0 | 10 | E | 9 | 10 | A | 7 | 1 | A | 7 | -1 | A | 7 | 86 | A | 7 | 1004 | E | 9 | 0 | A | 7 | 0 | A | 7 | 800 | A | 7 | 150 | A | 7 | 1.1 | E | 8 | 0.074 | F | 8 | 0.17 | F | 8 | -9900 | -9900 | ? | 0
2004-11-05 | 23:00 | 0 | 0 | 0 | 2 | 0 | 0 | 2 | 0 | 0 | 2 | 0 | 0 | 2 | 0 | 0 | 2 | 0 | 0 | 2 | 0 | 0 | 2 | 0 | 5 | E | 9 | 5 | E | 9 | 1 | A | 7 | -1 | A | 7 | 86 | A | 7 | 1004 | E | 9 | 0 | A | 7 | 0 | A | 7 | 8000 | A | 7 | 77777 | A | 7 | 1.2 | E | 8 | 0.074 | F | 8 | 0.17 | F | 8 | -9900 | -9900 | ? | 0
2004-11-05 | 24:00 | 0 | 0 | 0 | 2 | 0 | 0 | 2 | 0 | 0 | 2 | 0 | 0 | 2 | 0 | 0 | 2 | 0 | 0 | 2 | 0 | 0 | 2 | 0 | 10 | E | 9 | 10 | A | 7 | -1 | A | 7 | -2 | A | 7 | 92 | A | 7 | 1004 | E | 9 | 250 | A | 7 | 1.5 | A | 7 | 800 | A | 7 | 150 | A | 7 | 1.2 | E | 8 | 0.074 | F | 8 | 0.17 | F | 8 | -9900 | -9900 | ? | 0
2004-11-06 | 1:00 | 0 | 0 | 0 | 2 | 0 | 0 | 2 | 0 | 0 | 2 | 0 | 0 | 2 | 0 | 0 | 2 | 0 | 0 | 2 | 0 | 0 | 2 | 0 | 10 | E | 9 | 10 | A | 7 | -1 | A | 7 | -2 | A | 7 | 92 | A | 7 | 1004 | E | 9 | 300 | A | 7 | 1.5 | A | 7 | 400 | A | 7 | 60 | A | 7 | 1.2 | E | 8 | 0.073 | F | 8 | 0.17 | F | 8 | -9900 | -9900 | ? | 0
2004-11-06 | 2:00 | 0 | 0 | 0 | 2 | 0 | 0 | 2 | 0 | 0 | 2 | 0 | 0 | 2 | 0 | 0 | 2 | 0 | 0 | 2 | 0 | 0 | 2 | 0 | 10 | E | 9 | 10 | E | 9 | -2 | A | 7 | -3 | A | 7 | 92 | A | 7 | 1004 | E | 9 | 170 | A | 7 | 1.5 | A | 7 | 400 | A | 7 | 30 | A | 7 | 1.1 | E | 8 | 0.073 | F | 8 | 0.17 | F | 8 | -9900 | -9900 | ? | 0
2004-11-06 | 3:00 | 0 | 0 | 0 | 2 | 0 | 0 | 2 | 0 | 0 | 2 | 0 | 0 | 2 | 0 | 0 | 2 | 0 | 0 | 2 | 0 | 0 | 2 | 0 | 6 | E | 9 | 6 | E | 9 | -2 | A | 7 | -3 | A | 7 | 92 | A | 7 | 1004 | E | 9 | 0 | A | 7 | 0 | A | 7 | 2800 | A | 7 | 77777 | A | 7 | 1.1 | E | 8 | 0.073 | F | 8 | 0.17 | F | 8 | -9900 | -9900 | ? | 0
2004-11-06 | 4:00 | 0 | 0 | 0 | 2 | 0 | 0 | 2 | 0 | 0 | 2 | 0 | 0 | 2 | 0 | 0 | 2 | 0 | 0 | 2 | 0 | 0 | 2 | 0 | 10 | E | 9 | 10 | E | 9 | -2 | A | 7 | -3 | A | 7 | 92 | A | 7 | 1004 | E | 9 | 0 | A | 7 | 0 | A | 7 | 800 | A | 7 | 30 | A | 7 | 1 | E | 8 | 0.073 | F | 8 | 0.17 | F | 8 | -9900 | -9900 | ? | 0
2004-11-06 | 5:00 | 0 | 0 | 0 | 2 | 0 | 0 | 2 | 0 | 0 | 2 | 0 | 0 | 2 | 0 | 0 | 2 | 0 | 0 | 2 | 0 | 0 | 2 | 0 | 10 | E | 9 | 10 | E | 9 | -1 | A | 7 | -2 | A | 7 | 92 | A | 7 | 1004 | E | 9 | 0 | A | 7 | 0 | A | 7 | 400 | A | 7 | 30 | A | 7 | 1.1 | E | 8 | 0.073 | F | 8 | 0.17 | F | 8 | -9900 | -9900 | ? | 0
2004-11-06 | 6:00 | 0 | 0 | 0 | 2 | 0 | 0 | 2 | 0 | 0 | 2 | 0 | 0 | 2 | 0 | 0 | 2 | 0 | 0 | 2 | 0 | 0 | 2 | 0 | 10 | E | 9 | 10 | E | 9 | 0 | A | 7 | -1 | A | 7 | 92 | A | 7 | 1004 | E | 9 | 0 | A | 7 | 0 | A | 7 | 400 | A | 7 | 30 | A | 7 | 1.1 | E | 8 | 0.073 | F | 8 | 0.17 | F | 8 | -9900 | -9900 | ? | 0
2004-11-06 | 7:00 | 0 | 12 | 0 | 2 | 0 | 0 | 2 | 0 | 0 | 2 | 0 | 0 | 2 | 1 | 0 | 2 | 2 | 0 | 2 | 2 | 0 | 2 | 1 | 10 | E | 9 | 10 | E | 9 | 0 | A | 7 | -1 | A | 7 | 92 | A | 7 | 1004 | E | 9 | 0 | A | 7 | 0 | A | 7 | 400 | A | 7 | 30 | A | 7 | 1.2 | E | 8 | 0.073 | F | 8 | 0.17 | F | 8 | -9900 | -9900 | ? | 0
2004-11-06 | 8:00 | 109 | 1393 | 23 | 2 | 8 | 58 | 2 | 15 | 19 | 2 | 8 | 2600 | 2 | 8 | 2300 | 2 | 15 | 2400 | 2 | 8 | 320 | 2 | 19 | 10 | E | 9 | 10 | E | 9 | 1 | A | 7 | 1 | A | 7 | 100 | A | 7 | 1004 | E | 9 | 0 | A | 7 | 0 | A | 7 | 400 | A | 7 | 30 | A | 7 | 1.2 | E | 8 | 0.073 | F | 8 | 0.17 | F | 8 | -9900 | -9900 | ? | 0
2004-11-06 | 9:00 | 319 | 1393 | 70 | 2 | 8 | 0 | 2 | 15 | 70 | 2 | 8 | 7900 | 2 | 8 | 0 | 2 | 15 | 7900 | 2 | 8 | 2550 | 2 | 19 | 10 | E | 9 | 10 | E | 9 | 3 | A | 7 | 1 | A | 7 | 87 | A | 7 | 1004 | E | 9 | 0 | A | 7 | 0 | A | 7 | 400 | A | 7 | 30 | A | 7 | 1.2 | E | 8 | 0.073 | F | 8 | 0.17 | F | 8 | -9900 | -9900 | ? | 0
2004-11-06 | 10:00 | 491 | 1393 | 70 | 2 | 8 | 0 | 2 | 15 | 70 | 2 | 8 | 8300 | 2 | 8 | 0 | 2 | 15 | 8300 | 2 | 8 | 3010 | 2 | 19 | 10 | E | 9 | 10 | E | 9 | 4 | A | 7 | 2 | A | 7 | 87 | A | 7 | 1004 | E | 9 | 0 | A | 7 | 0 | A | 7 | 400 | A | 7 | 30 | A | 7 | 1.2 | E | 8 | 0.073 | F | 8 | 0.17 | F | 8 | -9900 | -9900 | ? | 0
2004-11-06 | 11:00 | 612 | 1393 | 105 | 2 | 8 | 0 | 2 | 15 | 105 | 2 | 8 | 12400 | 2 | 8 | 0 | 2 | 15 | 12400 | 2 | 8 | 4590 | 2 | 19 | 10 | E | 9 | 10 | E | 9 | 4 | A | 7 | 2 | A | 7 | 87 | A | 7 | 1004 | E | 9 | 0 | A | 7 | 0 | A | 7 | 400 | A | 7 | 30 | A | 7 | 1.3 | E | 8 | 0.073 | F | 8 | 0.17 | F | 8 | -9900 | -9900 | ? | 0
2004-11-06 | 12:00 | 672 | 1393 | 107 | 2 | 8 | 0 | 2 | 15 | 107 | 2 | 8 | 12700 | 2 | 8 | 0 | 2 | 15 | 12700 | 2 | 8 | 4840 | 2 | 19 | 10 | E | 9 | 10 | E | 9 | 5 | A | 7 | 3 | A | 7 | 87 | A | 7 | 1004 | E | 9 | 0 | A | 7 | 0 | A | 7 | 400 | A | 7 | 30 | A | 7 | 1.3 | E | 8 | 0.073 | F | 8 | 0.17 | F | 8 | -9900 | -9900 | ? | 0
2004-11-06 | 13:00 | 668 | 1393 | 158 | 2 | 8 | 0 | 2 | 15 | 158 | 2 | 8 | 18200 | 2 | 8 | 0 | 2 | 15 | 18200 | 2 | 8 | 6580 | 2 | 19 | 10 | E | 9 | 10 | E | 9 | 6 | A | 7 | 4 | A | 7 | 87 | A | 7 | 1004 | E | 9 | 0 | A | 7 | 0 | A | 7 | 800 | A | 7 | 30 | A | 7 | 1.4 | E | 8 | 0.073 | F | 8 | 0.17 | F | 8 | -9900 | -9900 | ? | 0
2004-11-06 | 14:00 | 601 | 1393 | 199 | 2 | 8 | 19 | 2 | 15 | 191 | 2 | 8 | 22300 | 2 | 8 | 1600 | 2 | 15 | 21600 | 2 | 8 | 7020 | 2 | 19 | 10 | E | 9 | 10 | E | 9 | 7 | A | 7 | 4 | A | 7 | 81 | A | 7 | 1004 | E | 9 | 100 | A | 7 | 1.5 | A | 7 | 1600 | A | 7 | 30 | A | 7 | 1.4 | E | 8 | 0.073 | F | 8 | 0.17 | F | 8 | -9900 | -9900 | ? | 0
2004-11-06 | 15:00 | 474 | 1393 | 142 | 2 | 8 | 7 | 2 | 15 | 140 | 2 | 8 | 15900 | 2 | 8 | 500 | 2 | 15 | 15700 | 2 | 8 | 4990 | 2 | 19 | 10 | E | 9 | 10 | E | 9 | 7 | A | 7 | 4 | A | 7 | 81 | A | 7 | 1004 | E | 9 | 120 | A | 7 | 2.1 | A | 7 | 4800 | A | 7 | 60 | A | 7 | 1.4 | E | 8 | 0.073 | F | 8 | 0.17 | F | 8 | -9900 | -9900 | ? | 0
2004-11-06 | 16:00 | 296 | 1393 | 94 | 2 | 8 | 15 | 2 | 15 | 91 | 2 | 8 | 10400 | 2 | 8 | 700 | 2 | 15 | 10200 | 2 | 8 | 2920 | 2 | 19 | 10 | E | 9 | 10 | E | 9 | 7 | A | 7 | 4 | A | 7 | 81 | A | 7 | 1004 | E | 9 | 0 | A | 7 | 0 | A | 7 | 1600 | A | 7 | 30 | A | 7 | 1.4 | E | 8 | 0.073 | F | 8 | 0.17 | F | 8 | -9900 | -9900 | ? | 0
2004-11-06 | 17:00 | 86 | 1242 | 12 | 2 | 8 | 7 | 2 | 15 | 11 | 2 | 8 | 1300 | 2 | 8 | 400 | 2 | 15 | 1200 | 2 | 8 | 290 | 2 | 19 | 10 | E | 9 | 10 | E | 9 | 7 | A | 7 | 4 | A | 7 | 81 | A | 7 | 1004 | E | 9 | 0 | A | 7 | 0 | A | 7 | 400 | A | 7 | 30 | A | 7 | 1.5 | E | 8 | 0.073 | F | 8 | 0.17 | F | 8 | -9900 | -9900 | ? | 0
2004-11-06 | 18:00 | 0 | 0 | 0 | 2 | 0 | 0 | 2 | 0 | 0 | 2 | 0 | 0 | 2 | 0 | 0 | 2 | 0 | 0 | 2 | 0 | 0 | 2 | 0 | 10 | E | 9 | 10 | E | 9 | 6 | A | 7 | 4 | A | 7 | 87 | A | 7 | 1004 | E | 9 | 0 | A | 7 | 0 | A | 7 | 400 | A | 7 | 30 | A | 7 | 1.5 | E | 8 | 0.073 | F | 8 | 0.17 | F | 8 | -9900 | -9900 | ? | 0
2004-11-06 | 19:00 | 0 | 0 | 0 | 2 | 0 | 0 | 2 | 0 | 0 | 2 | 0 | 0 | 2 | 0 | 0 | 2 | 0 | 0 | 2 | 0 | 0 | 2 | 0 | 10 | E | 9 | 10 | E | 9 | 6 | A | 7 | 3 | A | 7 | 81 | A | 7 | 1004 | E | 9 | 0 | A | 7 | 0 | A | 7 | 400 | A | 7 | 30 | A | 7 | 1.5 | E | 8 | 0.073 | F | 8 | 0.17 | F | 8 | -9900 | -9900 | ? | 0
2004-11-06 | 20:00 | 0 | 0 | 0 | 2 | 0 | 0 | 2 | 0 | 0 | 2 | 0 | 0 | 2 | 0 | 0 | 2 | 0 | 0 | 2 | 0 | 0 | 2 | 0 | 10 | B | 8 | 10 | B | 8 | 4.6 | B | 8 | 2.6 | B | 8 | 87 | A | 7 | 1004 | E | 9 | 80 | B | 8 | 1.3 | B | 8 | -9900 | ? | 0 | 30 | B | 8 | 1.5 | E | 8 | 0.073 | F | 8 | 0.17 | F | 8 | -9900 | -9900 | ? | 0
2004-11-06 | 21:00 | 0 | 0 | 0 | 2 | 0 | 0 | 2 | 0 | 0 | 2 | 0 | 0 | 2 | 0 | 0 | 2 | 0 | 0 | 2 | 0 | 0 | 2 | 0 | 10 | E | 9 | 10 | E | 9 | 3 | A | 7 | 2 | A | 7 | 93 | A | 7 | 1004 | E | 9 | 160 | A | 7 | 2.6 | A | 7 | 400 | A | 7 | 30 | A | 7 | 1.6 | E | 8 | 0.073 | F | 8 | 0.17 | F | 8 | -9900 | -9900 | ? | 0
2004-11-06 | 22:00 | 0 | 0 | 0 | 2 | 0 | 0 | 2 | 0 | 0 | 2 | 0 | 0 | 2 | 0 | 0 | 2 | 0 | 0 | 2 | 0 | 0 | 2 | 0 | 10 | E | 9 | 10 | E | 9 | 3 | A | 7 | 2 | A | 7 | 93 | A | 7 | 1004 | E | 9 | 0 | A | 7 | 0 | A | 7 | 400 | A | 7 | 30 | A | 7 | 1.6 | E | 8 | 0.073 | F | 8 | 0.17 | F | 8 | -9900 | -9900 | ? | 0
2004-11-06 | 23:00 | 0 | 0 | 0 | 2 | 0 | 0 | 2 | 0 | 0 | 2 | 0 | 0 | 2 | 0 | 0 | 2 | 0 | 0 | 2 | 0 | 0 | 2 | 0 | 10 | E | 9 | 10 | E | 9 | 3 | A | 7 | 2 | A | 7 | 93 | A | 7 | 1004 | E | 9 | 0 | A | 7 | 0 | A | 7 | 400 | A | 7 | 30 | A | 7 | 1.6 | E | 8 | 0.073 | F | 8 | 0.17 | F | 8 | -9900 | -9900 | ? | 0
2004-11-06 | 24:00 | 0 | 0 | 0 | 2 | 0 | 0 | 2 | 0 | 0 | 2 | 0 | 0 | 2 | 0 | 0 | 2 | 0 | 0 | 2 | 0 | 0 | 2 | 0 | 10 | E | 9 | 10 | E | 9 | 3 | A | 7 | 2 | A | 7 | 93 | A | 7 | 1004 | E | 9 | 0 | A | 7 | 0 | A | 7 | 400 | A | 7 | 30 | A | 7 | 1.6 | E | 8 | 0.073 | F | 8 | 0.17 | F | 8 | -9900 | -9900 | ? | 0
2004-11-07 | 1:00 | 0 | 0 | 0 | 2 | 0 | 0 | 2 | 0 | 0 | 2 | 0 | 0 | 2 | 0 | 0 | 2 | 0 | 0 | 2 | 0 | 0 | 2 | 0 | 10 | E | 9 | 10 | E | 9 | 3 | A | 7 | 2 | A | 7 | 93 | A | 7 | 1004 | E | 9 | 0 | A | 7 | 0 | A | 7 | 400 | A | 7 | 30 | A | 7 | 1.7 | E | 8 | 0.073 | F | 8 | 0.17 | F | 8 | -9900 | -9900 | ? | 0
2004-11-07 | 2:00 | 0 | 0 | 0 | 2 | 0 | 0 | 2 | 0 | 0 | 2 | 0 | 0 | 2 | 0 | 0 | 2 | 0 | 0 | 2 | 0 | 0 | 2 | 0 | 10 | E | 9 | 10 | E | 9 | 3 | A | 7 | 2 | A | 7 | 93 | A | 7 | 1004 | E | 9 | 0 | A | 7 | 0 | A | 7 | 800 | A | 7 | 30 | A | 7 | 1.6 | E | 8 | 0.073 | F | 8 | 0.17 | F | 8 | -9900 | -9900 | ? | 0
2004-11-07 | 3:00 | 0 | 0 | 0 | 2 | 0 | 0 | 2 | 0 | 0 | 2 | 0 | 0 | 2 | 0 | 0 | 2 | 0 | 0 | 2 | 0 | 0 | 2 | 0 | 10 | E | 9 | 10 | E | 9 | 3 | A | 7 | 2 | A | 7 | 93 | A | 7 | 1004 | E | 9 | 0 | A | 7 | 0 | A | 7 | 800 | A | 7 | 30 | A | 7 | 1.6 | E | 8 | 0.073 | F | 8 | 0.17 | F | 8 | -9900 | -9900 | ? | 0
2004-11-07 | 4:00 | 0 | 0 | 0 | 2 | 0 | 0 | 2 | 0 | 0 | 2 | 0 | 0 | 2 | 0 | 0 | 2 | 0 | 0 | 2 | 0 | 0 | 2 | 0 | 10 | E | 9 | 10 | E | 9 | 3 | A | 7 | 2 | A | 7 | 93 | A | 7 | 1004 | E | 9 | 0 | A | 7 | 0 | A | 7 | 2000 | A | 7 | 30 | A | 7 | 1.5 | E | 8 | 0.073 | F | 8 | 0.17 | F | 8 | -9900 | -9900 | ? | 0
2004-11-07 | 5:00 | 0 | 0 | 0 | 2 | 0 | 0 | 2 | 0 | 0 | 2 | 0 | 0 | 2 | 0 | 0 | 2 | 0 | 0 | 2 | 0 | 0 | 2 | 0 | 10 | E | 9 | 10 | E | 9 | 3 | A | 7 | 2 | A | 7 | 93 | A | 7 | 1004 | E | 9 | 0 | A | 7 | 0 | A | 7 | 1600 | A | 7 | 30 | A | 7 | 1.5 | E | 8 | 0.073 | F | 8 | 0.17 | F | 8 | -9900 | -9900 | ? | 0
2004-11-07 | 6:00 | 0 | 0 | 0 | 2 | 0 | 0 | 2 | 0 | 0 | 2 | 0 | 0 | 2 | 0 | 0 | 2 | 0 | 0 | 2 | 0 | 0 | 2 | 0 | 10 | E | 9 | 10 | E | 9 | 3 | A | 7 | 2 | A | 7 | 93 | A | 7 | 1004 | E | 9 | 340 | A | 7 | 2.1 | A | 7 | 6400 | A | 7 | 90 | A | 7 | 1.5 | E | 8 | 0.073 | F | 8 | 0.17 | F | 8 | -9900 | -9900 | ? | 0
2004-11-07 | 7:00 | 0 | 0 | 0 | 2 | 0 | 0 | 2 | 0 | 0 | 2 | 0 | 0 | 2 | 0 | 0 | 2 | 0 | 0 | 2 | 0 | 0 | 2 | 0 | 10 | E | 9 | 10 | E | 9 | 3 | A | 7 | 2 | A | 7 | 93 | A | 7 | 1004 | E | 9 | 0 | A | 7 | 0 | A | 7 | 6400 | A | 7 | 30 | A | 7 | 1.5 | E | 8 | 0.073 | F | 8 | 0.17 | F | 8 | -9900 | -9900 | ? | 0
2004-11-07 | 8:00 | 104 | 1359 | 17 | 2 | 8 | 4 | 2 | 15 | 16 | 2 | 8 | 1900 | 2 | 8 | 0 | 2 | 15 | 1900 | 2 | 8 | 590 | 2 | 19 | 10 | E | 9 | 10 | E | 9 | 5 | A | 7 | 2 | A | 7 | 81 | A | 7 | 1004 | E | 9 | 0 | A | 7 | 0 | A | 7 | 400 | A | 7 | 30 | A | 7 | 1.5 | E | 8 | 0.073 | F | 8 | 0.17 | F | 8 | -9900 | -9900 | ? | 0
2004-11-07 | 9:00 | 313 | 1393 | 86 | 2 | 8 | 16 | 2 | 15 | 83 | 2 | 8 | 9700 | 2 | 8 | 700 | 2 | 15 | 9500 | 2 | 8 | 2850 | 2 | 19 | 10 | E | 9 | 10 | E | 9 | 6 | A | 7 | 3 | A | 7 | 81 | A | 7 | 1004 | E | 9 | 0 | A | 7 | 0 | A | 7 | 400 | A | 7 | 30 | A | 7 | 1.6 | E | 8 | 0.073 | F | 8 | 0.17 | F | 8 | -9900 | -9900 | ? | 0
2004-11-07 | 10:00 | 485 | 1393 | 206 | 2 | 8 | 166 | 2 | 15 | 148 | 2 | 8 | 22300 | 2 | 8 | 15800 | 2 | 15 | 16800 | 2 | 8 | 3380 | 2 | 19 | 10 | E | 9 | 10 | E | 9 | 6 | A | 7 | 3 | A | 7 | 81 | A | 7 | 1004 | E | 9 | 0 | A | 7 | 0 | A | 7 | 400 | A | 7 | 30 | A | 7 | 1.6 | E | 8 | 0.073 | F | 8 | 0.17 | F | 8 | -9900 | -9900 | ? | 0
2004-11-07 | 11:00 | 606 | 1393 | 105 | 2 | 8 | 0 | 2 | 15 | 105 | 2 | 8 | 12300 | 2 | 8 | 0 | 2 | 15 | 12300 | 2 | 8 | 4570 | 2 | 19 | 10 | E | 9 | 10 | E | 9 | 7 | A | 7 | 4 | A | 7 | 81 | A | 7 | 1004 | E | 9 | 0 | A | 7 | 0 | A | 7 | 400 | A | 7 | 30 | A | 7 | 1.6 | E | 8 | 0.073 | F | 8 | 0.17 | F | 8 | -9900 | -9900 | ? | 0
2004-11-07 | 12:00 | 666 | 1393 | 196 | 2 | 8 | 18 | 2 | 15 | 187 | 2 | 8 | 22200 | 2 | 8 | 1500 | 2 | 15 | 21500 | 2 | 8 | 7390 | 2 | 19 | 10 | E | 9 | 10 | E | 9 | 8 | A | 7 | 5 | A | 7 | 81 | A | 7 | 1004 | E | 9 | 160 | A | 7 | 1.5 | A | 7 | 2400 | A | 7 | 30 | A | 7 | 1.7 | E | 8 | 0.073 | F | 8 | 0.17 | F | 8 | -9900 | -9900 | ? | 0
2004-11-07 | 13:00 | 663 | 1393 | 164 | 2 | 8 | 0 | 2 | 15 | 164 | 2 | 8 | 18800 | 2 | 8 | 0 | 2 | 15 | 18800 | 2 | 8 | 6730 | 2 | 19 | 10 | E | 9 | 10 | E | 9 | 8 | A | 7 | 5 | A | 7 | 81 | A | 7 | 1004 | E | 9 | 40 | A | 7 | 1.5 | A | 7 | 4800 | A | 7 | 60 | A | 7 | 1.7 | E | 8 | 0.073 | F | 8 | 0.17 | F | 8 | -9900 | -9900 | ? | 0
2004-11-07 | 14:00 | 595 | 1393 | 213 | 2 | 8 | 62 | 2 | 15 | 186 | 2 | 8 | 23300 | 2 | 8 | 6100 | 2 | 15 | 20700 | 2 | 8 | 5240 | 2 | 19 | 10 | E | 9 | 10 | E | 9 | 9 | A | 7 | 6 | A | 7 | 81 | A | 7 | 1004 | E | 9 | 0 | A | 7 | 0 | A | 7 | 8000 | A | 7 | 90 | A | 7 | 1.6 | E | 8 | 0.073 | F | 8 | 0.17 | F | 8 | -9900 | -9900 | ? | 0
2004-11-07 | 15:00 | 468 | 1393 | 285 | 2 | 8 | 371 | 2 | 15 | 160 | 2 | 8 | 29800 | 2 | 8 | 34800 | 2 | 15 | 18000 | 2 | 8 | 3410 | 2 | 19 | 6 | E | 9 | 5 | E | 9 | 11 | A | 7 | 7 | A | 7 | 76 | A | 7 | 1004 | E | 9 | 0 | A | 7 | 0 | A | 7 | 12900 | A | 7 | 77777 | A | 7 | 1.6 | E | 8 | 0.073 | F | 8 | 0.17 | F | 8 | -9900 | -9900 | ? | 0
2004-11-07 | 16:00 | 291 | 1393 | 84 | 2 | 8 | 0 | 2 | 15 | 84 | 2 | 8 | 9300 | 2 | 8 | 0 | 2 | 15 | 9300 | 2 | 8 | 2760 | 2 | 19 | 10 | E | 9 | 6 | E | 9 | 10 | A | 7 | 7 | A | 7 | 82 | A | 7 | 1004 | E | 9 | 0 | A | 7 | 0 | A | 7 | 11300 | A | 7 | 77777 | A | 7 | 1.5 | E | 8 | 0.073 | F | 8 | 0.17 | F | 8 | -9900 | -9900 | ? | 0
2004-11-07 | 17:00 | 81 | 1219 | 10 | 2 | 8 | 0 | 2 | 15 | 10 | 2 | 8 | 1200 | 2 | 8 | 0 | 2 | 15 | 1200 | 2 | 8 | 380 | 2 | 19 | 10 | E | 9 | 6 | E | 9 | 8 | A | 7 | 5 | A | 7 | 81 | A | 7 | 1004 | E | 9 | 0 | A | 7 | 0 | A | 7 | 4800 | A | 7 | 77777 | A | 7 | 1.5 | E | 8 | 0.073 | F | 8 | 0.17 | F | 8 | -9900 | -9900 | ? | 0
2004-11-07 | 18:00 | 0 | 0 | 0 | 2 | 0 | 0 | 2 | 0 | 0 | 2 | 0 | 0 | 2 | 0 | 0 | 2 | 0 | 0 | 2 | 0 | 0 | 2 | 0 | 10 | E | 9 | 10 | A | 7 | 6 | A | 7 | 3 | A | 7 | 81 | A | 7 | 1004 | E | 9 | 0 | A | 7 | 0 | A | 7 | 1200 | A | 7 | 150 | A | 7 | 1.4 | E | 8 | 0.073 | F | 8 | 0.17 | F | 8 | -9900 | -9900 | ? | 0
2004-11-07 | 19:00 | 0 | 0 | 0 | 2 | 0 | 0 | 2 | 0 | 0 | 2 | 0 | 0 | 2 | 0 | 0 | 2 | 0 | 0 | 2 | 0 | 0 | 2 | 0 | 10 | E | 9 | 10 | A | 7 | 2 | A | 7 | 1 | A | 7 | 93 | A | 7 | 1004 | E | 9 | 0 | A | 7 | 0 | A | 7 | 400 | A | 7 | 15 | A | 7 | 1.4 | E | 8 | 0.073 | F | 8 | 0.17 | F | 8 | -9900 | -9900 | ? | 0
2004-11-07 | 20:00 | 0 | 0 | 0 | 2 | 0 | 0 | 2 | 0 | 0 | 2 | 0 | 0 | 2 | 0 | 0 | 2 | 0 | 0 | 2 | 0 | 0 | 2 | 0 | 10 | E | 9 | 10 | E | 9 | 2 | A | 7 | 1 | A | 7 | 93 | A | 7 | 1004 | E | 9 | 0 | A | 7 | 0 | A | 7 | 400 | A | 7 | 30 | A | 7 | 1.3 | E | 8 | 0.073 | F | 8 | 0.17 | F | 8 | -9900 | -9900 | ? | 0
2004-11-07 | 21:00 | 0 | 0 | 0 | 2 | 0 | 0 | 2 | 0 | 0 | 2 | 0 | 0 | 2 | 0 | 0 | 2 | 0 | 0 | 2 | 0 | 0 | 2 | 0 | 10 | E | 9 | 10 | E | 9 | 3 | A | 7 | 2 | A | 7 | 93 | A | 7 | 1004 | E | 9 | 0 | A | 7 | 0 | A | 7 | 400 | A | 7 | 30 | A | 7 | 1.2 | E | 8 | 0.073 | F | 8 | 0.17 | F | 8 | -9900 | -9900 | ? | 0
2004-11-07 | 22:00 | 0 | 0 | 0 | 2 | 0 | 0 | 2 | 0 | 0 | 2 | 0 | 0 | 2 | 0 | 0 | 2 | 0 | 0 | 2 | 0 | 0 | 2 | 0 | 10 | E | 9 | 10 | E | 9 | 3 | A | 7 | 2 | A | 7 | 93 | A | 7 | 1004 | E | 9 | 160 | A | 7 | 1.5 | A | 7 | 400 | A | 7 | 30 | A | 7 | 1.2 | E | 8 | 0.073 | F | 8 | 0.17 | F | 8 | -9900 | -9900 | ? | 0
2004-11-07 | 23:00 | 0 | 0 | 0 | 2 | 0 | 0 | 2 | 0 | 0 | 2 | 0 | 0 | 2 | 0 | 0 | 2 | 0 | 0 | 2 | 0 | 0 | 2 | 0 | 10 | E | 9 | 10 | E | 9 | 4 | A | 7 | 3 | A | 7 | 93 | A | 7 | 1004 | E | 9 | 160 | A | 7 | 1.5 | A | 7 | 400 | A | 7 | 30 | A | 7 | 1.2 | E | 8 | 0.073 | F | 8 | 0.17 | F | 8 | -9900 | -9900 | ? | 0
2004-11-07 | 24:00 | 0 | 0 | 0 | 2 | 0 | 0 | 2 | 0 | 0 | 2 | 0 | 0 | 2 | 0 | 0 | 2 | 0 | 0 | 2 | 0 | 0 | 2 | 0 | 10 | E | 9 | 10 | E | 9 | 3 | A | 7 | 2 | A | 7 | 93 | A | 7 | 1004 | E | 9 | 0 | A | 7 | 0 | A | 7 | 400 | A | 7 | 30 | A | 7 | 1.1 | E | 8 | 0.073 | F | 8 | 0.17 | F | 8 | -9900 | -9900 | ? | 0
2004-11-08 | 1:00 | 0 | 0 | 0 | 2 | 0 | 0 | 2 | 0 | 0 | 2 | 0 | 0 | 2 | 0 | 0 | 2 | 0 | 0 | 2 | 0 | 0 | 2 | 0 | 10 | E | 9 | 10 | E | 9 | 3 | A | 7 | 2 | A | 7 | 93 | A | 7 | 1004 | E | 9 | 0 | A | 7 | 0 | A | 7 | 400 | A | 7 | 30 | A | 7 | 1.1 | E | 8 | 0.072 | F | 8 | 0.17 | F | 8 | -9900 | -9900 | ? | 0
2004-11-08 | 2:00 | 0 | 0 | 0 | 2 | 0 | 0 | 2 | 0 | 0 | 2 | 0 | 0 | 2 | 0 | 0 | 2 | 0 | 0 | 2 | 0 | 0 | 2 | 0 | 10 | E | 9 | 10 | E | 9 | 3 | A | 7 | 2 | A | 7 | 93 | A | 7 | 1004 | E | 9 | 0 | A | 7 | 0 | A | 7 | 400 | A | 7 | 30 | A | 7 | 1.1 | E | 8 | 0.072 | F | 8 | 0.17 | F | 8 | -9900 | -9900 | ? | 0
2004-11-08 | 3:00 | 0 | 0 | 0 | 2 | 0 | 0 | 2 | 0 | 0 | 2 | 0 | 0 | 2 | 0 | 0 | 2 | 0 | 0 | 2 | 0 | 0 | 2 | 0 | 10 | E | 9 | 10 | E | 9 | 3 | A | 7 | 2 | A | 7 | 93 | A | 7 | 1004 | E | 9 | 0 | A | 7 | 0 | A | 7 | 400 | A | 7 | 30 | A | 7 | 1.1 | E | 8 | 0.072 | F | 8 | 0.17 | F | 8 | -9900 | -9900 | ? | 0
2004-11-08 | 4:00 | 0 | 0 | 0 | 2 | 0 | 0 | 2 | 0 | 0 | 2 | 0 | 0 | 2 | 0 | 0 | 2 | 0 | 0 | 2 | 0 | 0 | 2 | 0 | 10 | E | 9 | 10 | E | 9 | 3 | A | 7 | 2 | A | 7 | 93 | A | 7 | 1004 | E | 9 | 160 | A | 7 | 2.6 | A | 7 | 400 | A | 7 | 30 | A | 7 | 1.1 | E | 8 | 0.072 | F | 8 | 0.17 | F | 8 | -9900 | -9900 | ? | 0
2004-11-08 | 5:00 | 0 | 0 | 0 | 2 | 0 | 0 | 2 | 0 | 0 | 2 | 0 | 0 | 2 | 0 | 0 | 2 | 0 | 0 | 2 | 0 | 0 | 2 | 0 | 10 | E | 9 | 10 | E | 9 | 3 | A | 7 | 2 | A | 7 | 93 | A | 7 | 1004 | E | 9 | 320 | A | 7 | 2.1 | A | 7 | 400 | A | 7 | 30 | A | 7 | 1.2 | E | 8 | 0.072 | F | 8 | 0.17 | F | 8 | -9900 | -9900 | ? | 0
2004-11-08 | 6:00 | 0 | 0 | 0 | 2 | 0 | 0 | 2 | 0 | 0 | 2 | 0 | 0 | 2 | 0 | 0 | 2 | 0 | 0 | 2 | 0 | 0 | 2 | 0 | 10 | E | 9 | 10 | E | 9 | 3 | A | 7 | 2 | A | 7 | 93 | A | 7 | 1004 | E | 9 | 270 | A | 7 | 1.5 | A | 7 | 400 | A | 7 | 30 | A | 7 | 1.2 | E | 8 | 0.072 | F | 8 | 0.17 | F | 8 | -9900 | -9900 | ? | 0
2004-11-08 | 7:00 | 0 | 0 | 0 | 2 | 0 | 0 | 2 | 0 | 0 | 2 | 0 | 0 | 2 | 0 | 0 | 2 | 0 | 0 | 2 | 0 | 0 | 2 | 0 | 10 | E | 9 | 10 | E | 9 | 3 | A | 7 | 1 | A | 7 | 87 | A | 7 | 1004 | E | 9 | 310 | A | 7 | 2.1 | A | 7 | 400 | A | 7 | 30 | A | 7 | 1.2 | E | 8 | 0.072 | F | 8 | 0.17 | F | 8 | -9900 | -9900 | ? | 0
2004-11-08 | 8:00 | 99 | 1336 | 18 | 2 | 8 | 18 | 2 | 15 | 16 | 2 | 8 | 2000 | 2 | 8 | 900 | 2 | 15 | 1900 | 2 | 8 | 330 | 2 | 19 | 10 | E | 9 | 10 | A | 7 | 3 | A | 7 | 2 | A | 7 | 93 | A | 7 | 1004 | E | 9 | 0 | A | 7 | 0 | A | 7 | 400 | A | 7 | 30 | A | 7 | 1.3 | E | 8 | 0.072 | F | 8 | 0.17 | F | 8 | -9900 | -9900 | ? | 0
2004-11-08 | 9:00 | 307 | 1394 | 69 | 2 | 8 | 5 | 2 | 15 | 68 | 2 | 8 | 7800 | 2 | 8 | 200 | 2 | 15 | 7800 | 2 | 8 | 2460 | 2 | 19 | 10 | E | 9 | 10 | E | 9 | 3 | A | 7 | 2 | A | 7 | 93 | A | 7 | 1004 | E | 9 | 300 | A | 7 | 1.5 | A | 7 | 400 | A | 7 | 30 | A | 7 | 1.3 | E | 8 | 0.072 | F | 8 | 0.17 | F | 8 | -9900 | -9900 | ? | 0
2004-11-08 | 10:00 | 479 | 1394 | 60 | 2 | 8 | 0 | 2 | 15 | 60 | 2 | 8 | 7200 | 2 | 8 | 0 | 2 | 15 | 7200 | 2 | 8 | 2610 | 2 | 19 | 10 | E | 9 | 10 | E | 9 | 6 | A | 7 | 3 | A | 7 | 81 | A | 7 | 1004 | E | 9 | 200 | A | 7 | 1.5 | A | 7 | 400 | A | 7 | 30 | A | 7 | 1.4 | E | 8 | 0.072 | F | 8 | 0.17 | F | 8 | -9900 | -9900 | ? | 0
2004-11-08 | 11:00 | 600 | 1394 | 66 | 2 | 8 | 0 | 2 | 15 | 66 | 2 | 8 | 8000 | 2 | 8 | 0 | 2 | 15 | 8000 | 2 | 8 | 3060 | 2 | 19 | 10 | E | 9 | 10 | E | 9 | 6 | A | 7 | 3 | A | 7 | 81 | A | 7 | 1004 | E | 9 | 0 | A | 7 | 0 | A | 7 | 400 | A | 7 | 30 | A | 7 | 1.4 | E | 8 | 0.072 | F | 8 | 0.17 | F | 8 | -9900 | -9900 | ? | 0
2004-11-08 | 12:00 | 660 | 1394 | 71 | 2 | 8 | 0 | 2 | 15 | 71 | 2 | 8 | 8700 | 2 | 8 | 0 | 2 | 15 | 8700 | 2 | 8 | 3370 | 2 | 19 | 10 | E | 9 | 10 | E | 9 | 6 | A | 7 | 3 | A | 7 | 81 | A | 7 | 1004 | E | 9 | 0 | A | 7 | 0 | A | 7 | 400 | A | 7 | 30 | A | 7 | 1.5 | E | 8 | 0.072 | F | 8 | 0.17 | F | 8 | -9900 | -9900 | ? | 0
2004-11-08 | 13:00 | 657 | 1394 | 76 | 2 | 8 | 0 | 2 | 15 | 76 | 2 | 8 | 9200 | 2 | 8 | 0 | 2 | 15 | 9200 | 2 | 8 | 3570 | 2 | 19 | 10 | E | 9 | 10 | E | 9 | 7 | A | 7 | 5 | A | 7 | 87 | A | 7 | 1004 | E | 9 | 0 | A | 7 | 0 | A | 7 | 800 | A | 7 | 30 | A | 7 | 1.5 | E | 8 | 0.072 | F | 8 | 0.17 | F | 8 | -9900 | -9900 | ? | 0
2004-11-08 | 14:00 | 589 | 1394 | 62 | 2 | 8 | 0 | 2 | 15 | 62 | 2 | 8 | 7600 | 2 | 8 | 0 | 2 | 15 | 7600 | 2 | 8 | 2880 | 2 | 19 | 10 | E | 9 | 10 | E | 9 | 8 | A | 7 | 6 | A | 7 | 87 | A | 7 | 1004 | E | 9 | 90 | A | 7 | 2.1 | A | 7 | 1200 | A | 7 | 30 | A | 7 | 1.5 | E | 8 | 0.072 | F | 8 | 0.17 | F | 8 | -9900 | -9900 | ? | 0
2004-11-08 | 15:00 | 463 | 1394 | 87 | 2 | 8 | 0 | 2 | 15 | 87 | 2 | 8 | 10100 | 2 | 8 | 0 | 2 | 15 | 10100 | 2 | 8 | 3510 | 2 | 19 | 10 | E | 9 | 10 | E | 9 | 8 | A | 7 | 6 | A | 7 | 87 | A | 7 | 1004 | E | 9 | 0 | A | 7 | 0 | A | 7 | 800 | A | 7 | 30 | A | 7 | 1.5 | E | 8 | 0.072 | F | 8 | 0.17 | F | 8 | -9900 | -9900 | ? | 0
2004-11-08 | 16:00 | 286 | 1394 | 73 | 2 | 8 | 0 | 2 | 15 | 73 | 2 | 8 | 8100 | 2 | 8 | 0 | 2 | 15 | 8100 | 2 | 8 | 2500 | 2 | 19 | 10 | E | 9 | 10 | E | 9 | 8 | A | 7 | 6 | A | 7 | 87 | A | 7 | 1004 | E | 9 | 140 | A | 7 | 1.5 | A | 7 | 400 | A | 7 | 30 | A | 7 | 1.5 | E | 8 | 0.072 | F | 8 | 0.17 | F | 8 | -9900 | -9900 | ? | 0
2004-11-08 | 17:00 | 77 | 1173 | 8 | 2 | 8 | 0 | 2 | 15 | 8 | 2 | 8 | 1000 | 2 | 8 | 0 | 2 | 15 | 1000 | 2 | 8 | 310 | 2 | 19 | 10 | E | 9 | 10 | E | 9 | 8 | A | 7 | 6 | A | 7 | 87 | A | 7 | 1004 | E | 9 | 0 | A | 7 | 0 | A | 7 | 400 | A | 7 | 30 | A | 7 | 1.5 | E | 8 | 0.072 | F | 8 | 0.17 | F | 8 | -9900 | -9900 | ? | 0
2004-11-08 | 18:00 | 0 | 0 | 0 | 2 | 0 | 0 | 2 | 0 | 0 | 2 | 0 | 0 | 2 | 0 | 0 | 2 | 0 | 0 | 2 | 0 | 0 | 2 | 0 | 10 | E | 9 | 10 | E | 9 | 8 | A | 7 | 6 | A | 7 | 87 | A | 7 | 1004 | E | 9 | 250 | A | 7 | 1.5 | A | 7 | 400 | A | 7 | 30 | A | 7 | 1.5 | E | 8 | 0.072 | F | 8 | 0.17 | F | 8 | -9900 | -9900 | ? | 0
2004-11-08 | 19:00 | 0 | 0 | 0 | 2 | 0 | 0 | 2 | 0 | 0 | 2 | 0 | 0 | 2 | 0 | 0 | 2 | 0 | 0 | 2 | 0 | 0 | 2 | 0 | 10 | E | 9 | 10 | E | 9 | 7 | A | 7 | 5 | A | 7 | 87 | A | 7 | 1004 | E | 9 | 210 | A | 7 | 2.1 | A | 7 | 400 | A | 7 | 30 | A | 7 | 1.5 | E | 8 | 0.072 | F | 8 | 0.17 | F | 8 | -9900 | -9900 | ? | 0
2004-11-08 | 20:00 | 0 | 0 | 0 | 2 | 0 | 0 | 2 | 0 | 0 | 2 | 0 | 0 | 2 | 0 | 0 | 2 | 0 | 0 | 2 | 0 | 0 | 2 | 0 | 10 | E | 9 | 10 | E | 9 | 7 | A | 7 | 5 | A | 7 | 87 | A | 7 | 1004 | E | 9 | 190 | A | 7 | 2.6 | A | 7 | 400 | A | 7 | 30 | A | 7 | 1.6 | E | 8 | 0.072 | F | 8 | 0.17 | F | 8 | -9900 | -9900 | ? | 0
2004-11-08 | 21:00 | 0 | 0 | 0 | 2 | 0 | 0 | 2 | 0 | 0 | 2 | 0 | 0 | 2 | 0 | 0 | 2 | 0 | 0 | 2 | 0 | 0 | 2 | 0 | 10 | E | 9 | 10 | E | 9 | 8 | A | 7 | 6 | A | 7 | 87 | A | 7 | 1004 | E | 9 | 170 | A | 7 | 2.6 | A | 7 | 800 | A | 7 | 30 | A | 7 | 1.6 | E | 8 | 0.072 | F | 8 | 0.17 | F | 8 | -9900 | -9900 | ? | 0
2004-11-08 | 22:00 | 0 | 0 | 0 | 2 | 0 | 0 | 2 | 0 | 0 | 2 | 0 | 0 | 2 | 0 | 0 | 2 | 0 | 0 | 2 | 0 | 0 | 2 | 0 | 10 | E | 9 | 10 | E | 9 | 8 | A | 7 | 6 | A | 7 | 87 | A | 7 | 1004 | E | 9 | 170 | A | 7 | 2.1 | A | 7 | 4000 | A | 7 | 30 | A | 7 | 1.6 | E | 8 | 0.072 | F | 8 | 0.17 | F | 8 | -9900 | -9900 | ? | 0
2004-11-08 | 23:00 | 0 | 0 | 0 | 2 | 0 | 0 | 2 | 0 | 0 | 2 | 0 | 0 | 2 | 0 | 0 | 2 | 0 | 0 | 2 | 0 | 0 | 2 | 0 | 10 | E | 9 | 10 | E | 9 | 7 | A | 7 | 6 | A | 7 | 93 | A | 7 | 1004 | E | 9 | 0 | A | 7 | 0 | A | 7 | 1200 | A | 7 | 30 | A | 7 | 1.7 | E | 8 | 0.072 | F | 8 | 0.17 | F | 8 | -9900 | -9900 | ? | 0
2004-11-08 | 24:00 | 0 | 0 | 0 | 2 | 0 | 0 | 2 | 0 | 0 | 2 | 0 | 0 | 2 | 0 | 0 | 2 | 0 | 0 | 2 | 0 | 0 | 2 | 0 | 10 | E | 9 | 10 | E | 9 | 7 | A | 7 | 5 | A | 7 | 87 | A | 7 | 1004 | E | 9 | 310 | A | 7 | 1.5 | A | 7 | 1600 | A | 7 | 30 | A | 7 | 1.7 | E | 8 | 0.072 | F | 8 | 0.17 | F | 8 | -9900 | -9900 | ? | 0
2004-11-09 | 1:00 | 0 | 0 | 0 | 2 | 0 | 0 | 2 | 0 | 0 | 2 | 0 | 0 | 2 | 0 | 0 | 2 | 0 | 0 | 2 | 0 | 0 | 2 | 0 | 10 | E | 9 | 10 | E | 9 | 8 | A | 7 | 5 | A | 7 | 81 | A | 7 | 1004 | E | 9 | 0 | A | 7 | 0 | A | 7 | 3200 | A | 7 | 30 | A | 7 | 1.7 | E | 8 | 0.072 | F | 8 | 0.17 | F | 8 | -9900 | -9900 | ? | 0
2004-11-09 | 2:00 | 0 | 0 | 0 | 2 | 0 | 0 | 2 | 0 | 0 | 2 | 0 | 0 | 2 | 0 | 0 | 2 | 0 | 0 | 2 | 0 | 0 | 2 | 0 | 10 | E | 9 | 10 | E | 9 | 8 | A | 7 | 6 | A | 7 | 87 | A | 7 | 1004 | E | 9 | 0 | A | 7 | 0 | A | 7 | 1200 | A | 7 | 30 | A | 7 | 1.6 | E | 8 | 0.072 | F | 8 | 0.17 | F | 8 | -9900 | -9900 | ? | 0
2004-11-09 | 3:00 | 0 | 0 | 0 | 2 | 0 | 0 | 2 | 0 | 0 | 2 | 0 | 0 | 2 | 0 | 0 | 2 | 0 | 0 | 2 | 0 | 0 | 2 | 0 | 10 | E | 9 | 10 | E | 9 | 7 | A | 7 | 5 | A | 7 | 87 | A | 7 | 1004 | E | 9 | 300 | A | 7 | 1.5 | A | 7 | 2400 | A | 7 | 30 | A | 7 | 1.4 | E | 8 | 0.072 | F | 8 | 0.17 | F | 8 | -9900 | -9900 | ? | 0
2004-11-09 | 4:00 | 0 | 0 | 0 | 2 | 0 | 0 | 2 | 0 | 0 | 2 | 0 | 0 | 2 | 0 | 0 | 2 | 0 | 0 | 2 | 0 | 0 | 2 | 0 | 10 | E | 9 | 10 | E | 9 | 8 | A | 7 | 6 | A | 7 | 87 | A | 7 | 1004 | E | 9 | 0 | A | 7 | 0 | A | 7 | 8000 | A | 7 | 660 | A | 7 | 1.3 | E | 8 | 0.072 | F | 8 | 0.17 | F | 8 | -9900 | -9900 | ? | 0
2004-11-09 | 5:00 | 0 | 0 | 0 | 2 | 0 | 0 | 2 | 0 | 0 | 2 | 0 | 0 | 2 | 0 | 0 | 2 | 0 | 0 | 2 | 0 | 0 | 2 | 0 | 10 | E | 9 | 10 | E | 9 | 8 | A | 7 | 6 | A | 7 | 87 | A | 7 | 1004 | E | 9 | 120 | A | 7 | 1.5 | A | 7 | 8000 | A | 7 | 720 | A | 7 | 1.4 | E | 8 | 0.072 | F | 8 | 0.17 | F | 8 | -9900 | -9900 | ? | 0
2004-11-09 | 6:00 | 0 | 0 | 0 | 2 | 0 | 0 | 2 | 0 | 0 | 2 | 0 | 0 | 2 | 0 | 0 | 2 | 0 | 0 | 2 | 0 | 0 | 2 | 0 | 10 | E | 9 | 10 | E | 9 | 8 | A | 7 | 6 | A | 7 | 87 | A | 7 | 1004 | E | 9 | 0 | A | 7 | 0 | A | 7 | 4800 | A | 7 | 30 | A | 7 | 1.6 | E | 8 | 0.072 | F | 8 | 0.17 | F | 8 | -9900 | -9900 | ? | 0
2004-11-09 | 7:00 | 0 | 0 | 0 | 2 | 0 | 0 | 2 | 0 | 0 | 2 | 0 | 0 | 2 | 0 | 0 | 2 | 0 | 0 | 2 | 0 | 0 | 2 | 0 | 10 | E | 9 | 10 | E | 9 | 8 | A | 7 | 6 | A | 7 | 87 | A | 7 | 1004 | E | 9 | 0 | A | 7 | 0 | A | 7 | 8000 | A | 7 | 780 | A | 7 | 1.7 | E | 8 | 0.072 | F | 8 | 0.17 | F | 8 | -9900 | -9900 | ? | 0
2004-11-09 | 8:00 | 94 | 1313 | 5 | 2 | 8 | 0 | 2 | 15 | 5 | 2 | 8 | 600 | 2 | 8 | 0 | 2 | 15 | 600 | 2 | 8 | 200 | 2 | 19 | 10 | E | 9 | 9 | E | 9 | 8 | A | 7 | 6 | A | 7 | 87 | A | 7 | 1004 | E | 9 | 0 | A | 7 | 0 | A | 7 | 4800 | A | 7 | 780 | A | 7 | 1.8 | E | 8 | 0.072 | F | 8 | 0.17 | F | 8 | -9900 | -9900 | ? | 0
2004-11-09 | 9:00 | 302 | 1395 | 32 | 2 | 8 | 0 | 2 | 15 | 32 | 2 | 8 | 3800 | 2 | 8 | 0 | 2 | 15 | 3800 | 2 | 8 | 1320 | 2 | 19 | 10 | E | 9 | 6 | E | 9 | 8 | A | 7 | 6 | A | 7 | 87 | A | 7 | 1004 | E | 9 | 0 | A | 7 | 0 | A | 7 | 8000 | A | 7 | 77777 | A | 7 | 1.9 | E | 8 | 0.072 | F | 8 | 0.17 | F | 8 | -9900 | -9900 | ? | 0
2004-11-09 | 10:00 | 474 | 1395 | 85 | 2 | 8 | 0 | 2 | 15 | 85 | 2 | 8 | 9900 | 2 | 8 | 0 | 2 | 15 | 9900 | 2 | 8 | 3480 | 2 | 19 | 10 | E | 9 | 4 | E | 9 | 9 | A | 7 | 7 | A | 7 | 87 | A | 7 | 1004 | E | 9 | 0 | A | 7 | 0 | A | 7 | 16100 | A | 7 | 77777 | A | 7 | 2 | E | 8 | 0.072 | F | 8 | 0.17 | F | 8 | -9900 | -9900 | ? | 0
2004-11-09 | 11:00 | 594 | 1395 | 122 | 2 | 8 | 0 | 2 | 15 | 122 | 2 | 8 | 14100 | 2 | 8 | 0 | 2 | 15 | 14100 | 2 | 8 | 5100 | 2 | 19 | 9 | E | 9 | 4 | E | 9 | 10 | A | 7 | 7 | A | 7 | 82 | A | 7 | 1004 | E | 9 | 0 | A | 7 | 0 | A | 7 | 16100 | A | 7 | 77777 | A | 7 | 2.1 | E | 8 | 0.072 | F | 8 | 0.17 | F | 8 | -9900 | -9900 | ? | 0
2004-11-09 | 12:00 | 655 | 1395 | 113 | 2 | 8 | 0 | 2 | 15 | 113 | 2 | 8 | 13300 | 2 | 8 | 0 | 2 | 15 | 13300 | 2 | 8 | 5010 | 2 | 19 | 9 | E | 9 | 4 | E | 9 | 11 | A | 7 | 7 | A | 7 | 76 | A | 7 | 1004 | E | 9 | 360 | A | 7 | 1.5 | A | 7 | 16100 | A | 7 | 77777 | A | 7 | 2.1 | E | 8 | 0.072 | F | 8 | 0.17 | F | 8 | -9900 | -9900 | ? | 0
2004-11-09 | 13:00 | 651 | 1395 | 329 | 2 | 8 | 267 | 2 | 15 | 204 | 2 | 8 | 35000 | 2 | 8 | 27300 | 2 | 15 | 22200 | 2 | 8 | 4570 | 2 | 19 | 10 | E | 9 | 6 | E | 9 | 12 | A | 7 | 7 | A | 7 | 71 | A | 7 | 1004 | E | 9 | 360 | A | 7 | 3.1 | A | 7 | 16100 | A | 7 | 77777 | A | 7 | 2.2 | E | 8 | 0.072 | F | 8 | 0.17 | F | 8 | -9900 | -9900 | ? | 0
2004-11-09 | 14:00 | 584 | 1395 | 131 | 2 | 8 | 0 | 2 | 15 | 131 | 2 | 8 | 15100 | 2 | 8 | 0 | 2 | 15 | 15100 | 2 | 8 | 5340 | 2 | 19 | 10 | E | 9 | 6 | E | 9 | 12 | A | 7 | 7 | A | 7 | 71 | A | 7 | 1004 | E | 9 | 30 | A | 7 | 3.1 | A | 7 | 16100 | A | 7 | 77777 | A | 7 | 2 | E | 8 | 0.072 | F | 8 | 0.17 | F | 8 | -9900 | -9900 | ? | 0
2004-11-09 | 15:00 | 457 | 1395 | 120 | 2 | 8 | 0 | 2 | 15 | 120 | 2 | 8 | 13500 | 2 | 8 | 0 | 2 | 15 | 13500 | 2 | 8 | 4430 | 2 | 19 | 10 | E | 9 | 4 | E | 9 | 12 | A | 7 | 7 | A | 7 | 71 | A | 7 | 1004 | E | 9 | 40 | A | 7 | 4.6 | A | 7 | 16100 | A | 7 | 77777 | A | 7 | 1.8 | E | 8 | 0.072 | F | 8 | 0.17 | F | 8 | -9900 | -9900 | ? | 0
2004-11-09 | 16:00 | 281 | 1395 | 136 | 2 | 8 | 149 | 2 | 15 | 106 | 2 | 8 | 14500 | 2 | 8 | 11600 | 2 | 15 | 12200 | 2 | 8 | 2290 | 2 | 19 | 10 | E | 9 | 4 | E | 9 | 11 | A | 7 | 7 | A | 7 | 76 | A | 7 | 1004 | E | 9 | 360 | A | 7 | 1.5 | A | 7 | 16100 | A | 7 | 77777 | A | 7 | 1.6 | E | 8 | 0.072 | F | 8 | 0.17 | F | 8 | -9900 | -9900 | ? | 0
2004-11-09 | 17:00 | 74 | 1151 | 14 | 2 | 8 | 61 | 2 | 15 | 11 | 2 | 8 | 1700 | 2 | 8 | 2500 | 2 | 15 | 1500 | 2 | 8 | 180 | 2 | 19 | 10 | E | 9 | 5 | E | 9 | 9 | A | 7 | 6 | A | 7 | 81 | A | 7 | 1004 | E | 9 | 330 | A | 7 | 2.1 | A | 7 | 16100 | A | 7 | 77777 | A | 7 | 1.6 | E | 8 | 0.072 | F | 8 | 0.17 | F | 8 | -9900 | -9900 | ? | 0
2004-11-09 | 18:00 | 0 | 0 | 0 | 2 | 0 | 0 | 2 | 0 | 0 | 2 | 0 | 0 | 2 | 0 | 0 | 2 | 0 | 0 | 2 | 0 | 0 | 2 | 0 | 10 | E | 9 | 5 | E | 9 | 8 | A | 7 | 6 | A | 7 | 87 | A | 7 | 1004 | E | 9 | 290 | A | 7 | 1.5 | A | 7 | 16100 | A | 7 | 77777 | A | 7 | 1.6 | E | 8 | 0.072 | F | 8 | 0.17 | F | 8 | -9900 | -9900 | ? | 0
2004-11-09 | 19:00 | 0 | 0 | 0 | 2 | 0 | 0 | 2 | 0 | 0 | 2 | 0 | 0 | 2 | 0 | 0 | 2 | 0 | 0 | 2 | 0 | 0 | 2 | 0 | 10 | E | 9 | 4 | E | 9 | 9 | A | 7 | 6 | A | 7 | 81 | A | 7 | 1004 | E | 9 | 0 | A | 7 | 0 | A | 7 | 16100 | A | 7 | 77777 | A | 7 | 1.6 | E | 8 | 0.072 | F | 8 | 0.17 | F | 8 | -9900 | -9900 | ? | 0
2004-11-09 | 20:00 | 0 | 0 | 0 | 2 | 0 | 0 | 2 | 0 | 0 | 2 | 0 | 0 | 2 | 0 | 0 | 2 | 0 | 0 | 2 | 0 | 0 | 2 | 0 | 10 | E | 9 | 4 | E | 9 | 9 | A | 7 | 6 | A | 7 | 81 | A | 7 | 1004 | E | 9 | 0 | A | 7 | 0 | A | 7 | 16100 | A | 7 | 77777 | A | 7 | 1.6 | E | 8 | 0.072 | F | 8 | 0.17 | F | 8 | -9900 | -9900 | ? | 0
2004-11-09 | 21:00 | 0 | 0 | 0 | 2 | 0 | 0 | 2 | 0 | 0 | 2 | 0 | 0 | 2 | 0 | 0 | 2 | 0 | 0 | 2 | 0 | 0 | 2 | 0 | 10 | E | 9 | 5 | E | 9 | 8 | A | 7 | 5 | A | 7 | 81 | A | 7 | 1004 | E | 9 | 0 | A | 7 | 0 | A | 7 | 16100 | A | 7 | 77777 | A | 7 | 1.5 | E | 8 | 0.072 | F | 8 | 0.17 | F | 8 | -9900 | -9900 | ? | 0
2004-11-09 | 22:00 | 0 | 0 | 0 | 2 | 0 | 0 | 2 | 0 | 0 | 2 | 0 | 0 | 2 | 0 | 0 | 2 | 0 | 0 | 2 | 0 | 0 | 2 | 0 | 10 | E | 9 | 6 | E | 9 | 8 | A | 7 | 6 | A | 7 | 87 | A | 7 | 1004 | E | 9 | 210 | A | 7 | 4.1 | A | 7 | 16100 | A | 7 | 77777 | A | 7 | 1.5 | E | 8 | 0.072 | F | 8 | 0.17 | F | 8 | -9900 | -9900 | ? | 0
2004-11-09 | 23:00 | 0 | 0 | 0 | 2 | 0 | 0 | 2 | 0 | 0 | 2 | 0 | 0 | 2 | 0 | 0 | 2 | 0 | 0 | 2 | 0 | 0 | 2 | 0 | 10 | E | 9 | 5 | E | 9 | 7 | A | 7 | 4 | A | 7 | 81 | A | 7 | 1004 | E | 9 | 280 | A | 7 | 1.5 | A | 7 | 14500 | A | 7 | 77777 | A | 7 | 1.5 | E | 8 | 0.072 | F | 8 | 0.17 | F | 8 | -9900 | -9900 | ? | 0
2004-11-09 | 24:00 | 0 | 0 | 0 | 2 | 0 | 0 | 2 | 0 | 0 | 2 | 0 | 0 | 2 | 0 | 0 | 2 | 0 | 0 | 2 | 0 | 0 | 2 | 0 | 10 | E | 9 | 7 | E | 9 | 7 | A | 7 | 4 | A | 7 | 81 | A | 7 | 1004 | E | 9 | 0 | A | 7 | 0 | A | 7 | 14500 | A | 7 | 77777 | A | 7 | 1.5 | E | 8 | 0.072 | F | 8 | 0.17 | F | 8 | -9900 | -9900 | ? | 0
2004-11-10 | 1:00 | 0 | 0 | 0 | 2 | 0 | 0 | 2 | 0 | 0 | 2 | 0 | 0 | 2 | 0 | 0 | 2 | 0 | 0 | 2 | 0 | 0 | 2 | 0 | 10 | E | 9 | 5 | E | 9 | 7 | A | 7 | 4 | A | 7 | 81 | A | 7 | 1004 | E | 9 | 0 | A | 7 | 0 | A | 7 | 14500 | A | 7 | 77777 | A | 7 | 1.5 | E | 8 | 0.071 | F | 8 | 0.17 | F | 8 | -9900 | -9900 | ? | 0
2004-11-10 | 2:00 | 0 | 0 | 0 | 2 | 0 | 0 | 2 | 0 | 0 | 2 | 0 | 0 | 2 | 0 | 0 | 2 | 0 | 0 | 2 | 0 | 0 | 2 | 0 | 10 | E | 9 | 4 | E | 9 | 7 | A | 7 | 4 | A | 7 | 81 | A | 7 | 1004 | E | 9 | 200 | A | 7 | 1.5 | A | 7 | 4000 | A | 7 | 77777 | A | 7 | 1.6 | E | 8 | 0.071 | F | 8 | 0.17 | F | 8 | -9900 | -9900 | ? | 0
2004-11-10 | 3:00 | 0 | 0 | 0 | 2 | 0 | 0 | 2 | 0 | 0 | 2 | 0 | 0 | 2 | 0 | 0 | 2 | 0 | 0 | 2 | 0 | 0 | 2 | 0 | 10 | E | 9 | 9 | E | 9 | 7 | A | 7 | 4 | A | 7 | 81 | A | 7 | 1004 | E | 9 | 0 | A | 7 | 0 | A | 7 | 14500 | A | 7 | 150 | A | 7 | 1.8 | E | 8 | 0.071 | F | 8 | 0.17 | F | 8 | -9900 | -9900 | ? | 0
2004-11-10 | 4:00 | 0 | 0 | 0 | 2 | 0 | 0 | 2 | 0 | 0 | 2 | 0 | 0 | 2 | 0 | 0 | 2 | 0 | 0 | 2 | 0 | 0 | 2 | 0 | 10 | E | 9 | 10 | E | 9 | 7 | A | 7 | 4 | A | 7 | 81 | A | 7 | 1004 | E | 9 | 250 | A | 7 | 2.1 | A | 7 | 14500 | A | 7 | 150 | A | 7 | 1.9 | E | 8 | 0.071 | F | 8 | 0.17 | F | 8 | -9900 | -9900 | ? | 0
2004-11-10 | 5:00 | 0 | 0 | 0 | 2 | 0 | 0 | 2 | 0 | 0 | 2 | 0 | 0 | 2 | 0 | 0 | 2 | 0 | 0 | 2 | 0 | 0 | 2 | 0 | 10 | E | 9 | 9 | E | 9 | 7 | A | 7 | 5 | A | 7 | 87 | A | 7 | 1004 | E | 9 | 0 | A | 7 | 0 | A | 7 | 16100 | A | 7 | 150 | A | 7 | 1.9 | E | 8 | 0.071 | F | 8 | 0.17 | F | 8 | -9900 | -9900 | ? | 0
2004-11-10 | 6:00 | 0 | 0 | 0 | 2 | 0 | 0 | 2 | 0 | 0 | 2 | 0 | 0 | 2 | 0 | 0 | 2 | 0 | 0 | 2 | 0 | 0 | 2 | 0 | 10 | E | 9 | 7 | E | 9 | 7 | A | 7 | 4 | A | 7 | 81 | A | 7 | 1004 | E | 9 | 0 | A | 7 | 0 | A | 7 | 16100 | A | 7 | 77777 | A | 7 | 1.9 | E | 8 | 0.071 | F | 8 | 0.17 | F | 8 | -9900 | -9900 | ? | 0
2004-11-10 | 7:00 | 0 | 0 | 0 | 2 | 0 | 0 | 2 | 0 | 0 | 2 | 0 | 0 | 2 | 0 | 0 | 2 | 0 | 0 | 2 | 0 | 0 | 2 | 0 | 10 | E | 9 | 6 | E | 9 | 7 | A | 7 | 4 | A | 7 | 81 | A | 7 | 1004 | E | 9 | 0 | A | 7 | 0 | A | 7 | 16100 | A | 7 | 77777 | A | 7 | 1.9 | E | 8 | 0.071 | F | 8 | 0.17 | F | 8 | -9900 | -9900 | ? | 0
2004-11-10 | 8:00 | 89 | 1267 | 16 | 2 | 8 | 32 | 2 | 15 | 14 | 2 | 8 | 1800 | 2 | 8 | 1300 | 2 | 15 | 1700 | 2 | 8 | 230 | 2 | 19 | 9 | E | 9 | 4 | E | 9 | 8 | A | 7 | 5 | A | 7 | 81 | A | 7 | 1004 | E | 9 | 0 | A | 7 | 0 | A | 7 | 11300 | A | 7 | 77777 | A | 7 | 1.9 | E | 8 | 0.071 | F | 8 | 0.17 | F | 8 | -9900 | -9900 | ? | 0
2004-11-10 | 9:00 | 296 | 1395 | 68 | 2 | 8 | 5 | 2 | 15 | 67 | 2 | 8 | 7700 | 2 | 8 | 200 | 2 | 15 | 7600 | 2 | 8 | 2400 | 2 | 19 | 10 | E | 9 | 7 | E | 9 | 8 | A | 7 | 6 | A | 7 | 87 | A | 7 | 1004 | E | 9 | 0 | A | 7 | 0 | A | 7 | 14500 | A | 7 | 77777 | A | 7 | 1.9 | E | 8 | 0.071 | F | 8 | 0.17 | F | 8 | -9900 | -9900 | ? | 0
2004-11-10 | 10:00 | 468 | 1395 | 140 | 2 | 8 | 17 | 2 | 15 | 134 | 2 | 8 | 15600 | 2 | 8 | 1200 | 2 | 15 | 15200 | 2 | 8 | 4820 | 2 | 19 | 10 | E | 9 | 7 | E | 9 | 10 | A | 7 | 7 | A | 7 | 82 | A | 7 | 1004 | E | 9 | 0 | A | 7 | 0 | A | 7 | 16100 | A | 7 | 77777 | A | 7 | 1.9 | E | 8 | 0.071 | F | 8 | 0.17 | F | 8 | -9900 | -9900 | ? | 0
2004-11-10 | 11:00 | 588 | 1395 | 149 | 2 | 8 | 6 | 2 | 15 | 147 | 2 | 8 | 17100 | 2 | 8 | 400 | 2 | 15 | 16900 | 2 | 8 | 5830 | 2 | 19 | 10 | E | 9 | 9 | E | 9 | 11 | A | 7 | 7 | A | 7 | 76 | A | 7 | 1004 | E | 9 | 0 | A | 7 | 0 | A | 7 | 16100 | A | 7 | 240 | A | 7 | 1.9 | E | 8 | 0.071 | F | 8 | 0.17 | F | 8 | -9900 | -9900 | ? | 0
2004-11-10 | 12:00 | 649 | 1395 | 148 | 2 | 8 | 0 | 2 | 15 | 148 | 2 | 8 | 17100 | 2 | 8 | 0 | 2 | 15 | 17100 | 2 | 8 | 6170 | 2 | 19 | 10 | E | 9 | 9 | E | 9 | 12 | A | 7 | 7 | A | 7 | 71 | A | 7 | 1004 | E | 9 | 0 | A | 7 | 0 | A | 7 | 16100 | A | 7 | 240 | A | 7 | 1.9 | E | 8 | 0.071 | F | 8 | 0.17 | F | 8 | -9900 | -9900 | ? | 0
2004-11-10 | 13:00 | 646 | 1395 | 133 | 2 | 8 | 0 | 2 | 15 | 133 | 2 | 8 | 15500 | 2 | 8 | 0 | 2 | 15 | 15500 | 2 | 8 | 5670 | 2 | 19 | 10 | E | 9 | 9 | E | 9 | 12 | A | 7 | 7 | A | 7 | 71 | A | 7 | 1004 | E | 9 | 0 | A | 7 | 0 | A | 7 | 16100 | A | 7 | 300 | A | 7 | 1.9 | E | 8 | 0.071 | F | 8 | 0.17 | F | 8 | -9900 | -9900 | ? | 0
2004-11-10 | 14:00 | 578 | 1395 | 117 | 2 | 8 | 0 | 2 | 15 | 117 | 2 | 8 | 13600 | 2 | 8 | 0 | 2 | 15 | 13600 | 2 | 8 | 4880 | 2 | 19 | 10 | E | 9 | 9 | E | 9 | 12 | A | 7 | 7 | A | 7 | 71 | A | 7 | 1004 | E | 9 | 0 | A | 7 | 0 | A | 7 | 16100 | A | 7 | 360 | A | 7 | 2 | E | 8 | 0.071 | F | 8 | 0.17 | F | 8 | -9900 | -9900 | ? | 0
2004-11-10 | 15:00 | 452 | 1395 | 88 | 2 | 8 | 0 | 2 | 15 | 88 | 2 | 8 | 10100 | 2 | 8 | 0 | 2 | 15 | 10100 | 2 | 8 | 3510 | 2 | 19 | 10 | E | 9 | 9 | E | 9 | 12 | A | 7 | 8 | A | 7 | 76 | A | 7 | 1004 | E | 9 | 0 | A | 7 | 0 | A | 7 | 16100 | A | 7 | 77777 | A | 7 | 2.1 | E | 8 | 0.071 | F | 8 | 0.17 | F | 8 | -9900 | -9900 | ? | 0
2004-11-10 | 16:00 | 276 | 1395 | 75 | 2 | 8 | 0 | 2 | 15 | 75 | 2 | 8 | 8300 | 2 | 8 | 0 | 2 | 15 | 8300 | 2 | 8 | 2500 | 2 | 19 | 10 | E | 9 | 7 | E | 9 | 12 | A | 7 | 8 | A | 7 | 76 | A | 7 | 1004 | E | 9 | 0 | A | 7 | 0 | A | 7 | 16100 | A | 7 | 77777 | A | 7 | 2.2 | E | 8 | 0.071 | F | 8 | 0.17 | F | 8 | -9900 | -9900 | ? | 0
2004-11-10 | 17:00 | 70 | 1128 | 7 | 2 | 8 | 0 | 2 | 15 | 7 | 2 | 8 | 900 | 2 | 8 | 0 | 2 | 15 | 900 | 2 | 8 | 280 | 2 | 19 | 10 | E | 9 | 9 | E | 9 | 11 | A | 7 | 7 | A | 7 | 76 | A | 7 | 1004 | E | 9 | 0 | A | 7 | 0 | A | 7 | 16100 | A | 7 | 77777 | A | 7 | 2.2 | E | 8 | 0.071 | F | 8 | 0.17 | F | 8 | -9900 | -9900 | ? | 0
2004-11-10 | 18:00 | 0 | 0 | 0 | 2 | 0 | 0 | 2 | 0 | 0 | 2 | 0 | 0 | 2 | 0 | 0 | 2 | 0 | 0 | 2 | 0 | 0 | 2 | 0 | 10 | E | 9 | 9 | E | 9 | 11 | A | 7 | 7 | A | 7 | 76 | A | 7 | 1004 | E | 9 | 0 | A | 7 | 0 | A | 7 | 16100 | A | 7 | 77777 | A | 7 | 2.2 | E | 8 | 0.071 | F | 8 | 0.17 | F | 8 | -9900 | -9900 | ? | 0
2004-11-10 | 19:00 | 0 | 0 | 0 | 2 | 0 | 0 | 2 | 0 | 0 | 2 | 0 | 0 | 2 | 0 | 0 | 2 | 0 | 0 | 2 | 0 | 0 | 2 | 0 | 10 | E | 9 | 9 | E | 9 | 8 | A | 7 | 6 | A | 7 | 87 | A | 7 | 1004 | E | 9 | 0 | A | 7 | 0 | A | 7 | 1600 | A | 7 | 77777 | A | 7 | 2.1 | E | 8 | 0.071 | F | 8 | 0.17 | F | 8 | -9900 | -9900 | ? | 0
2004-11-10 | 20:00 | 0 | 0 | 0 | 2 | 0 | 0 | 2 | 0 | 0 | 2 | 0 | 0 | 2 | 0 | 0 | 2 | 0 | 0 | 2 | 0 | 0 | 2 | 0 | 6 | E | 9 | 5 | E | 9 | 8 | A | 7 | 5 | A | 7 | 81 | A | 7 | 1004 | E | 9 | 0 | A | 7 | 0 | A | 7 | 9700 | A | 7 | 77777 | A | 7 | 2.1 | E | 8 | 0.071 | F | 8 | 0.17 | F | 8 | -9900 | -9900 | ? | 0
2004-11-10 | 21:00 | 0 | 0 | 0 | 2 | 0 | 0 | 2 | 0 | 0 | 2 | 0 | 0 | 2 | 0 | 0 | 2 | 0 | 0 | 2 | 0 | 0 | 2 | 0 | 10 | E | 9 | 10 | A | 7 | 7 | A | 7 | 4 | A | 7 | 81 | A | 7 | 1004 | E | 9 | 0 | A | 7 | 0 | A | 7 | 800 | A | 7 | 150 | A | 7 | 2.1 | E | 8 | 0.071 | F | 8 | 0.17 | F | 8 | -9900 | -9900 | ? | 0
2004-11-10 | 22:00 | 0 | 0 | 0 | 2 | 0 | 0 | 2 | 0 | 0 | 2 | 0 | 0 | 2 | 0 | 0 | 2 | 0 | 0 | 2 | 0 | 0 | 2 | 0 | 10 | E | 9 | 10 | A | 7 | 7 | A | 7 | 4 | A | 7 | 81 | A | 7 | 1004 | E | 9 | 0 | A | 7 | 0 | A | 7 | 1200 | A | 7 | 150 | A | 7 | 2 | E | 8 | 0.071 | F | 8 | 0.17 | F | 8 | -9900 | -9900 | ? | 0
2004-11-10 | 23:00 | 0 | 0 | 0 | 2 | 0 | 0 | 2 | 0 | 0 | 2 | 0 | 0 | 2 | 0 | 0 | 2 | 0 | 0 | 2 | 0 | 0 | 2 | 0 | 10 | E | 9 | 10 | E | 9 | 6 | A | 7 | 3 | A | 7 | 81 | A | 7 | 1004 | E | 9 | 0 | A | 7 | 0 | A | 7 | 400 | A | 7 | 30 | A | 7 | 2 | E | 8 | 0.071 | F | 8 | 0.17 | F | 8 | -9900 | -9900 | ? | 0
2004-11-10 | 24:00 | 0 | 0 | 0 | 2 | 0 | 0 | 2 | 0 | 0 | 2 | 0 | 0 | 2 | 0 | 0 | 2 | 0 | 0 | 2 | 0 | 0 | 2 | 0 | 10 | E | 9 | 10 | A | 7 | 4 | A | 7 | 2 | A | 7 | 87 | A | 7 | 1004 | E | 9 | 0 | A | 7 | 0 | A | 7 | 400 | A | 7 | 60 | A | 7 | 2 | E | 8 | 0.071 | F | 8 | 0.17 | F | 8 | -9900 | -9900 | ? | 0
2004-11-11 | 1:00 | 0 | 0 | 0 | 2 | 0 | 0 | 2 | 0 | 0 | 2 | 0 | 0 | 2 | 0 | 0 | 2 | 0 | 0 | 2 | 0 | 0 | 2 | 0 | 10 | E | 9 | 10 | E | 9 | 3 | A | 7 | 1 | A | 7 | 87 | A | 7 | 1004 | E | 9 | 0 | A | 7 | 0 | A | 7 | 400 | A | 7 | 30 | A | 7 | 1.9 | E | 8 | 0.071 | F | 8 | 0.17 | F | 8 | -9900 | -9900 | ? | 0
2004-11-11 | 2:00 | 0 | 0 | 0 | 2 | 0 | 0 | 2 | 0 | 0 | 2 | 0 | 0 | 2 | 0 | 0 | 2 | 0 | 0 | 2 | 0 | 0 | 2 | 0 | 10 | E | 9 | 10 | E | 9 | 6 | A | 7 | 3 | A | 7 | 81 | A | 7 | 1004 | E | 9 | 0 | A | 7 | 0 | A | 7 | 400 | A | 7 | 30 | A | 7 | 1.9 | E | 8 | 0.071 | F | 8 | 0.17 | F | 8 | -9900 | -9900 | ? | 0
2004-11-11 | 3:00 | 0 | 0 | 0 | 2 | 0 | 0 | 2 | 0 | 0 | 2 | 0 | 0 | 2 | 0 | 0 | 2 | 0 | 0 | 2 | 0 | 0 | 2 | 0 | 10 | E | 9 | 10 | E | 9 | 7 | A | 7 | 4 | A | 7 | 81 | A | 7 | 1004 | E | 9 | 0 | A | 7 | 0 | A | 7 | 400 | A | 7 | 30 | A | 7 | 2 | E | 8 | 0.071 | F | 8 | 0.17 | F | 8 | -9900 | -9900 | ? | 0
2004-11-11 | 4:00 | 0 | 0 | 0 | 2 | 0 | 0 | 2 | 0 | 0 | 2 | 0 | 0 | 2 | 0 | 0 | 2 | 0 | 0 | 2 | 0 | 0 | 2 | 0 | 10 | E | 9 | 10 | E | 9 | 7 | A | 7 | 4 | A | 7 | 81 | A | 7 | 1004 | E | 9 | 0 | A | 7 | 0 | A | 7 | 400 | A | 7 | 30 | A | 7 | 2 | E | 8 | 0.071 | F | 8 | 0.17 | F | 8 | -9900 | -9900 | ? | 0
2004-11-11 | 5:00 | 0 | 0 | 0 | 2 | 0 | 0 | 2 | 0 | 0 | 2 | 0 | 0 | 2 | 0 | 0 | 2 | 0 | 0 | 2 | 0 | 0 | 2 | 0 | 10 | E | 9 | 10 | E | 9 | 7 | A | 7 | 4 | A | 7 | 81 | A | 7 | 1004 | E | 9 | 0 | A | 7 | 0 | A | 7 | 400 | A | 7 | 30 | A | 7 | 2 | E | 8 | 0.071 | F | 8 | 0.17 | F | 8 | -9900 | -9900 | ? | 0
2004-11-11 | 6:00 | 0 | 0 | 0 | 2 | 0 | 0 | 2 | 0 | 0 | 2 | 0 | 0 | 2 | 0 | 0 | 2 | 0 | 0 | 2 | 0 | 0 | 2 | 0 | 10 | E | 9 | 10 | E | 9 | 7 | A | 7 | 4 | A | 7 | 81 | A | 7 | 1004 | E | 9 | 0 | A | 7 | 0 | A | 7 | 400 | A | 7 | 30 | A | 7 | 2 | E | 8 | 0.071 | F | 8 | 0.17 | F | 8 | -9900 | -9900 | ? | 0
2004-11-11 | 7:00 | 0 | 0 | 0 | 2 | 0 | 0 | 2 | 0 | 0 | 2 | 0 | 0 | 2 | 0 | 0 | 2 | 0 | 0 | 2 | 0 | 0 | 2 | 0 | 10 | E | 9 | 10 | E | 9 | 7 | A | 7 | 5 | A | 7 | 87 | A | 7 | 1004 | E | 9 | 0 | A | 7 | 0 | A | 7 | 400 | A | 7 | 30 | A | 7 | 2 | E | 8 | 0.071 | F | 8 | 0.17 | F | 8 | -9900 | -9900 | ? | 0
2004-11-11 | 8:00 | 85 | 1245 | 15 | 2 | 8 | 45 | 2 | 15 | 12 | 2 | 8 | 1700 | 2 | 8 | 1700 | 2 | 15 | 1600 | 2 | 8 | 190 | 2 | 19 | 10 | E | 9 | 10 | E | 9 | 7 | A | 7 | 5 | A | 7 | 87 | A | 7 | 1004 | E | 9 | 0 | A | 7 | 0 | A | 7 | 400 | A | 7 | 30 | A | 7 | 2 | E | 8 | 0.071 | F | 8 | 0.17 | F | 8 | -9900 | -9900 | ? | 0
2004-11-11 | 9:00 | 291 | 1396 | 88 | 2 | 8 | 53 | 2 | 15 | 77 | 2 | 8 | 9600 | 2 | 8 | 4400 | 2 | 15 | 8700 | 2 | 8 | 1930 | 2 | 19 | 10 | E | 9 | 10 | E | 9 | 8 | A | 7 | 6 | A | 7 | 87 | A | 7 | 1004 | E | 9 | 320 | A | 7 | 1.5 | A | 7 | 800 | A | 7 | 30 | A | 7 | 2 | E | 8 | 0.071 | F | 8 | 0.17 | F | 8 | -9900 | -9900 | ? | 0
2004-11-11 | 10:00 | 462 | 1396 | 114 | 2 | 8 | 6 | 2 | 15 | 112 | 2 | 8 | 12900 | 2 | 8 | 400 | 2 | 15 | 12800 | 2 | 8 | 4240 | 2 | 19 | 10 | E | 9 | 10 | E | 9 | 9 | A | 7 | 7 | A | 7 | 87 | A | 7 | 1004 | E | 9 | 0 | A | 7 | 0 | A | 7 | 4800 | A | 7 | 30 | A | 7 | 2 | E | 8 | 0.071 | F | 8 | 0.17 | F | 8 | -9900 | -9900 | ? | 0
2004-11-11 | 11:00 | 583 | 1396 | 132 | 2 | 8 | 0 | 2 | 15 | 132 | 2 | 8 | 15200 | 2 | 8 | 0 | 2 | 15 | 15200 | 2 | 8 | 5360 | 2 | 19 | 10 | E | 9 | 10 | E | 9 | 10 | A | 7 | 7 | A | 7 | 82 | A | 7 | 1004 | E | 9 | 0 | A | 7 | 0 | A | 7 | 8000 | A | 7 | 180 | A | 7 | 2 | E | 8 | 0.071 | F | 8 | 0.17 | F | 8 | -9900 | -9900 | ? | 0
2004-11-11 | 12:00 | 643 | 1396 | 201 | 2 | 8 | 36 | 2 | 15 | 185 | 2 | 8 | 22100 | 2 | 8 | 3500 | 2 | 15 | 20500 | 2 | 8 | 5450 | 2 | 19 | 10 | E | 9 | 10 | E | 9 | 11 | A | 7 | 7 | A | 7 | 76 | A | 7 | 1004 | E | 9 | 0 | A | 7 | 0 | A | 7 | 11300 | A | 7 | 240 | A | 7 | 2 | E | 8 | 0.071 | F | 8 | 0.17 | F | 8 | -9900 | -9900 | ? | 0
2004-11-11 | 13:00 | 640 | 1396 | 342 | 2 | 8 | 292 | 2 | 15 | 208 | 2 | 8 | 36200 | 2 | 8 | 29700 | 2 | 15 | 22500 | 2 | 8 | 4670 | 2 | 19 | 3 | E | 9 | 3 | E | 9 | 12 | A | 7 | 7 | A | 7 | 71 | A | 7 | 1004 | E | 9 | 0 | A | 7 | 0 | A | 7 | 12900 | A | 7 | 77777 | A | 7 | 2 | E | 8 | 0.071 | F | 8 | 0.17 | F | 8 | -9900 | -9900 | ? | 0
2004-11-11 | 14:00 | 573 | 1396 | 380 | 2 | 8 | 573 | 2 | 15 | 143 | 2 | 8 | 39700 | 2 | 8 | 55300 | 2 | 15 | 16900 | 2 | 8 | 2830 | 2 | 19 | 8 | E | 9 | 8 | E | 9 | 14 | A | 7 | 8 | A | 7 | 67 | A | 7 | 1004 | E | 9 | 0 | A | 7 | 0 | A | 7 | 12900 | A | 7 | 360 | A | 7 | 2 | E | 8 | 0.071 | F | 8 | 0.17 | F | 8 | -9900 | -9900 | ? | 0
2004-11-11 | 15:00 | 447 | 1396 | 249 | 2 | 8 | 426 | 2 | 15 | 112 | 2 | 8 | 25900 | 2 | 8 | 38500 | 2 | 15 | 13600 | 2 | 8 | 2130 | 2 | 19 | 0 | E | 9 | 0 | A | 7 | 14 | A | 7 | 8 | A | 7 | 67 | A | 7 | 1004 | E | 9 | 0 | A | 7 | 0 | A | 7 | 16100 | A | 7 | 77777 | A | 7 | 2 | E | 8 | 0.071 | F | 8 | 0.17 | F | 8 | -9900 | -9900 | ? | 0
2004-11-11 | 16:00 | 271 | 1396 | 141 | 2 | 8 | 246 | 2 | 15 | 92 | 2 | 8 | 14500 | 2 | 8 | 18100 | 2 | 15 | 10900 | 2 | 8 | 1860 | 2 | 19 | 0 | E | 9 | 0 | E | 9 | 13 | A | 7 | 7 | A | 7 | 67 | A | 7 | 1004 | E | 9 | 100 | A | 7 | 1.5 | A | 7 | 16100 | A | 7 | 77777 | A | 7 | 1.9 | E | 8 | 0.071 | F | 8 | 0.17 | F | 8 | -9900 | -9900 | ? | 0
2004-11-11 | 17:00 | 67 | 1105 | 12 | 2 | 8 | 95 | 2 | 15 | 8 | 2 | 8 | 1500 | 2 | 8 | 4600 | 2 | 15 | 1200 | 2 | 8 | 160 | 2 | 19 | 0 | E | 9 | 0 | E | 9 | 10 | A | 7 | 7 | A | 7 | 82 | A | 7 | 1004 | E | 9 | 130 | A | 7 | 1.5 | A | 7 | 11300 | A | 7 | 77777 | A | 7 | 1.9 | E | 8 | 0.071 | F | 8 | 0.17 | F | 8 | -9900 | -9900 | ? | 0
2004-11-11 | 18:00 | 0 | 0 | 0 | 2 | 0 | 0 | 2 | 0 | 0 | 2 | 0 | 0 | 2 | 0 | 0 | 2 | 0 | 0 | 2 | 0 | 0 | 2 | 0 | 0 | E | 9 | 0 | E | 9 | 6 | A | 7 | 3 | A | 7 | 81 | A | 7 | 1004 | E | 9 | 0 | A | 7 | 0 | A | 7 | 4800 | A | 7 | 77777 | A | 7 | 1.9 | E | 8 | 0.071 | F | 8 | 0.17 | F | 8 | -9900 | -9900 | ? | 0
2004-11-11 | 19:00 | 0 | 0 | 0 | 2 | 0 | 0 | 2 | 0 | 0 | 2 | 0 | 0 | 2 | 0 | 0 | 2 | 0 | 0 | 2 | 0 | 0 | 2 | 0 | 10 | E | 9 | 10 | A | 7 | 7 | A | 7 | 4 | A | 7 | 81 | A | 7 | 1004 | E | 9 | 0 | A | 7 | 0 | A | 7 | 400 | A | 7 | 60 | A | 7 | 1.9 | E | 8 | 0.071 | F | 8 | 0.17 | F | 8 | -9900 | -9900 | ? | 0
2004-11-11 | 20:00 | 0 | 0 | 0 | 2 | 0 | 0 | 2 | 0 | 0 | 2 | 0 | 0 | 2 | 0 | 0 | 2 | 0 | 0 | 2 | 0 | 0 | 2 | 0 | 10 | E | 9 | 10 | E | 9 | 3 | A | 7 | 2 | A | 7 | 93 | A | 7 | 1004 | E | 9 | 0 | A | 7 | 0 | A | 7 | 400 | A | 7 | 30 | A | 7 | 1.9 | E | 8 | 0.071 | F | 8 | 0.17 | F | 8 | -9900 | -9900 | ? | 0
2004-11-11 | 21:00 | 0 | 0 | 0 | 2 | 0 | 0 | 2 | 0 | 0 | 2 | 0 | 0 | 2 | 0 | 0 | 2 | 0 | 0 | 2 | 0 | 0 | 2 | 0 | 10 | E | 9 | 10 | E | 9 | 7 | A | 7 | 4 | A | 7 | 81 | A | 7 | 1004 | E | 9 | 0 | A | 7 | 0 | A | 7 | 400 | A | 7 | 30 | A | 7 | 1.8 | E | 8 | 0.071 | F | 8 | 0.17 | F | 8 | -9900 | -9900 | ? | 0
2004-11-11 | 22:00 | 0 | 0 | 0 | 2 | 0 | 0 | 2 | 0 | 0 | 2 | 0 | 0 | 2 | 0 | 0 | 2 | 0 | 0 | 2 | 0 | 0 | 2 | 0 | 10 | E | 9 | 10 | E | 9 | 7 | A | 7 | 4 | A | 7 | 81 | A | 7 | 1004 | E | 9 | 0 | A | 7 | 0 | A | 7 | 1600 | A | 7 | 30 | A | 7 | 1.8 | E | 8 | 0.071 | F | 8 | 0.17 | F | 8 | -9900 | -9900 | ? | 0
2004-11-11 | 23:00 | 0 | 0 | 0 | 2 | 0 | 0 | 2 | 0 | 0 | 2 | 0 | 0 | 2 | 0 | 0 | 2 | 0 | 0 | 2 | 0 | 0 | 2 | 0 | 10 | E | 9 | 10 | E | 9 | 8 | A | 7 | 6 | A | 7 | 87 | A | 7 | 1004 | E | 9 | 0 | A | 7 | 0 | A | 7 | 800 | A | 7 | 30 | A | 7 | 1.8 | E | 8 | 0.071 | F | 8 | 0.17 | F | 8 | -9900 | -9900 | ? | 0
2004-11-11 | 24:00 | 0 | 0 | 0 | 2 | 0 | 0 | 2 | 0 | 0 | 2 | 0 | 0 | 2 | 0 | 0 | 2 | 0 | 0 | 2 | 0 | 0 | 2 | 0 | 10 | E | 9 | 10 | E | 9 | 8 | A | 7 | 6 | A | 7 | 87 | A | 7 | 1004 | E | 9 | 0 | A | 7 | 0 | A | 7 | 400 | A | 7 | 30 | A | 7 | 1.8 | E | 8 | 0.071 | F | 8 | 0.17 | F | 8 | -9900 | -9900 | ? | 0
2004-11-12 | 1:00 | 0 | 0 | 0 | 2 | 0 | 0 | 2 | 0 | 0 | 2 | 0 | 0 | 2 | 0 | 0 | 2 | 0 | 0 | 2 | 0 | 0 | 2 | 0 | 10 | E | 9 | 10 | E | 9 | 8 | A | 7 | 6 | A | 7 | 87 | A | 7 | 1004 | E | 9 | 0 | A | 7 | 0 | A | 7 | 800 | A | 7 | 30 | A | 7 | 1.8 | E | 8 | 0.07 | F | 8 | 0.17 | F | 8 | -9900 | -9900 | ? | 0
2004-11-12 | 2:00 | 0 | 0 | 0 | 2 | 0 | 0 | 2 | 0 | 0 | 2 | 0 | 0 | 2 | 0 | 0 | 2 | 0 | 0 | 2 | 0 | 0 | 2 | 0 | 10 | E | 9 | 10 | E | 9 | 8 | A | 7 | 6 | A | 7 | 87 | A | 7 | 1004 | E | 9 | 0 | A | 7 | 0 | A | 7 | 400 | A | 7 | 30 | A | 7 | 1.7 | E | 8 | 0.07 | F | 8 | 0.17 | F | 8 | -9900 | -9900 | ? | 0
2004-11-12 | 3:00 | 0 | 0 | 0 | 2 | 0 | 0 | 2 | 0 | 0 | 2 | 0 | 0 | 2 | 0 | 0 | 2 | 0 | 0 | 2 | 0 | 0 | 2 | 0 | 10 | E | 9 | 10 | E | 9 | 8 | A | 7 | 6 | A | 7 | 87 | A | 7 | 1004 | E | 9 | 0 | A | 7 | 0 | A | 7 | 400 | A | 7 | 30 | A | 7 | 1.6 | E | 8 | 0.07 | F | 8 | 0.17 | F | 8 | -9900 | -9900 | ? | 0
2004-11-12 | 4:00 | 0 | 0 | 0 | 2 | 0 | 0 | 2 | 0 | 0 | 2 | 0 | 0 | 2 | 0 | 0 | 2 | 0 | 0 | 2 | 0 | 0 | 2 | 0 | 10 | E | 9 | 10 | E | 9 | 8 | A | 7 | 6 | A | 7 | 87 | A | 7 | 1004 | E | 9 | 280 | A | 7 | 2.1 | A | 7 | 2000 | A | 7 | 60 | A | 7 | 1.6 | E | 8 | 0.07 | F | 8 | 0.17 | F | 8 | -9900 | -9900 | ? | 0
2004-11-12 | 5:00 | 0 | 0 | 0 | 2 | 0 | 0 | 2 | 0 | 0 | 2 | 0 | 0 | 2 | 0 | 0 | 2 | 0 | 0 | 2 | 0 | 0 | 2 | 0 | 10 | E | 9 | 10 | E | 9 | 8 | A | 7 | 6 | A | 7 | 87 | A | 7 | 1004 | E | 9 | 0 | A | 7 | 0 | A | 7 | 3200 | A | 7 | 30 | A | 7 | 1.6 | E | 8 | 0.07 | F | 8 | 0.17 | F | 8 | -9900 | -9900 | ? | 0
2004-11-12 | 6:00 | 0 | 0 | 0 | 2 | 0 | 0 | 2 | 0 | 0 | 2 | 0 | 0 | 2 | 0 | 0 | 2 | 0 | 0 | 2 | 0 | 0 | 2 | 0 | 10 | E | 9 | 10 | E | 9 | 8 | A | 7 | 6 | A | 7 | 87 | A | 7 | 1004 | E | 9 | 80 | A | 7 | 1.5 | A | 7 | 6400 | A | 7 | 120 | A | 7 | 1.6 | E | 8 | 0.07 | F | 8 | 0.17 | F | 8 | -9900 | -9900 | ? | 0
2004-11-12 | 7:00 | 0 | 0 | 0 | 2 | 0 | 0 | 2 | 0 | 0 | 2 | 0 | 0 | 2 | 0 | 0 | 2 | 0 | 0 | 2 | 0 | 0 | 2 | 0 | 10 | E | 9 | 10 | E | 9 | 9 | A | 7 | 7 | A | 7 | 87 | A | 7 | 1004 | E | 9 | 120 | A | 7 | 1.5 | A | 7 | 8000 | A | 7 | 90 | A | 7 | 1.6 | E | 8 | 0.07 | F | 8 | 0.17 | F | 8 | -9900 | -9900 | ? | 0
2004-11-12 | 8:00 | 80 | 1222 | 10 | 2 | 8 | 0 | 2 | 15 | 10 | 2 | 8 | 1200 | 2 | 8 | 0 | 2 | 15 | 1200 | 2 | 8 | 380 | 2 | 19 | 10 | E | 9 | 10 | E | 9 | 9 | A | 7 | 7 | A | 7 | 87 | A | 7 | 1004 | E | 9 | 100 | A | 7 | 1.5 | A | 7 | 4000 | A | 7 | 90 | A | 7 | 1.6 | E | 8 | 0.07 | F | 8 | 0.17 | F | 8 | -9900 | -9900 | ? | 0
2004-11-12 | 9:00 | 285 | 1397 | 59 | 2 | 8 | 0 | 2 | 15 | 59 | 2 | 8 | 6700 | 2 | 8 | 0 | 2 | 15 | 6700 | 2 | 8 | 2150 | 2 | 19 | 10 | E | 9 | 10 | E | 9 | 9 | A | 7 | 7 | A | 7 | 87 | A | 7 | 1004 | E | 9 | 90 | A | 7 | 2.1 | A | 7 | 2800 | A | 7 | 30 | A | 7 | 1.6 | E | 8 | 0.07 | F | 8 | 0.17 | F | 8 | -9900 | -9900 | ? | 0
2004-11-12 | 10:00 | 457 | 1397 | 94 | 2 | 8 | 0 | 2 | 15 | 94 | 2 | 8 | 10800 | 2 | 8 | 0 | 2 | 15 | 10800 | 2 | 8 | 3710 | 2 | 19 | 10 | E | 9 | 10 | E | 9 | 9 | A | 7 | 7 | A | 7 | 87 | A | 7 | 1004 | E | 9 | 200 | A | 7 | 2.1 | A | 7 | 8000 | A | 7 | 60 | A | 7 | 1.7 | E | 8 | 0.07 | F | 8 | 0.17 | F | 8 | -9900 | -9900 | ? | 0
2004-11-12 | 11:00 | 577 | 1397 | 99 | 2 | 8 | 0 | 2 | 15 | 99 | 2 | 8 | 11600 | 2 | 8 | 0 | 2 | 15 | 11600 | 2 | 8 | 4260 | 2 | 19 | 10 | E | 9 | 10 | E | 9 | 10 | A | 7 | 7 | A | 7 | 82 | A | 7 | 1004 | E | 9 | 190 | A | 7 | 2.1 | A | 7 | 16100 | A | 7 | 180 | A | 7 | 1.7 | E | 8 | 0.07 | F | 8 | 0.17 | F | 8 | -9900 | -9900 | ? | 0
2004-11-12 | 12:00 | 638 | 1397 | 213 | 2 | 8 | 48 | 2 | 15 | 191 | 2 | 8 | 23400 | 2 | 8 | 4700 | 2 | 15 | 21200 | 2 | 8 | 5550 | 2 | 19 | 10 | E | 9 | 10 | E | 9 | 11 | A | 7 | 7 | A | 7 | 76 | A | 7 | 1004 | E | 9 | 140 | A | 7 | 2.6 | A | 7 | 16100 | A | 7 | 240 | A | 7 | 1.7 | E | 8 | 0.07 | F | 8 | 0.17 | F | 8 | -9900 | -9900 | ? | 0
2004-11-12 | 13:00 | 635 | 1397 | 285 | 2 | 8 | 152 | 2 | 15 | 216 | 2 | 8 | 30900 | 2 | 8 | 15300 | 2 | 15 | 23900 | 2 | 8 | 5230 | 2 | 19 | 10 | E | 9 | 10 | E | 9 | 12 | A | 7 | 8 | A | 7 | 76 | A | 7 | 1004 | E | 9 | 100 | A | 7 | 2.1 | A | 7 | 16100 | A | 7 | 300 | A | 7 | 1.7 | E | 8 | 0.07 | F | 8 | 0.17 | F | 8 | -9900 | -9900 | ? | 0
2004-11-12 | 14:00 | 568 | 1397 | 214 | 2 | 8 | 75 | 2 | 15 | 184 | 2 | 8 | 23500 | 2 | 8 | 7300 | 2 | 15 | 20500 | 2 | 8 | 5060 | 2 | 19 | 10 | E | 9 | 10 | E | 9 | 12 | A | 7 | 8 | A | 7 | 76 | A | 7 | 1004 | E | 9 | 150 | A | 7 | 2.1 | A | 7 | 16100 | A | 7 | 360 | A | 7 | 1.8 | E | 8 | 0.07 | F | 8 | 0.17 | F | 8 | -9900 | -9900 | ? | 0
2004-11-12 | 15:00 | 442 | 1397 | 121 | 2 | 8 | 0 | 2 | 15 | 121 | 2 | 8 | 13600 | 2 | 8 | 0 | 2 | 15 | 13600 | 2 | 8 | 4370 | 2 | 19 | 10 | E | 9 | 6 | E | 9 | 12 | A | 7 | 8 | A | 7 | 76 | A | 7 | 1004 | E | 9 | 0 | A | 7 | 0 | A | 7 | 16100 | A | 7 | 77777 | A | 7 | 1.8 | E | 8 | 0.07 | F | 8 | 0.17 | F | 8 | -9900 | -9900 | ? | 0
2004-11-12 | 16:00 | 267 | 1397 | 91 | 2 | 8 | 32 | 2 | 15 | 85 | 2 | 8 | 10000 | 2 | 8 | 2600 | 2 | 15 | 9500 | 2 | 8 | 2010 | 2 | 19 | 10 | E | 9 | 4 | E | 9 | 12 | A | 7 | 8 | A | 7 | 76 | A | 7 | 1004 | E | 9 | 0 | A | 7 | 0 | A | 7 | 16100 | A | 7 | 77777 | A | 7 | 1.8 | E | 8 | 0.07 | F | 8 | 0.17 | F | 8 | -9900 | -9900 | ? | 0
2004-11-12 | 17:00 | 63 | 1082 | 7 | 2 | 8 | 12 | 2 | 15 | 7 | 2 | 8 | 900 | 2 | 8 | 500 | 2 | 15 | 900 | 2 | 8 | 140 | 2 | 19 | 10 | E | 9 | 4 | E | 9 | 11 | A | 7 | 7 | A | 7 | 76 | A | 7 | 1004 | E | 9 | 80 | A | 7 | 1.5 | A | 7 | 16100 | A | 7 | 77777 | A | 7 | 1.9 | E | 8 | 0.07 | F | 8 | 0.17 | F | 8 | -9900 | -9900 | ? | 0
2004-11-12 | 18:00 | 0 | 0 | 0 | 2 | 0 | 0 | 2 | 0 | 0 | 2 | 0 | 0 | 2 | 0 | 0 | 2 | 0 | 0 | 2 | 0 | 0 | 2 | 0 | 10 | E | 9 | 4 | E | 9 | 9 | A | 7 | 6 | A | 7 | 81 | A | 7 | 1004 | E | 9 | 0 | A | 7 | 0 | A | 7 | 16100 | A | 7 | 77777 | A | 7 | 2 | E | 8 | 0.07 | F | 8 | 0.17 | F | 8 | -9900 | -9900 | ? | 0
2004-11-12 | 19:00 | 0 | 0 | 0 | 2 | 0 | 0 | 2 | 0 | 0 | 2 | 0 | 0 | 2 | 0 | 0 | 2 | 0 | 0 | 2 | 0 | 0 | 2 | 0 | 10 | E | 9 | 4 | E | 9 | 10 | A | 7 | 7 | A | 7 | 82 | A | 7 | 1004 | E | 9 | 290 | A | 7 | 2.1 | A | 7 | 16100 | A | 7 | 77777 | A | 7 | 2.1 | E | 8 | 0.07 | F | 8 | 0.17 | F | 8 | -9900 | -9900 | ? | 0
2004-11-12 | 20:00 | 0 | 0 | 0 | 2 | 0 | 0 | 2 | 0 | 0 | 2 | 0 | 0 | 2 | 0 | 0 | 2 | 0 | 0 | 2 | 0 | 0 | 2 | 0 | 10 | E | 9 | 10 | E | 9 | 9 | A | 7 | 7 | A | 7 | 87 | A | 7 | 1004 | E | 9 | 320 | A | 7 | 1.5 | A | 7 | 11300 | A | 7 | 300 | A | 7 | 2.1 | E | 8 | 0.07 | F | 8 | 0.17 | F | 8 | -9900 | -9900 | ? | 0
2004-11-12 | 21:00 | 0 | 0 | 0 | 2 | 0 | 0 | 2 | 0 | 0 | 2 | 0 | 0 | 2 | 0 | 0 | 2 | 0 | 0 | 2 | 0 | 0 | 2 | 0 | 10 | E | 9 | 9 | E | 9 | 9 | A | 7 | 7 | A | 7 | 87 | A | 7 | 1004 | E | 9 | 0 | A | 7 | 0 | A | 7 | 8000 | A | 7 | 1320 | A | 7 | 2.1 | E | 8 | 0.07 | F | 8 | 0.17 | F | 8 | -9900 | -9900 | ? | 0
2004-11-12 | 22:00 | 0 | 0 | 0 | 2 | 0 | 0 | 2 | 0 | 0 | 2 | 0 | 0 | 2 | 0 | 0 | 2 | 0 | 0 | 2 | 0 | 0 | 2 | 0 | 10 | E | 9 | 9 | E | 9 | 10 | A | 7 | 7 | A | 7 | 82 | A | 7 | 1004 | E | 9 | 0 | A | 7 | 0 | A | 7 | 6400 | A | 7 | 1110 | A | 7 | 2 | E | 8 | 0.07 | F | 8 | 0.17 | F | 8 | 1 | 1 | A | 7
2004-11-12 | 23:00 | 0 | 0 | 0 | 2 | 0 | 0 | 2 | 0 | 0 | 2 | 0 | 0 | 2 | 0 | 0 | 2 | 0 | 0 | 2 | 0 | 0 | 2 | 0 | 10 | E | 9 | 8 | E | 9 | 10 | A | 7 | 7 | A | 7 | 82 | A | 7 | 1004 | E | 9 | 100 | A | 7 | 2.1 | A | 7 | 4800 | A | 7 | 77777 | A | 7 | 2 | E | 8 | 0.07 | F | 8 | 0.17 | F | 8 | 0 | 1 | A | 7
2004-11-12 | 24:00 | 0 | 0 | 0 | 2 | 0 | 0 | 2 | 0 | 0 | 2 | 0 | 0 | 2 | 0 | 0 | 2 | 0 | 0 | 2 | 0 | 0 | 2 | 0 | 10 | E | 9 | 10 | E | 9 | 9 | A | 7 | 7 | A | 7 | 87 | A | 7 | 1004 | E | 9 | 220 | A | 7 | 1.5 | A | 7 | 4800 | A | 7 | 120 | A | 7 | 2 | E | 8 | 0.07 | F | 8 | 0.17 | F | 8 | -9900 | -9900 | ? | 0
2004-11-13 | 1:00 | 0 | 0 | 0 | 2 | 0 | 0 | 2 | 0 | 0 | 2 | 0 | 0 | 2 | 0 | 0 | 2 | 0 | 0 | 2 | 0 | 0 | 2 | 0 | 10 | E | 9 | 10 | E | 9 | 10 | A | 7 | 7 | A | 7 | 82 | A | 7 | 1004 | E | 9 | 350 | A | 7 | 2.1 | A | 7 | 4800 | A | 7 | 60 | A | 7 | 2 | E | 8 | 0.07 | F | 8 | 0.17 | F | 8 | 0 | 3 | A | 7
2004-11-13 | 2:00 | 0 | 0 | 0 | 2 | 0 | 0 | 2 | 0 | 0 | 2 | 0 | 0 | 2 | 0 | 0 | 2 | 0 | 0 | 2 | 0 | 0 | 2 | 0 | 10 | E | 9 | 10 | E | 9 | 10 | A | 7 | 7 | A | 7 | 82 | A | 7 | 1004 | E | 9 | 0 | A | 7 | 0 | A | 7 | 3200 | A | 7 | 30 | A | 7 | 1.9 | E | 8 | 0.07 | F | 8 | 0.17 | F | 8 | -9900 | -9900 | ? | 0
2004-11-13 | 3:00 | 0 | 0 | 0 | 2 | 0 | 0 | 2 | 0 | 0 | 2 | 0 | 0 | 2 | 0 | 0 | 2 | 0 | 0 | 2 | 0 | 0 | 2 | 0 | 10 | E | 9 | 10 | E | 9 | 9 | A | 7 | 7 | A | 7 | 87 | A | 7 | 1004 | E | 9 | 0 | A | 7 | 0 | A | 7 | 400 | A | 7 | 30 | A | 7 | 1.8 | E | 8 | 0.07 | F | 8 | 0.17 | F | 8 | -9900 | -9900 | ? | 0
2004-11-13 | 4:00 | 0 | 0 | 0 | 2 | 0 | 0 | 2 | 0 | 0 | 2 | 0 | 0 | 2 | 0 | 0 | 2 | 0 | 0 | 2 | 0 | 0 | 2 | 0 | 10 | E | 9 | 10 | E | 9 | 9 | A | 7 | 7 | A | 7 | 87 | A | 7 | 1004 | E | 9 | 130 | A | 7 | 1.5 | A | 7 | 400 | A | 7 | 30 | A | 7 | 1.6 | E | 8 | 0.07 | F | 8 | 0.17 | F | 8 | 0 | 6 | A | 7
2004-11-13 | 5:00 | 0 | 0 | 0 | 2 | 0 | 0 | 2 | 0 | 0 | 2 | 0 | 0 | 2 | 0 | 0 | 2 | 0 | 0 | 2 | 0 | 0 | 2 | 0 | 10 | E | 9 | 10 | E | 9 | 9 | A | 7 | 7 | A | 7 | 87 | A | 7 | 1004 | E | 9 | 240 | A | 7 | 1.5 | A | 7 | 400 | A | 7 | 30 | A | 7 | 1.6 | E | 8 | 0.07 | F | 8 | 0.17 | F | 8 | -9900 | -9900 | ? | 0
2004-11-13 | 6:00 | 0 | 0 | 0 | 2 | 0 | 0 | 2 | 0 | 0 | 2 | 0 | 0 | 2 | 0 | 0 | 2 | 0 | 0 | 2 | 0 | 0 | 2 | 0 | 10 | E | 9 | 10 | E | 9 | 9 | A | 7 | 7 | A | 7 | 87 | A | 7 | 1004 | E | 9 | 110 | A | 7 | 1.5 | A | 7 | 400 | A | 7 | 30 | A | 7 | 1.5 | E | 8 | 0.07 | F | 8 | 0.17 | F | 8 | -9900 | -9900 | ? | 0
2004-11-13 | 7:00 | 0 | 0 | 0 | 2 | 0 | 0 | 2 | 0 | 0 | 2 | 0 | 0 | 2 | 0 | 0 | 2 | 0 | 0 | 2 | 0 | 0 | 2 | 0 | 10 | E | 9 | 10 | E | 9 | 9 | A | 7 | 7 | A | 7 | 87 | A | 7 | 1004 | E | 9 | 0 | A | 7 | 0 | A | 7 | 400 | A | 7 | 30 | A | 7 | 1.4 | E | 8 | 0.07 | F | 8 | 0.17 | F | 8 | -9900 | -9900 | ? | 0
2004-11-13 | 8:00 | 76 | 1176 | 7 | 2 | 8 | 0 | 2 | 15 | 7 | 2 | 8 | 900 | 2 | 8 | 0 | 2 | 15 | 900 | 2 | 8 | 280 | 2 | 19 | 10 | E | 9 | 10 | E | 9 | 9 | A | 7 | 7 | A | 7 | 87 | A | 7 | 1004 | E | 9 | 320 | A | 7 | 2.1 | A | 7 | 400 | A | 7 | 30 | A | 7 | 1.4 | E | 8 | 0.07 | F | 8 | 0.17 | F | 8 | -9900 | -9900 | ? | 0
2004-11-13 | 9:00 | 280 | 1397 | 24 | 2 | 8 | 0 | 2 | 15 | 24 | 2 | 8 | 2900 | 2 | 8 | 0 | 2 | 15 | 2900 | 2 | 8 | 1000 | 2 | 19 | 10 | E | 9 | 10 | E | 9 | 10 | A | 7 | 7 | A | 7 | 82 | A | 7 | 1004 | E | 9 | 310 | A | 7 | 2.6 | A | 7 | 800 | A | 7 | 30 | A | 7 | 1.4 | E | 8 | 0.07 | F | 8 | 0.17 | F | 8 | -9900 | -9900 | ? | 0
2004-11-13 | 10:00 | 451 | 1397 | 84 | 2 | 8 | 0 | 2 | 15 | 84 | 2 | 8 | 9700 | 2 | 8 | 0 | 2 | 15 | 9700 | 2 | 8 | 3380 | 2 | 19 | 10 | E | 9 | 10 | E | 9 | 11 | A | 7 | 8 | A | 7 | 82 | A | 7 | 1004 | E | 9 | 340 | A | 7 | 2.6 | A | 7 | 8000 | A | 7 | 60 | A | 7 | 1.4 | E | 8 | 0.07 | F | 8 | 0.17 | F | 8 | -9900 | -9900 | ? | 0
2004-11-13 | 11:00 | 571 | 1397 | 176 | 2 | 8 | 18 | 2 | 15 | 169 | 2 | 8 | 19800 | 2 | 8 | 1400 | 2 | 15 | 19200 | 2 | 8 | 6290 | 2 | 19 | 10 | E | 9 | 10 | E | 9 | 11 | A | 7 | 8 | A | 7 | 82 | A | 7 | 1004 | E | 9 | 280 | A | 7 | 2.6 | A | 7 | 16100 | A | 7 | 120 | A | 7 | 1.3 | E | 8 | 0.07 | F | 8 | 0.17 | F | 8 | -9900 | -9900 | ? | 0
2004-11-13 | 12:00 | 632 | 1397 | 201 | 2 | 8 | 24 | 2 | 15 | 190 | 2 | 8 | 22600 | 2 | 8 | 2000 | 2 | 15 | 21800 | 2 | 8 | 7220 | 2 | 19 | 10 | E | 9 | 10 | E | 9 | 12 | A | 7 | 9 | A | 7 | 82 | A | 7 | 1004 | E | 9 | 0 | A | 7 | 0 | A | 7 | 16100 | A | 7 | 150 | A | 7 | 1.3 | E | 8 | 0.07 | F | 8 | 0.17 | F | 8 | -9900 | -9900 | ? | 0
2004-11-13 | 13:00 | 629 | 1397 | 216 | 2 | 8 | 24 | 2 | 15 | 204 | 2 | 8 | 24100 | 2 | 8 | 2000 | 2 | 15 | 23100 | 2 | 8 | 7520 | 2 | 19 | 10 | E | 9 | 10 | E | 9 | 11 | A | 7 | 8 | A | 7 | 82 | A | 7 | 1004 | E | 9 | 0 | A | 7 | 0 | A | 7 | 16100 | A | 7 | 120 | A | 7 | 1.3 | E | 8 | 0.07 | F | 8 | 0.17 | F | 8 | -9900 | -9900 | ? | 0
2004-11-13 | 14:00 | 563 | 1397 | 228 | 2 | 8 | 87 | 2 | 15 | 193 | 2 | 8 | 25000 | 2 | 8 | 8500 | 2 | 15 | 21600 | 2 | 8 | 5210 | 2 | 19 | 10 | E | 9 | 10 | E | 9 | 11 | A | 7 | 8 | A | 7 | 82 | A | 7 | 1004 | E | 9 | 70 | A | 7 | 2.1 | A | 7 | 11300 | A | 7 | 90 | A | 7 | 1.2 | E | 8 | 0.07 | F | 8 | 0.17 | F | 8 | -9900 | -9900 | ? | 0
2004-11-13 | 15:00 | 438 | 1397 | 178 | 2 | 8 | 92 | 2 | 15 | 149 | 2 | 8 | 19500 | 2 | 8 | 8500 | 2 | 15 | 16800 | 2 | 8 | 3770 | 2 | 19 | 10 | E | 9 | 10 | E | 9 | 11 | A | 7 | 8 | A | 7 | 82 | A | 7 | 1004 | E | 9 | 80 | A | 7 | 2.6 | A | 7 | 11300 | A | 7 | 90 | A | 7 | 1 | E | 8 | 0.07 | F | 8 | 0.17 | F | 8 | -9900 | -9900 | ? | 0
2004-11-13 | 16:00 | 262 | 1397 | 93 | 2 | 8 | 24 | 2 | 15 | 88 | 2 | 8 | 10100 | 2 | 8 | 1900 | 2 | 15 | 9700 | 2 | 8 | 2040 | 2 | 19 | 10 | E | 9 | 10 | E | 9 | 11 | A | 7 | 8 | A | 7 | 82 | A | 7 | 1004 | E | 9 | 20 | A | 7 | 1.5 | A | 7 | 16100 | A | 7 | 180 | A | 7 | 0.9 | E | 8 | 0.07 | F | 8 | 0.17 | F | 8 | -9900 | -9900 | ? | 0
2004-11-13 | 17:00 | 60 | 1060 | 7 | 2 | 8 | 9 | 2 | 15 | 6 | 2 | 8 | 800 | 2 | 8 | 400 | 2 | 15 | 800 | 2 | 8 | 120 | 2 | 19 | 10 | E | 9 | 10 | E | 9 | 11 | A | 7 | 7 | A | 7 | 76 | A | 7 | 1004 | E | 9 | 40 | A | 7 | 2.6 | A | 7 | 16100 | A | 7 | 180 | A | 7 | 0.9 | E | 8 | 0.07 | F | 8 | 0.17 | F | 8 | -9900 | -9900 | ? | 0
2004-11-13 | 18:00 | 0 | 0 | 0 | 2 | 0 | 0 | 2 | 0 | 0 | 2 | 0 | 0 | 2 | 0 | 0 | 2 | 0 | 0 | 2 | 0 | 0 | 2 | 0 | 10 | E | 9 | 10 | E | 9 | 11 | A | 7 | 7 | A | 7 | 76 | A | 7 | 1004 | E | 9 | 30 | A | 7 | 2.1 | A | 7 | 16100 | A | 7 | 180 | A | 7 | 1 | E | 8 | 0.07 | F | 8 | 0.17 | F | 8 | -9900 | -9900 | ? | 0
2004-11-13 | 19:00 | 0 | 0 | 0 | 2 | 0 | 0 | 2 | 0 | 0 | 2 | 0 | 0 | 2 | 0 | 0 | 2 | 0 | 0 | 2 | 0 | 0 | 2 | 0 | 10 | E | 9 | 10 | E | 9 | 10 | A | 7 | 7 | A | 7 | 82 | A | 7 | 1004 | E | 9 | 360 | A | 7 | 2.6 | A | 7 | 11300 | A | 7 | 120 | A | 7 | 1 | E | 8 | 0.07 | F | 8 | 0.17 | F | 8 | -9900 | -9900 | ? | 0
2004-11-13 | 20:00 | 0 | 0 | 0 | 2 | 0 | 0 | 2 | 0 | 0 | 2 | 0 | 0 | 2 | 0 | 0 | 2 | 0 | 0 | 2 | 0 | 0 | 2 | 0 | 10 | E | 9 | 10 | E | 9 | 10 | A | 7 | 7 | A | 7 | 82 | A | 7 | 1004 | E | 9 | 40 | A | 7 | 2.1 | A | 7 | 8000 | A | 7 | 90 | A | 7 | 1 | E | 8 | 0.07 | F | 8 | 0.17 | F | 8 | -9900 | -9900 | ? | 0
2004-11-13 | 21:00 | 0 | 0 | 0 | 2 | 0 | 0 | 2 | 0 | 0 | 2 | 0 | 0 | 2 | 0 | 0 | 2 | 0 | 0 | 2 | 0 | 0 | 2 | 0 | 10 | E | 9 | 10 | E | 9 | 9 | A | 7 | 7 | A | 7 | 87 | A | 7 | 1004 | E | 9 | 60 | A | 7 | 1.5 | A | 7 | 8000 | A | 7 | 90 | A | 7 | 1.1 | E | 8 | 0.07 | F | 8 | 0.17 | F | 8 | -9900 | -9900 | ? | 0
2004-11-13 | 22:00 | 0 | 0 | 0 | 2 | 0 | 0 | 2 | 0 | 0 | 2 | 0 | 0 | 2 | 0 | 0 | 2 | 0 | 0 | 2 | 0 | 0 | 2 | 0 | 10 | E | 9 | 10 | E | 9 | 9 | A | 7 | 7 | A | 7 | 87 | A | 7 | 1004 | E | 9 | 320 | A | 7 | 1.5 | A | 7 | 9700 | A | 7 | 120 | A | 7 | 1.1 | E | 8 | 0.07 | F | 8 | 0.17 | F | 8 | -9900 | -9900 | ? | 0
2004-11-13 | 23:00 | 0 | 0 | 0 | 2 | 0 | 0 | 2 | 0 | 0 | 2 | 0 | 0 | 2 | 0 | 0 | 2 | 0 | 0 | 2 | 0 | 0 | 2 | 0 | 10 | E | 9 | 10 | E | 9 | 9 | A | 7 | 7 | A | 7 | 87 | A | 7 | 1004 | E | 9 | 0 | A | 7 | 0 | A | 7 | 4800 | A | 7 | 90 | A | 7 | 1.2 | E | 8 | 0.07 | F | 8 | 0.17 | F | 8 | -9900 | -9900 | ? | 0
2004-11-13 | 24:00 | 0 | 0 | 0 | 2 | 0 | 0 | 2 | 0 | 0 | 2 | 0 | 0 | 2 | 0 | 0 | 2 | 0 | 0 | 2 | 0 | 0 | 2 | 0 | 10 | E | 9 | 10 | E | 9 | 9 | A | 7 | 7 | A | 7 | 87 | A | 7 | 1004 | E | 9 | 0 | A | 7 | 0 | A | 7 | 8000 | A | 7 | 30 | A | 7 | 1.3 | E | 8 | 0.07 | F | 8 | 0.17 | F | 8 | -9900 | -9900 | ? | 0
2004-11-14 | 1:00 | 0 | 0 | 0 | 2 | 0 | 0 | 2 | 0 | 0 | 2 | 0 | 0 | 2 | 0 | 0 | 2 | 0 | 0 | 2 | 0 | 0 | 2 | 0 | 10 | E | 9 | 10 | E | 9 | 10 | A | 7 | 7 | A | 7 | 82 | A | 7 | 1004 | E | 9 | 50 | A | 7 | 1.5 | A | 7 | 2000 | A | 7 | 30 | A | 7 | 1.3 | E | 8 | 0.069 | F | 8 | 0.17 | F | 8 | -9900 | -9900 | ? | 0
2004-11-14 | 2:00 | 0 | 0 | 0 | 2 | 0 | 0 | 2 | 0 | 0 | 2 | 0 | 0 | 2 | 0 | 0 | 2 | 0 | 0 | 2 | 0 | 0 | 2 | 0 | 10 | E | 9 | 10 | E | 9 | 9 | A | 7 | 7 | A | 7 | 87 | A | 7 | 1004 | E | 9 | 70 | A | 7 | 1.5 | A | 7 | 1200 | A | 7 | 30 | A | 7 | 1.5 | E | 8 | 0.069 | F | 8 | 0.17 | F | 8 | -9900 | -9900 | ? | 0
2004-11-14 | 3:00 | 0 | 0 | 0 | 2 | 0 | 0 | 2 | 0 | 0 | 2 | 0 | 0 | 2 | 0 | 0 | 2 | 0 | 0 | 2 | 0 | 0 | 2 | 0 | 10 | E | 9 | 10 | E | 9 | 9 | A | 7 | 7 | A | 7 | 87 | A | 7 | 1004 | E | 9 | 70 | A | 7 | 1.5 | A | 7 | 800 | A | 7 | 30 | A | 7 | 1.6 | E | 8 | 0.069 | F | 8 | 0.17 | F | 8 | -9900 | -9900 | ? | 0
2004-11-14 | 4:00 | 0 | 0 | 0 | 2 | 0 | 0 | 2 | 0 | 0 | 2 | 0 | 0 | 2 | 0 | 0 | 2 | 0 | 0 | 2 | 0 | 0 | 2 | 0 | 10 | E | 9 | 10 | E | 9 | 9 | A | 7 | 7 | A | 7 | 87 | A | 7 | 1004 | E | 9 | 70 | A | 7 | 1.5 | A | 7 | 2400 | A | 7 | 30 | A | 7 | 1.8 | E | 8 | 0.069 | F | 8 | 0.17 | F | 8 | -9900 | -9900 | ? | 0
2004-11-14 | 5:00 | 0 | 0 | 0 | 2 | 0 | 0 | 2 | 0 | 0 | 2 | 0 | 0 | 2 | 0 | 0 | 2 | 0 | 0 | 2 | 0 | 0 | 2 | 0 | 10 | E | 9 | 10 | E | 9 | 10 | A | 7 | 7 | A | 7 | 82 | A | 7 | 1004 | E | 9 | 80 | A | 7 | 2.6 | A | 7 | 2800 | A | 7 | 30 | A | 7 | 1.8 | E | 8 | 0.069 | F | 8 | 0.17 | F | 8 | -9900 | -9900 | ? | 0
2004-11-14 | 6:00 | 0 | 0 | 0 | 2 | 0 | 0 | 2 | 0 | 0 | 2 | 0 | 0 | 2 | 0 | 0 | 2 | 0 | 0 | 2 | 0 | 0 | 2 | 0 | 10 | E | 9 | 10 | E | 9 | 10 | A | 7 | 7 | A | 7 | 82 | A | 7 | 1004 | E | 9 | 100 | A | 7 | 1.5 | A | 7 | 8000 | A | 7 | 60 | A | 7 | 1.9 | E | 8 | 0.069 | F | 8 | 0.17 | F | 8 | -9900 | -9900 | ? | 0
2004-11-14 | 7:00 | 0 | 0 | 0 | 2 | 0 | 0 | 2 | 0 | 0 | 2 | 0 | 0 | 2 | 0 | 0 | 2 | 0 | 0 | 2 | 0 | 0 | 2 | 0 | 10 | E | 9 | 10 | E | 9 | 10 | A | 7 | 7 | A | 7 | 82 | A | 7 | 1004 | E | 9 | 90 | A | 7 | 2.1 | A | 7 | 8000 | A | 7 | 60 | A | 7 | 1.9 | E | 8 | 0.069 | F | 8 | 0.17 | F | 8 | -9900 | -9900 | ? | 0
2004-11-14 | 8:00 | 71 | 1153 | 11 | 2 | 8 | 32 | 2 | 15 | 10 | 2 | 8 | 1400 | 2 | 8 | 1200 | 2 | 15 | 1300 | 2 | 8 | 160 | 2 | 19 | 10 | E | 9 | 10 | E | 9 | 10 | A | 7 | 7 | A | 7 | 82 | A | 7 | 1004 | E | 9 | 0 | A | 7 | 0 | A | 7 | 4800 | A | 7 | 180 | A | 7 | 2 | E | 8 | 0.069 | F | 8 | 0.17 | F | 8 | -9900 | -9900 | ? | 0
2004-11-14 | 9:00 | 274 | 1398 | 59 | 2 | 8 | 0 | 2 | 15 | 59 | 2 | 8 | 6700 | 2 | 8 | 0 | 2 | 15 | 6700 | 2 | 8 | 2120 | 2 | 19 | 10 | E | 9 | 10 | E | 9 | 10 | A | 7 | 7 | A | 7 | 82 | A | 7 | 1004 | E | 9 | 40 | A | 7 | 1.5 | A | 7 | 6400 | A | 7 | 180 | A | 7 | 2.1 | E | 8 | 0.069 | F | 8 | 0.17 | F | 8 | -9900 | -9900 | ? | 0
2004-11-14 | 10:00 | 446 | 1398 | 64 | 2 | 8 | 0 | 2 | 15 | 64 | 2 | 8 | 7600 | 2 | 8 | 0 | 2 | 15 | 7600 | 2 | 8 | 2690 | 2 | 19 | 10 | E | 9 | 10 | E | 9 | 11 | A | 7 | 7 | A | 7 | 76 | A | 7 | 1004 | E | 9 | 0 | A | 7 | 0 | A | 7 | 11300 | A | 7 | 90 | A | 7 | 2.2 | E | 8 | 0.069 | F | 8 | 0.17 | F | 8 | -9900 | -9900 | ? | 0
2004-11-14 | 11:00 | 566 | 1398 | 99 | 2 | 8 | 0 | 2 | 15 | 99 | 2 | 8 | 11600 | 2 | 8 | 0 | 2 | 15 | 11600 | 2 | 8 | 4230 | 2 | 19 | 10 | E | 9 | 7 | E | 9 | 11 | A | 7 | 7 | A | 7 | 76 | A | 7 | 1004 | E | 9 | 90 | A | 7 | 1.5 | A | 7 | 14500 | A | 7 | 77777 | A | 7 | 2.2 | E | 8 | 0.069 | F | 8 | 0.17 | F | 8 | -9900 | -9900 | ? | 0
2004-11-14 | 12:00 | 627 | 1398 | 136 | 2 | 8 | 0 | 2 | 15 | 136 | 2 | 8 | 15700 | 2 | 8 | 0 | 2 | 15 | 15700 | 2 | 8 | 5680 | 2 | 19 | 10 | E | 9 | 4 | E | 9 | 12 | A | 7 | 8 | A | 7 | 76 | A | 7 | 1004 | E | 9 | 80 | A | 7 | 2.6 | A | 7 | 16100 | A | 7 | 77777 | A | 7 | 2.2 | E | 8 | 0.069 | F | 8 | 0.17 | F | 8 | -9900 | -9900 | ? | 0
2004-11-14 | 13:00 | 624 | 1398 | 387 | 2 | 8 | 365 | 2 | 15 | 223 | 2 | 8 | 40600 | 2 | 8 | 36900 | 2 | 15 | 24000 | 2 | 8 | 5090 | 2 | 19 | 10 | E | 9 | 6 | E | 9 | 13 | A | 7 | 8 | A | 7 | 72 | A | 7 | 1004 | E | 9 | 70 | A | 7 | 2.6 | A | 7 | 16100 | A | 7 | 77777 | A | 7 | 2.2 | E | 8 | 0.069 | F | 8 | 0.17 | F | 8 | -9900 | -9900 | ? | 0
2004-11-14 | 14:00 | 558 | 1398 | 256 | 2 | 8 | 181 | 2 | 15 | 184 | 2 | 8 | 27700 | 2 | 8 | 17800 | 2 | 15 | 20600 | 2 | 8 | 4310 | 2 | 19 | 10 | E | 9 | 7 | E | 9 | 14 | A | 7 | 8 | A | 7 | 67 | A | 7 | 1004 | E | 9 | 90 | A | 7 | 1.5 | A | 7 | 16100 | A | 7 | 77777 | A | 7 | 2.2 | E | 8 | 0.069 | F | 8 | 0.17 | F | 8 | -9900 | -9900 | ? | 0
2004-11-14 | 15:00 | 433 | 1398 | 163 | 2 | 8 | 72 | 2 | 15 | 140 | 2 | 8 | 17800 | 2 | 8 | 6600 | 2 | 15 | 15700 | 2 | 8 | 3580 | 2 | 19 | 10 | E | 9 | 9 | E | 9 | 14 | A | 7 | 8 | A | 7 | 67 | A | 7 | 1004 | E | 9 | 80 | A | 7 | 1.5 | A | 7 | 16100 | A | 7 | 77777 | A | 7 | 2.1 | E | 8 | 0.069 | F | 8 | 0.17 | F | 8 | -9900 | -9900 | ? | 0
2004-11-14 | 16:00 | 258 | 1398 | 121 | 2 | 8 | 195 | 2 | 15 | 85 | 2 | 8 | 12600 | 2 | 8 | 14000 | 2 | 15 | 10000 | 2 | 8 | 1700 | 2 | 19 | 10 | E | 9 | 7 | E | 9 | 13 | A | 7 | 8 | A | 7 | 72 | A | 7 | 1004 | E | 9 | 0 | A | 7 | 0 | A | 7 | 16100 | A | 7 | 77777 | A | 7 | 2 | E | 8 | 0.069 | F | 8 | 0.17 | F | 8 | -9900 | -9900 | ? | 0
2004-11-14 | 17:00 | 57 | 1037 | 8 | 2 | 8 | 68 | 2 | 15 | 6 | 2 | 8 | 1100 | 2 | 8 | 3200 | 2 | 15 | 900 | 2 | 8 | 120 | 2 | 19 | 10 | E | 9 | 8 | E | 9 | 12 | A | 7 | 8 | A | 7 | 76 | A | 7 | 1004 | E | 9 | 70 | A | 7 | 1.5 | A | 7 | 16100 | A | 7 | 77777 | A | 7 | 2.2 | E | 8 | 0.069 | F | 8 | 0.17 | F | 8 | -9900 | -9900 | ? | 0
2004-11-14 | 18:00 | 0 | 0 | 0 | 2 | 0 | 0 | 2 | 0 | 0 | 2 | 0 | 0 | 2 | 0 | 0 | 2 | 0 | 0 | 2 | 0 | 0 | 2 | 0 | 10 | E | 9 | 4 | E | 9 | 10 | A | 7 | 7 | A | 7 | 82 | A | 7 | 1004 | E | 9 | 0 | A | 7 | 0 | A | 7 | 16100 | A | 7 | 77777 | A | 7 | 2.3 | E | 8 | 0.069 | F | 8 | 0.17 | F | 8 | -9900 | -9900 | ? | 0
2004-11-14 | 19:00 | 0 | 0 | 0 | 2 | 0 | 0 | 2 | 0 | 0 | 2 | 0 | 0 | 2 | 0 | 0 | 2 | 0 | 0 | 2 | 0 | 0 | 2 | 0 | 10 | E | 9 | 4 | E | 9 | 9 | A | 7 | 7 | A | 7 | 87 | A | 7 | 1004 | E | 9 | 0 | A | 7 | 0 | A | 7 | 16100 | A | 7 | 77777 | A | 7 | 2.4 | E | 8 | 0.069 | F | 8 | 0.17 | F | 8 | -9900 | -9900 | ? | 0
2004-11-14 | 20:00 | 0 | 0 | 0 | 2 | 0 | 0 | 2 | 0 | 0 | 2 | 0 | 0 | 2 | 0 | 0 | 2 | 0 | 0 | 2 | 0 | 0 | 2 | 0 | 10 | E | 9 | 6 | E | 9 | 9 | A | 7 | 6 | A | 7 | 81 | A | 7 | 1004 | E | 9 | 0 | A | 7 | 0 | A | 7 | 8000 | A | 7 | 77777 | A | 7 | 2.5 | E | 8 | 0.069 | F | 8 | 0.17 | F | 8 | -9900 | -9900 | ? | 0
2004-11-14 | 21:00 | 0 | 0 | 0 | 2 | 0 | 0 | 2 | 0 | 0 | 2 | 0 | 0 | 2 | 0 | 0 | 2 | 0 | 0 | 2 | 0 | 0 | 2 | 0 | 10 | E | 9 | 10 | A | 7 | 8 | A | 7 | 5 | A | 7 | 81 | A | 7 | 1004 | E | 9 | 0 | A | 7 | 0 | A | 7 | 800 | A | 7 | 150 | A | 7 | 2.6 | E | 8 | 0.069 | F | 8 | 0.17 | F | 8 | -9900 | -9900 | ? | 0
2004-11-14 | 22:00 | 0 | 0 | 0 | 2 | 0 | 0 | 2 | 0 | 0 | 2 | 0 | 0 | 2 | 0 | 0 | 2 | 0 | 0 | 2 | 0 | 0 | 2 | 0 | 10 | E | 9 | 9 | E | 9 | 7 | A | 7 | 4 | A | 7 | 81 | A | 7 | 1004 | E | 9 | 0 | A | 7 | 0 | A | 7 | 400 | A | 7 | 30 | A | 7 | 2.7 | E | 8 | 0.069 | F | 8 | 0.17 | F | 8 | -9900 | -9900 | ? | 0
2004-11-14 | 23:00 | 0 | 0 | 0 | 2 | 0 | 0 | 2 | 0 | 0 | 2 | 0 | 0 | 2 | 0 | 0 | 2 | 0 | 0 | 2 | 0 | 0 | 2 | 0 | 10 | E | 9 | 10 | E | 9 | 7 | A | 7 | 5 | A | 7 | 87 | A | 7 | 1004 | E | 9 | 0 | A | 7 | 0 | A | 7 | 1200 | A | 7 | 30 | A | 7 | 2.8 | E | 8 | 0.069 | F | 8 | 0.17 | F | 8 | -9900 | -9900 | ? | 0
2004-11-14 | 24:00 | 0 | 0 | 0 | 2 | 0 | 0 | 2 | 0 | 0 | 2 | 0 | 0 | 2 | 0 | 0 | 2 | 0 | 0 | 2 | 0 | 0 | 2 | 0 | 10 | E | 9 | 10 | E | 9 | 6 | A | 7 | 3 | A | 7 | 81 | A | 7 | 1004 | E | 9 | 0 | A | 7 | 0 | A | 7 | 400 | A | 7 | 30 | A | 7 | 3 | E | 8 | 0.069 | F | 8 | 0.17 | F | 8 | -9900 | -9900 | ? | 0
2004-11-15 | 1:00 | 0 | 0 | 0 | 2 | 0 | 0 | 2 | 0 | 0 | 2 | 0 | 0 | 2 | 0 | 0 | 2 | 0 | 0 | 2 | 0 | 0 | 2 | 0 | 10 | E | 9 | 9 | E | 9 | 6 | A | 7 | 3 | A | 7 | 81 | A | 7 | 1004 | E | 9 | 0 | A | 7 | 0 | A | 7 | 800 | A | 7 | 30 | A | 7 | 3.1 | E | 8 | 0.069 | F | 8 | 0.17 | F | 8 | -9900 | -9900 | ? | 0
2004-11-15 | 2:00 | 0 | 0 | 0 | 2 | 0 | 0 | 2 | 0 | 0 | 2 | 0 | 0 | 2 | 0 | 0 | 2 | 0 | 0 | 2 | 0 | 0 | 2 | 0 | 10 | E | 9 | 7 | E | 9 | 6 | A | 7 | 4 | A | 7 | 87 | A | 7 | 1004 | E | 9 | 0 | A | 7 | 0 | A | 7 | 4000 | A | 7 | 77777 | A | 7 | 2.8 | E | 8 | 0.069 | F | 8 | 0.17 | F | 8 | -9900 | -9900 | ? | 0
2004-11-15 | 3:00 | 0 | 0 | 0 | 2 | 0 | 0 | 2 | 0 | 0 | 2 | 0 | 0 | 2 | 0 | 0 | 2 | 0 | 0 | 2 | 0 | 0 | 2 | 0 | 10 | E | 9 | 10 | E | 9 | 12 | A | 7 | 8 | A | 7 | 76 | A | 7 | 1004 | E | 9 | 180 | A | 7 | 4.1 | A | 7 | 16100 | A | 7 | 2100 | A | 7 | 2.5 | E | 8 | 0.069 | F | 8 | 0.17 | F | 8 | -9900 | -9900 | ? | 0
2004-11-15 | 4:00 | 0 | 0 | 0 | 2 | 0 | 0 | 2 | 0 | 0 | 2 | 0 | 0 | 2 | 0 | 0 | 2 | 0 | 0 | 2 | 0 | 0 | 2 | 0 | 10 | E | 9 | 9 | E | 9 | 13 | A | 7 | 7 | A | 7 | 67 | A | 7 | 1004 | E | 9 | 140 | A | 7 | 4.6 | A | 7 | 16100 | A | 7 | 2100 | A | 7 | 2.2 | E | 8 | 0.069 | F | 8 | 0.17 | F | 8 | -9900 | -9900 | ? | 0
2004-11-15 | 5:00 | 0 | 0 | 0 | 2 | 0 | 0 | 2 | 0 | 0 | 2 | 0 | 0 | 2 | 0 | 0 | 2 | 0 | 0 | 2 | 0 | 0 | 2 | 0 | 10 | E | 9 | 10 | E | 9 | 12 | A | 7 | 7 | A | 7 | 71 | A | 7 | 1004 | E | 9 | 160 | A | 7 | 2.6 | A | 7 | 16100 | A | 7 | 2100 | A | 7 | 2.4 | E | 8 | 0.069 | F | 8 | 0.17 | F | 8 | -9900 | -9900 | ? | 0
2004-11-15 | 6:00 | 0 | 0 | 0 | 2 | 0 | 0 | 2 | 0 | 0 | 2 | 0 | 0 | 2 | 0 | 0 | 2 | 0 | 0 | 2 | 0 | 0 | 2 | 0 | 10 | E | 9 | 9 | E | 9 | 12 | A | 7 | 7 | A | 7 | 71 | A | 7 | 1004 | E | 9 | 160 | A | 7 | 5.7 | A | 7 | 16100 | A | 7 | 2100 | A | 7 | 2.6 | E | 8 | 0.069 | F | 8 | 0.17 | F | 8 | -9900 | -9900 | ? | 0
2004-11-15 | 7:00 | 0 | 0 | 0 | 2 | 0 | 0 | 2 | 0 | 0 | 2 | 0 | 0 | 2 | 0 | 0 | 2 | 0 | 0 | 2 | 0 | 0 | 2 | 0 | 10 | E | 9 | 8 | E | 9 | 11 | A | 7 | 7 | A | 7 | 76 | A | 7 | 1004 | E | 9 | 230 | A | 7 | 1.5 | A | 7 | 16100 | A | 7 | 1800 | A | 7 | 2.8 | E | 8 | 0.069 | F | 8 | 0.17 | F | 8 | -9900 | -9900 | ? | 0
2004-11-15 | 8:00 | 67 | 1131 | 3 | 2 | 8 | 0 | 2 | 15 | 3 | 2 | 8 | 400 | 2 | 8 | 0 | 2 | 15 | 400 | 2 | 8 | 120 | 2 | 19 | 10 | E | 9 | 9 | E | 9 | 14 | A | 7 | 6 | A | 7 | 59 | A | 7 | 1004 | E | 9 | 240 | A | 7 | 3.6 | A | 7 | 16100 | A | 7 | 1500 | A | 7 | 2.9 | E | 8 | 0.069 | F | 8 | 0.17 | F | 8 | -9900 | -9900 | ? | 0
2004-11-15 | 9:00 | 269 | 1399 | 35 | 2 | 8 | 0 | 2 | 15 | 35 | 2 | 8 | 4100 | 2 | 8 | 0 | 2 | 15 | 4100 | 2 | 8 | 1390 | 2 | 19 | 10 | E | 9 | 10 | E | 9 | 14 | A | 7 | 7 | A | 7 | 63 | A | 7 | 1004 | E | 9 | 220 | A | 7 | 5.7 | A | 7 | 16100 | A | 7 | 1440 | A | 7 | 2.9 | E | 8 | 0.069 | F | 8 | 0.17 | F | 8 | -9900 | -9900 | ? | 0
2004-11-15 | 10:00 | 440 | 1399 | 74 | 2 | 8 | 0 | 2 | 15 | 74 | 2 | 8 | 8600 | 2 | 8 | 0 | 2 | 15 | 8600 | 2 | 8 | 3020 | 2 | 19 | 10 | E | 9 | 9 | E | 9 | 14 | A | 7 | 7 | A | 7 | 63 | A | 7 | 1004 | E | 9 | 230 | A | 7 | 5.1 | A | 7 | 16100 | A | 7 | 1470 | A | 7 | 2.9 | E | 8 | 0.069 | F | 8 | 0.17 | F | 8 | -9900 | -9900 | ? | 0
2004-11-15 | 11:00 | 561 | 1399 | 77 | 2 | 8 | 0 | 2 | 15 | 77 | 2 | 8 | 9200 | 2 | 8 | 0 | 2 | 15 | 9200 | 2 | 8 | 3420 | 2 | 19 | 10 | E | 9 | 10 | E | 9 | 13 | A | 7 | 8 | A | 7 | 72 | A | 7 | 1004 | E | 9 | 230 | A | 7 | 2.1 | A | 7 | 8000 | A | 7 | 960 | A | 7 | 2.7 | E | 8 | 0.069 | F | 8 | 0.17 | F | 8 | 0 | 1 | A | 7
2004-11-15 | 12:00 | 622 | 1399 | 89 | 2 | 8 | 0 | 2 | 15 | 89 | 2 | 8 | 10600 | 2 | 8 | 0 | 2 | 15 | 10600 | 2 | 8 | 4010 | 2 | 19 | 10 | B | 8 | 10 | B | 8 | 13.1 | B | 8 | 8.5 | B | 8 | 74 | A | 7 | 1004 | E | 9 | 190 | B | 8 | 2.1 | B | 8 | -9900 | ? | 0 | 885 | B | 8 | 2.6 | E | 8 | 0.069 | F | 8 | 0.17 | F | 8 | -9900 | -9900 | ? | 0
2004-11-15 | 13:00 | 619 | 1399 | 95 | 2 | 8 | 0 | 2 | 15 | 95 | 2 | 8 | 11300 | 2 | 8 | 0 | 2 | 15 | 11300 | 2 | 8 | 4240 | 2 | 19 | 10 | E | 9 | 10 | E | 9 | 13 | A | 7 | 9 | A | 7 | 77 | A | 7 | 1004 | E | 9 | 150 | A | 7 | 2.1 | A | 7 | 14500 | A | 7 | 810 | A | 7 | 2.4 | E | 8 | 0.069 | F | 8 | 0.17 | F | 8 | 1 | 1 | A | 7
2004-11-15 | 14:00 | 553 | 1399 | 76 | 2 | 8 | 0 | 2 | 15 | 76 | 2 | 8 | 9100 | 2 | 8 | 0 | 2 | 15 | 9100 | 2 | 8 | 3360 | 2 | 19 | 10 | E | 9 | 9 | E | 9 | 12 | A | 7 | 9 | A | 7 | 82 | A | 7 | 1004 | E | 9 | 180 | A | 7 | 2.1 | A | 7 | 14500 | A | 7 | 1110 | A | 7 | 2.3 | E | 8 | 0.069 | F | 8 | 0.17 | F | 8 | 0 | 1 | A | 7
2004-11-15 | 15:00 | 428 | 1399 | 57 | 2 | 8 | 0 | 2 | 15 | 57 | 2 | 8 | 6800 | 2 | 8 | 0 | 2 | 15 | 6800 | 2 | 8 | 2410 | 2 | 19 | 10 | E | 9 | 9 | E | 9 | 12 | A | 7 | 10 | A | 7 | 88 | A | 7 | 1004 | E | 9 | 0 | A | 7 | 0 | A | 7 | 14500 | A | 7 | 660 | A | 7 | 2.1 | E | 8 | 0.069 | F | 8 | 0.17 | F | 8 | 1 | 1 | A | 7
2004-11-15 | 16:00 | 254 | 1399 | 41 | 2 | 8 | 0 | 2 | 15 | 41 | 2 | 8 | 4700 | 2 | 8 | 0 | 2 | 15 | 4700 | 2 | 8 | 1560 | 2 | 19 | 10 | E | 9 | 10 | E | 9 | 12 | A | 7 | 9 | A | 7 | 82 | A | 7 | 1004 | E | 9 | 0 | A | 7 | 0 | A | 7 | 16100 | A | 7 | 1110 | A | 7 | 1.9 | E | 8 | 0.069 | F | 8 | 0.17 | F | 8 | 1 | 1 | A | 7
2004-11-15 | 17:00 | 55 | 1014 | 2 | 2 | 8 | 0 | 2 | 15 | 2 | 2 | 8 | 300 | 2 | 8 | 0 | 2 | 15 | 300 | 2 | 8 | 80 | 2 | 19 | 10 | E | 9 | 9 | E | 9 | 12 | A | 7 | 9 | A | 7 | 82 | A | 7 | 1004 | E | 9 | 0 | A | 7 | 0 | A | 7 | 16100 | A | 7 | 77777 | A | 7 | 1.8 | E | 8 | 0.069 | F | 8 | 0.17 | F | 8 | 0 | 1 | A | 7
2004-11-15 | 18:00 | 0 | 0 | 0 | 2 | 0 | 0 | 2 | 0 | 0 | 2 | 0 | 0 | 2 | 0 | 0 | 2 | 0 | 0 | 2 | 0 | 0 | 2 | 0 | 10 | E | 9 | 10 | E | 9 | 11 | A | 7 | 8 | A | 7 | 82 | A | 7 | 1004 | E | 9 | 270 | A | 7 | 1.5 | A | 7 | 16100 | A | 7 | 870 | A | 7 | 1.7 | E | 8 | 0.069 | F | 8 | 0.17 | F | 8 | 0 | 1 | A | 7
2004-11-15 | 19:00 | 0 | 0 | 0 | 2 | 0 | 0 | 2 | 0 | 0 | 2 | 0 | 0 | 2 | 0 | 0 | 2 | 0 | 0 | 2 | 0 | 0 | 2 | 0 | 10 | E | 9 | 10 | E | 9 | 11 | A | 7 | 9 | A | 7 | 87 | A | 7 | 1004 | E | 9 | 0 | A | 7 | 0 | A | 7 | 16100 | A | 7 | 600 | A | 7 | 1.7 | E | 8 | 0.069 | F | 8 | 0.17 | F | 8 | 1 | 3 | A | 7
2004-11-15 | 20:00 | 0 | 0 | 0 | 2 | 0 | 0 | 2 | 0 | 0 | 2 | 0 | 0 | 2 | 0 | 0 | 2 | 0 | 0 | 2 | 0 | 0 | 2 | 0 | 10 | E | 9 | 10 | E | 9 | 11 | A | 7 | 8 | A | 7 | 82 | A | 7 | 1004 | E | 9 | 280 | A | 7 | 2.1 | A | 7 | 16100 | A | 7 | 1050 | A | 7 | 1.7 | E | 8 | 0.069 | F | 8 | 0.17 | F | 8 | -9900 | -9900 | ? | 0
2004-11-15 | 21:00 | 0 | 0 | 0 | 2 | 0 | 0 | 2 | 0 | 0 | 2 | 0 | 0 | 2 | 0 | 0 | 2 | 0 | 0 | 2 | 0 | 0 | 2 | 0 | 10 | E | 9 | 10 | E | 9 | 11 | A | 7 | 8 | A | 7 | 82 | A | 7 | 1004 | E | 9 | 0 | A | 7 | 0 | A | 7 | 16100 | A | 7 | 1290 | A | 7 | 1.6 | E | 8 | 0.069 | F | 8 | 0.17 | F | 8 | -9900 | -9900 | ? | 0
2004-11-15 | 22:00 | 0 | 0 | 0 | 2 | 0 | 0 | 2 | 0 | 0 | 2 | 0 | 0 | 2 | 0 | 0 | 2 | 0 | 0 | 2 | 0 | 0 | 2 | 0 | 10 | E | 9 | 10 | E | 9 | 10 | A | 7 | 7 | A | 7 | 82 | A | 7 | 1004 | E | 9 | 300 | A | 7 | 2.6 | A | 7 | 16100 | A | 7 | 1170 | A | 7 | 1.6 | E | 8 | 0.069 | F | 8 | 0.17 | F | 8 | 1 | 6 | A | 7
2004-11-15 | 23:00 | 0 | 0 | 0 | 2 | 0 | 0 | 2 | 0 | 0 | 2 | 0 | 0 | 2 | 0 | 0 | 2 | 0 | 0 | 2 | 0 | 0 | 2 | 0 | 10 | E | 9 | 10 | E | 9 | 10 | A | 7 | 7 | A | 7 | 82 | A | 7 | 1004 | E | 9 | 0 | A | 7 | 0 | A | 7 | 16100 | A | 7 | 1170 | A | 7 | 1.6 | E | 8 | 0.069 | F | 8 | 0.17 | F | 8 | -9900 | -9900 | ? | 0
2004-11-15 | 24:00 | 0 | 0 | 0 | 2 | 0 | 0 | 2 | 0 | 0 | 2 | 0 | 0 | 2 | 0 | 0 | 2 | 0 | 0 | 2 | 0 | 0 | 2 | 0 | 8 | E | 9 | 8 | E | 9 | 9 | A | 7 | 6 | A | 7 | 81 | A | 7 | 1004 | E | 9 | 300 | A | 7 | 2.6 | A | 7 | 16100 | A | 7 | 1170 | A | 7 | 1.6 | E | 8 | 0.069 | F | 8 | 0.17 | F | 8 | -9900 | -9900 | ? | 0
2004-11-16 | 1:00 | 0 | 0 | 0 | 2 | 0 | 0 | 2 | 0 | 0 | 2 | 0 | 0 | 2 | 0 | 0 | 2 | 0 | 0 | 2 | 0 | 0 | 2 | 0 | 10 | E | 9 | 10 | E | 9 | 8 | A | 7 | 5 | A | 7 | 81 | A | 7 | 1004 | E | 9 | 310 | A | 7 | 2.6 | A | 7 | 16100 | A | 7 | 30 | A | 7 | 1.6 | E | 8 | 0.069 | F | 8 | 0.17 | F | 8 | -9900 | -9900 | ? | 0
2004-11-16 | 2:00 | 0 | 0 | 0 | 2 | 0 | 0 | 2 | 0 | 0 | 2 | 0 | 0 | 2 | 0 | 0 | 2 | 0 | 0 | 2 | 0 | 0 | 2 | 0 | 10 | E | 9 | 10 | E | 9 | 8 | A | 7 | 6 | A | 7 | 87 | A | 7 | 1004 | E | 9 | 310 | A | 7 | 2.1 | A | 7 | 400 | A | 7 | 30 | A | 7 | 1.5 | E | 8 | 0.069 | F | 8 | 0.17 | F | 8 | -9900 | -9900 | ? | 0
2004-11-16 | 3:00 | 0 | 0 | 0 | 2 | 0 | 0 | 2 | 0 | 0 | 2 | 0 | 0 | 2 | 0 | 0 | 2 | 0 | 0 | 2 | 0 | 0 | 2 | 0 | 10 | E | 9 | 10 | E | 9 | 8 | A | 7 | 6 | A | 7 | 87 | A | 7 | 1004 | E | 9 | 300 | A | 7 | 2.6 | A | 7 | 400 | A | 7 | 30 | A | 7 | 1.4 | E | 8 | 0.069 | F | 8 | 0.17 | F | 8 | -9900 | -9900 | ? | 0
2004-11-16 | 4:00 | 0 | 0 | 0 | 2 | 0 | 0 | 2 | 0 | 0 | 2 | 0 | 0 | 2 | 0 | 0 | 2 | 0 | 0 | 2 | 0 | 0 | 2 | 0 | 10 | E | 9 | 10 | E | 9 | 7 | A | 7 | 4 | A | 7 | 81 | A | 7 | 1004 | E | 9 | 280 | A | 7 | 1.5 | A | 7 | 1600 | A | 7 | 30 | A | 7 | 1.3 | E | 8 | 0.069 | F | 8 | 0.17 | F | 8 | 7 | 24 | A | 7
2004-11-16 | 5:00 | 0 | 0 | 0 | 2 | 0 | 0 | 2 | 0 | 0 | 2 | 0 | 0 | 2 | 0 | 0 | 2 | 0 | 0 | 2 | 0 | 0 | 2 | 0 | 10 | E | 9 | 10 | E | 9 | 6 | A | 7 | 3 | A | 7 | 81 | A | 7 | 1004 | E | 9 | 0 | A | 7 | 0 | A | 7 | 800 | A | 7 | 30 | A | 7 | 1.3 | E | 8 | 0.069 | F | 8 | 0.17 | F | 8 | -9900 | -9900 | ? | 0
2004-11-16 | 6:00 | 0 | 0 | 0 | 2 | 0 | 0 | 2 | 0 | 0 | 2 | 0 | 0 | 2 | 0 | 0 | 2 | 0 | 0 | 2 | 0 | 0 | 2 | 0 | 10 | E | 9 | 10 | E | 9 | 6 | A | 7 | 3 | A | 7 | 81 | A | 7 | 1004 | E | 9 | 0 | A | 7 | 0 | A | 7 | 1200 | A | 7 | 30 | A | 7 | 1.4 | E | 8 | 0.069 | F | 8 | 0.17 | F | 8 | -9900 | -9900 | ? | 0
2004-11-16 | 7:00 | 0 | 0 | 0 | 2 | 0 | 0 | 2 | 0 | 0 | 2 | 0 | 0 | 2 | 0 | 0 | 2 | 0 | 0 | 2 | 0 | 0 | 2 | 0 | 10 | E | 9 | 10 | E | 9 | 7 | A | 7 | 4 | A | 7 | 81 | A | 7 | 1004 | E | 9 | 280 | A | 7 | 1.5 | A | 7 | 16100 | A | 7 | 150 | A | 7 | 1.4 | E | 8 | 0.069 | F | 8 | 0.17 | F | 8 | -9900 | -9900 | ? | 0
2004-11-16 | 8:00 | 64 | 1084 | 13 | 2 | 8 | 84 | 2 | 15 | 9 | 2 | 8 | 1500 | 2 | 8 | 4000 | 2 | 15 | 1300 | 2 | 8 | 180 | 2 | 19 | 10 | E | 9 | 10 | E | 9 | 7 | A | 7 | 4 | A | 7 | 81 | A | 7 | 1004 | E | 9 | 300 | A | 7 | 2.1 | A | 7 | 16100 | A | 7 | 120 | A | 7 | 1.5 | E | 8 | 0.069 | F | 8 | 0.17 | F | 8 | -9900 | -9900 | ? | 0
2004-11-16 | 9:00 | 264 | 1399 | 69 | 2 | 8 | 41 | 2 | 15 | 61 | 2 | 8 | 7500 | 2 | 8 | 3300 | 2 | 15 | 6900 | 2 | 8 | 1550 | 2 | 19 | 10 | E | 9 | 10 | E | 9 | 8 | A | 7 | 5 | A | 7 | 81 | A | 7 | 1004 | E | 9 | 0 | A | 7 | 0 | A | 7 | 4000 | A | 7 | 30 | A | 7 | 1.6 | E | 8 | 0.069 | F | 8 | 0.17 | F | 8 | -9900 | -9900 | ? | 0
2004-11-16 | 10:00 | 435 | 1399 | 128 | 2 | 8 | 17 | 2 | 15 | 122 | 2 | 8 | 14200 | 2 | 8 | 1100 | 2 | 15 | 13900 | 2 | 8 | 4340 | 2 | 19 | 10 | E | 9 | 10 | E | 9 | 8 | A | 7 | 6 | A | 7 | 87 | A | 7 | 1004 | E | 9 | 0 | A | 7 | 0 | A | 7 | 400 | A | 7 | 30 | A | 7 | 1.7 | E | 8 | 0.069 | F | 8 | 0.17 | F | 8 | -9900 | -9900 | ? | 0
2004-11-16 | 11:00 | 555 | 1399 | 186 | 2 | 8 | 53 | 2 | 15 | 165 | 2 | 8 | 20400 | 2 | 8 | 5100 | 2 | 15 | 18400 | 2 | 8 | 4600 | 2 | 19 | 10 | E | 9 | 10 | E | 9 | 9 | A | 7 | 7 | A | 7 | 87 | A | 7 | 1004 | E | 9 | 160 | A | 7 | 1.5 | A | 7 | 3200 | A | 7 | 30 | A | 7 | 1.7 | E | 8 | 0.069 | F | 8 | 0.17 | F | 8 | -9900 | -9900 | ? | 0
2004-11-16 | 12:00 | 616 | 1399 | 408 | 2 | 8 | 496 | 2 | 15 | 188 | 2 | 8 | 41800 | 2 | 8 | 48400 | 2 | 15 | 20400 | 2 | 8 | 3900 | 2 | 19 | 8 | E | 9 | 8 | E | 9 | 11 | A | 7 | 8 | A | 7 | 82 | A | 7 | 1004 | E | 9 | 0 | A | 7 | 0 | A | 7 | 16100 | A | 7 | 120 | A | 7 | 1.7 | E | 8 | 0.069 | F | 8 | 0.17 | F | 8 | -9900 | -9900 | ? | 0
2004-11-16 | 13:00 | 614 | 1399 | 247 | 2 | 8 | 110 | 2 | 15 | 199 | 2 | 8 | 27100 | 2 | 8 | 10800 | 2 | 15 | 22400 | 2 | 8 | 5600 | 2 | 19 | 3 | E | 9 | 3 | E | 9 | 13 | A | 7 | 9 | A | 7 | 77 | A | 7 | 1004 | E | 9 | 330 | A | 7 | 2.1 | A | 7 | 16100 | A | 7 | 77777 | A | 7 | 1.6 | E | 8 | 0.069 | F | 8 | 0.17 | F | 8 | -9900 | -9900 | ? | 0
2004-11-16 | 14:00 | 548 | 1399 | 208 | 2 | 8 | 87 | 2 | 15 | 174 | 2 | 8 | 22800 | 2 | 8 | 8400 | 2 | 15 | 19500 | 2 | 8 | 4750 | 2 | 19 | 0 | E | 9 | 0 | E | 9 | 14 | A | 7 | 9 | A | 7 | 72 | A | 7 | 1004 | E | 9 | 0 | A | 7 | 0 | A | 7 | 12900 | A | 7 | 77777 | A | 7 | 1.6 | E | 8 | 0.069 | F | 8 | 0.17 | F | 8 | -9900 | -9900 | ? | 0
2004-11-16 | 15:00 | 424 | 1399 | 270 | 2 | 8 | 430 | 2 | 15 | 139 | 2 | 8 | 27300 | 2 | 8 | 37900 | 2 | 15 | 15700 | 2 | 8 | 2720 | 2 | 19 | 4 | E | 9 | 4 | E | 9 | 16 | A | 7 | 9 | A | 7 | 63 | A | 7 | 1004 | E | 9 | 210 | A | 7 | 2.1 | A | 7 | 8000 | A | 7 | 77777 | A | 7 | 1.5 | E | 8 | 0.069 | F | 8 | 0.17 | F | 8 | -9900 | -9900 | ? | 0
2004-11-16 | 16:00 | 250 | 1399 | 153 | 2 | 8 | 438 | 2 | 15 | 75 | 2 | 8 | 15600 | 2 | 8 | 31000 | 2 | 15 | 10000 | 2 | 8 | 1410 | 2 | 19 | 0 | E | 9 | 0 | E | 9 | 14 | A | 7 | 8 | A | 7 | 67 | A | 7 | 1004 | E | 9 | 180 | A | 7 | 1.5 | A | 7 | 8000 | A | 7 | 77777 | A | 7 | 1.5 | E | 8 | 0.069 | F | 8 | 0.17 | F | 8 | -9900 | -9900 | ? | 0
2004-11-16 | 17:00 | 52 | 991 | 8 | 2 | 8 | 142 | 2 | 15 | 4 | 2 | 8 | 1300 | 2 | 8 | 8200 | 2 | 15 | 900 | 2 | 8 | 150 | 2 | 19 | 0 | E | 9 | 0 | E | 9 | 9 | A | 7 | 6 | A | 7 | 81 | A | 7 | 1004 | E | 9 | 270 | A | 7 | 2.1 | A | 7 | 4800 | A | 7 | 77777 | A | 7 | 1.5 | E | 8 | 0.069 | F | 8 | 0.17 | F | 8 | -9900 | -9900 | ? | 0
2004-11-16 | 18:00 | 0 | 0 | 0 | 2 | 0 | 0 | 2 | 0 | 0 | 2 | 0 | 0 | 2 | 0 | 0 | 2 | 0 | 0 | 2 | 0 | 0 | 2 | 0 | 0 | E | 9 | 0 | E | 9 | 8 | A | 7 | 5 | A | 7 | 81 | A | 7 | 1004 | E | 9 | 280 | A | 7 | 2.6 | A | 7 | 11300 | A | 7 | 77777 | A | 7 | 1.5 | E | 8 | 0.069 | F | 8 | 0.17 | F | 8 | -9900 | -9900 | ? | 0
2004-11-16 | 19:00 | 0 | 0 | 0 | 2 | 0 | 0 | 2 | 0 | 0 | 2 | 0 | 0 | 2 | 0 | 0 | 2 | 0 | 0 | 2 | 0 | 0 | 2 | 0 | 0 | E | 9 | 0 | E | 9 | 7 | A | 7 | 4 | A | 7 | 81 | A | 7 | 1004 | E | 9 | 0 | A | 7 | 0 | A | 7 | 16100 | A | 7 | 77777 | A | 7 | 1.5 | E | 8 | 0.069 | F | 8 | 0.17 | F | 8 | -9900 | -9900 | ? | 0
2004-11-16 | 20:00 | 0 | 0 | 0 | 2 | 0 | 0 | 2 | 0 | 0 | 2 | 0 | 0 | 2 | 0 | 0 | 2 | 0 | 0 | 2 | 0 | 0 | 2 | 0 | 0 | E | 9 | 0 | E | 9 | 6 | A | 7 | 3 | A | 7 | 81 | A | 7 | 1004 | E | 9 | 0 | A | 7 | 0 | A | 7 | 2000 | A | 7 | 77777 | A | 7 | 1.5 | E | 8 | 0.069 | F | 8 | 0.17 | F | 8 | -9900 | -9900 | ? | 0
2004-11-16 | 21:00 | 0 | 0 | 0 | 2 | 0 | 0 | 2 | 0 | 0 | 2 | 0 | 0 | 2 | 0 | 0 | 2 | 0 | 0 | 2 | 0 | 0 | 2 | 0 | 8 | E | 9 | 8 | E | 9 | 5 | A | 7 | 2 | A | 7 | 81 | A | 7 | 1004 | E | 9 | 0 | A | 7 | 0 | A | 7 | 800 | A | 7 | 30 | A | 7 | 1.5 | E | 8 | 0.069 | F | 8 | 0.17 | F | 8 | -9900 | -9900 | ? | 0
2004-11-16 | 22:00 | 0 | 0 | 0 | 2 | 0 | 0 | 2 | 0 | 0 | 2 | 0 | 0 | 2 | 0 | 0 | 2 | 0 | 0 | 2 | 0 | 0 | 2 | 0 | 10 | E | 9 | 10 | E | 9 | 3 | A | 7 | 2 | A | 7 | 93 | A | 7 | 1004 | E | 9 | 260 | A | 7 | 1.5 | A | 7 | 400 | A | 7 | 30 | A | 7 | 1.5 | E | 8 | 0.069 | F | 8 | 0.17 | F | 8 | -9900 | -9900 | ? | 0
2004-11-16 | 23:00 | 0 | 0 | 0 | 2 | 0 | 0 | 2 | 0 | 0 | 2 | 0 | 0 | 2 | 0 | 0 | 2 | 0 | 0 | 2 | 0 | 0 | 2 | 0 | 4 | E | 9 | 4 | E | 9 | 6 | A | 7 | 3 | A | 7 | 81 | A | 7 | 1004 | E | 9 | 0 | A | 7 | 0 | A | 7 | 16100 | A | 7 | 77777 | A | 7 | 1.5 | E | 8 | 0.069 | F | 8 | 0.17 | F | 8 | -9900 | -9900 | ? | 0
2004-11-16 | 24:00 | 0 | 0 | 0 | 2 | 0 | 0 | 2 | 0 | 0 | 2 | 0 | 0 | 2 | 0 | 0 | 2 | 0 | 0 | 2 | 0 | 0 | 2 | 0 | 4 | E | 9 | 4 | E | 9 | 6 | A | 7 | 3 | A | 7 | 81 | A | 7 | 1004 | E | 9 | 0 | A | 7 | 0 | A | 7 | 16100 | A | 7 | 77777 | A | 7 | 1.5 | E | 8 | 0.069 | F | 8 | 0.17 | F | 8 | -9900 | -9900 | ? | 0
2004-11-17 | 1:00 | 0 | 0 | 0 | 2 | 0 | 0 | 2 | 0 | 0 | 2 | 0 | 0 | 2 | 0 | 0 | 2 | 0 | 0 | 2 | 0 | 0 | 2 | 0 | 8 | E | 9 | 8 | E | 9 | 6 | A | 7 | 4 | A | 7 | 87 | A | 7 | 1004 | E | 9 | 0 | A | 7 | 0 | A | 7 | 16100 | A | 7 | 1800 | A | 7 | 1.5 | E | 8 | 0.068 | F | 8 | 0.17 | F | 8 | -9900 | -9900 | ? | 0
2004-11-17 | 2:00 | 0 | 0 | 0 | 2 | 0 | 0 | 2 | 0 | 0 | 2 | 0 | 0 | 2 | 0 | 0 | 2 | 0 | 0 | 2 | 0 | 0 | 2 | 0 | 8 | E | 9 | 8 | E | 9 | 6 | A | 7 | 3 | A | 7 | 81 | A | 7 | 1004 | E | 9 | 0 | A | 7 | 0 | A | 7 | 4800 | A | 7 | 2100 | A | 7 | 1.5 | E | 8 | 0.068 | F | 8 | 0.17 | F | 8 | -9900 | -9900 | ? | 0
2004-11-17 | 3:00 | 0 | 0 | 0 | 2 | 0 | 0 | 2 | 0 | 0 | 2 | 0 | 0 | 2 | 0 | 0 | 2 | 0 | 0 | 2 | 0 | 0 | 2 | 0 | 4 | E | 9 | 4 | E | 9 | 6 | A | 7 | 3 | A | 7 | 81 | A | 7 | 1004 | E | 9 | 0 | A | 7 | 0 | A | 7 | 16100 | A | 7 | 77777 | A | 7 | 1.4 | E | 8 | 0.068 | F | 8 | 0.17 | F | 8 | -9900 | -9900 | ? | 0
2004-11-17 | 4:00 | 0 | 0 | 0 | 2 | 0 | 0 | 2 | 0 | 0 | 2 | 0 | 0 | 2 | 0 | 0 | 2 | 0 | 0 | 2 | 0 | 0 | 2 | 0 | 10 | E | 9 | 10 | E | 9 | 6 | A | 7 | 3 | A | 7 | 81 | A | 7 | 1004 | E | 9 | 0 | A | 7 | 0 | A | 7 | 2400 | A | 7 | 30 | A | 7 | 1.4 | E | 8 | 0.068 | F | 8 | 0.17 | F | 8 | -9900 | -9900 | ? | 0
2004-11-17 | 5:00 | 0 | 0 | 0 | 2 | 0 | 0 | 2 | 0 | 0 | 2 | 0 | 0 | 2 | 0 | 0 | 2 | 0 | 0 | 2 | 0 | 0 | 2 | 0 | 10 | B | 8 | 10 | B | 8 | 6.4 | B | 8 | 3.5 | B | 8 | 82 | A | 7 | 1004 | E | 9 | 0 | B | 8 | 0 | B | 8 | -9900 | ? | 0 | 30 | B | 8 | 1.4 | E | 8 | 0.068 | F | 8 | 0.17 | F | 8 | -9900 | -9900 | ? | 0
2004-11-17 | 6:00 | 0 | 0 | 0 | 2 | 0 | 0 | 2 | 0 | 0 | 2 | 0 | 0 | 2 | 0 | 0 | 2 | 0 | 0 | 2 | 0 | 0 | 2 | 0 | 10 | E | 9 | 10 | E | 9 | 7 | A | 7 | 4 | A | 7 | 81 | A | 7 | 1004 | E | 9 | 0 | A | 7 | 0 | A | 7 | 400 | A | 7 | 30 | A | 7 | 1.4 | E | 8 | 0.068 | F | 8 | 0.17 | F | 8 | -9900 | -9900 | ? | 0
2004-11-17 | 7:00 | 0 | 0 | 0 | 2 | 0 | 0 | 2 | 0 | 0 | 2 | 0 | 0 | 2 | 0 | 0 | 2 | 0 | 0 | 2 | 0 | 0 | 2 | 0 | 10 | E | 9 | 10 | E | 9 | 7 | A | 7 | 5 | A | 7 | 87 | A | 7 | 1004 | E | 9 | 0 | A | 7 | 0 | A | 7 | 400 | A | 7 | 30 | A | 7 | 1.4 | E | 8 | 0.068 | F | 8 | 0.17 | F | 8 | -9900 | -9900 | ? | 0
2004-11-17 | 8:00 | 60 | 1062 | 10 | 2 | 8 | 58 | 2 | 15 | 7 | 2 | 8 | 1100 | 2 | 8 | 2700 | 2 | 15 | 1000 | 2 | 8 | 140 | 2 | 19 | 10 | E | 9 | 10 | E | 9 | 7 | A | 7 | 5 | A | 7 | 87 | A | 7 | 1004 | E | 9 | 0 | A | 7 | 0 | A | 7 | 400 | A | 7 | 30 | A | 7 | 1.4 | E | 8 | 0.068 | F | 8 | 0.17 | F | 8 | -9900 | -9900 | ? | 0
2004-11-17 | 9:00 | 258 | 1400 | 72 | 2 | 8 | 46 | 2 | 15 | 64 | 2 | 8 | 7900 | 2 | 8 | 3700 | 2 | 15 | 7300 | 2 | 8 | 1600 | 2 | 19 | 10 | E | 9 | 10 | E | 9 | 7 | A | 7 | 5 | A | 7 | 87 | A | 7 | 1004 | E | 9 | 170 | A | 7 | 2.1 | A | 7 | 800 | A | 7 | 30 | A | 7 | 1.4 | E | 8 | 0.068 | F | 8 | 0.17 | F | 8 | -9900 | -9900 | ? | 0
2004-11-17 | 10:00 | 429 | 1400 | 122 | 2 | 8 | 23 | 2 | 15 | 115 | 2 | 8 | 13400 | 2 | 8 | 2100 | 2 | 15 | 12700 | 2 | 8 | 3070 | 2 | 19 | 10 | E | 9 | 10 | E | 9 | 8 | A | 7 | 6 | A | 7 | 87 | A | 7 | 1004 | E | 9 | 180 | A | 7 | 2.1 | A | 7 | 3200 | A | 7 | 30 | A | 7 | 1.4 | E | 8 | 0.068 | F | 8 | 0.17 | F | 8 | -9900 | -9900 | ? | 0
2004-11-17 | 11:00 | 550 | 1400 | 77 | 2 | 8 | 0 | 2 | 15 | 77 | 2 | 8 | 9200 | 2 | 8 | 0 | 2 | 15 | 9200 | 2 | 8 | 3390 | 2 | 19 | 10 | E | 9 | 10 | E | 9 | 9 | A | 7 | 6 | A | 7 | 81 | A | 7 | 1004 | E | 9 | 190 | A | 7 | 2.1 | A | 7 | 12900 | A | 7 | 60 | A | 7 | 1.5 | E | 8 | 0.068 | F | 8 | 0.17 | F | 8 | -9900 | -9900 | ? | 0
2004-11-17 | 12:00 | 611 | 1400 | 100 | 2 | 8 | 0 | 2 | 15 | 100 | 2 | 8 | 11800 | 2 | 8 | 0 | 2 | 15 | 11800 | 2 | 8 | 4400 | 2 | 19 | 10 | E | 9 | 10 | E | 9 | 9 | A | 7 | 6 | A | 7 | 81 | A | 7 | 1004 | E | 9 | 0 | A | 7 | 0 | A | 7 | 16100 | A | 7 | 150 | A | 7 | 1.5 | E | 8 | 0.068 | F | 8 | 0.17 | F | 8 | -9900 | -9900 | ? | 0
2004-11-17 | 13:00 | 609 | 1400 | 260 | 2 | 8 | 146 | 2 | 15 | 196 | 2 | 8 | 28200 | 2 | 8 | 14600 | 2 | 15 | 21800 | 2 | 8 | 4690 | 2 | 19 | 10 | E | 9 | 10 | E | 9 | 10 | A | 7 | 6 | A | 7 | 76 | A | 7 | 1004 | E | 9 | 0 | A | 7 | 0 | A | 7 | 16100 | A | 7 | 180 | A | 7 | 1.5 | E | 8 | 0.068 | F | 8 | 0.17 | F | 8 | -9900 | -9900 | ? | 0
2004-11-17 | 14:00 | 544 | 1400 | 347 | 2 | 8 | 487 | 2 | 15 | 157 | 2 | 8 | 35700 | 2 | 8 | 46300 | 2 | 15 | 17700 | 2 | 8 | 3130 | 2 | 19 | 8 | E | 9 | 8 | E | 9 | 10 | A | 7 | 6 | A | 7 | 76 | A | 7 | 1004 | E | 9 | 130 | A | 7 | 2.6 | A | 7 | 16100 | A | 7 | 180 | A | 7 | 1.4 | E | 8 | 0.068 | F | 8 | 0.17 | F | 8 | -9900 | -9900 | ? | 0
2004-11-17 | 15:00 | 420 | 1400 | 230 | 2 | 8 | 397 | 2 | 15 | 110 | 2 | 8 | 23700 | 2 | 8 | 35000 | 2 | 15 | 13200 | 2 | 8 | 2080 | 2 | 19 | 8 | E | 9 | 8 | E | 9 | 11 | A | 7 | 7 | A | 7 | 76 | A | 7 | 1004 | E | 9 | 160 | A | 7 | 3.6 | A | 7 | 16100 | A | 7 | 240 | A | 7 | 1.3 | E | 8 | 0.068 | F | 8 | 0.17 | F | 8 | -9900 | -9900 | ? | 0
2004-11-17 | 16:00 | 246 | 1400 | 128 | 2 | 8 | 242 | 2 | 15 | 85 | 2 | 8 | 13200 | 2 | 8 | 16800 | 2 | 15 | 10200 | 2 | 8 | 1720 | 2 | 19 | 10 | E | 9 | 10 | E | 9 | 10 | A | 7 | 6 | A | 7 | 76 | A | 7 | 1004 | E | 9 | 140 | A | 7 | 2.1 | A | 7 | 16100 | A | 7 | 180 | A | 7 | 1.2 | E | 8 | 0.068 | F | 8 | 0.17 | F | 8 | -9900 | -9900 | ? | 0
2004-11-17 | 17:00 | 50 | 968 | 6 | 2 | 8 | 75 | 2 | 15 | 4 | 2 | 8 | 900 | 2 | 8 | 4100 | 2 | 15 | 700 | 2 | 8 | 110 | 2 | 19 | 4 | E | 9 | 4 | E | 9 | 8 | A | 7 | 5 | A | 7 | 81 | A | 7 | 1004 | E | 9 | 0 | A | 7 | 0 | A | 7 | 16100 | A | 7 | 77777 | A | 7 | 1.2 | E | 8 | 0.068 | F | 8 | 0.17 | F | 8 | -9900 | -9900 | ? | 0
2004-11-17 | 18:00 | 0 | 0 | 0 | 2 | 0 | 0 | 2 | 0 | 0 | 2 | 0 | 0 | 2 | 0 | 0 | 2 | 0 | 0 | 2 | 0 | 0 | 2 | 0 | 8 | E | 9 | 8 | E | 9 | 6 | A | 7 | 3 | A | 7 | 81 | A | 7 | 1004 | E | 9 | 0 | A | 7 | 0 | A | 7 | 4800 | A | 7 | 150 | A | 7 | 1.3 | E | 8 | 0.068 | F | 8 | 0.17 | F | 8 | -9900 | -9900 | ? | 0
2004-11-17 | 19:00 | 0 | 0 | 0 | 2 | 0 | 0 | 2 | 0 | 0 | 2 | 0 | 0 | 2 | 0 | 0 | 2 | 0 | 0 | 2 | 0 | 0 | 2 | 0 | 10 | E | 9 | 10 | E | 9 | 7 | A | 7 | 4 | A | 7 | 81 | A | 7 | 1004 | E | 9 | 120 | A | 7 | 1.5 | A | 7 | 800 | A | 7 | 90 | A | 7 | 1.4 | E | 8 | 0.068 | F | 8 | 0.17 | F | 8 | -9900 | -9900 | ? | 0
2004-11-17 | 20:00 | 0 | 0 | 0 | 2 | 0 | 0 | 2 | 0 | 0 | 2 | 0 | 0 | 2 | 0 | 0 | 2 | 0 | 0 | 2 | 0 | 0 | 2 | 0 | 10 | E | 9 | 10 | E | 9 | 8 | A | 7 | 5 | A | 7 | 81 | A | 7 | 1004 | E | 9 | 0 | A | 7 | 0 | A | 7 | 400 | A | 7 | 30 | A | 7 | 1.5 | E | 8 | 0.068 | F | 8 | 0.17 | F | 8 | -9900 | -9900 | ? | 0
2004-11-17 | 21:00 | 0 | 0 | 0 | 2 | 0 | 0 | 2 | 0 | 0 | 2 | 0 | 0 | 2 | 0 | 0 | 2 | 0 | 0 | 2 | 0 | 0 | 2 | 0 | 10 | E | 9 | 10 | E | 9 | 7 | A | 7 | 5 | A | 7 | 87 | A | 7 | 1004 | E | 9 | 150 | A | 7 | 1.5 | A | 7 | 400 | A | 7 | 30 | A | 7 | 1.5 | E | 8 | 0.068 | F | 8 | 0.17 | F | 8 | -9900 | -9900 | ? | 0
2004-11-17 | 22:00 | 0 | 0 | 0 | 2 | 0 | 0 | 2 | 0 | 0 | 2 | 0 | 0 | 2 | 0 | 0 | 2 | 0 | 0 | 2 | 0 | 0 | 2 | 0 | 10 | E | 9 | 10 | E | 9 | 7 | A | 7 | 4 | A | 7 | 81 | A | 7 | 1004 | E | 9 | 0 | A | 7 | 0 | A | 7 | 400 | A | 7 | 30 | A | 7 | 1.6 | E | 8 | 0.068 | F | 8 | 0.17 | F | 8 | -9900 | -9900 | ? | 0
2004-11-17 | 23:00 | 0 | 0 | 0 | 2 | 0 | 0 | 2 | 0 | 0 | 2 | 0 | 0 | 2 | 0 | 0 | 2 | 0 | 0 | 2 | 0 | 0 | 2 | 0 | 10 | E | 9 | 10 | E | 9 | 6 | A | 7 | 4 | A | 7 | 87 | A | 7 | 1004 | E | 9 | 0 | A | 7 | 0 | A | 7 | 400 | A | 7 | 30 | A | 7 | 1.7 | E | 8 | 0.068 | F | 8 | 0.17 | F | 8 | -9900 | -9900 | ? | 0
2004-11-17 | 24:00 | 0 | 0 | 0 | 2 | 0 | 0 | 2 | 0 | 0 | 2 | 0 | 0 | 2 | 0 | 0 | 2 | 0 | 0 | 2 | 0 | 0 | 2 | 0 | 10 | E | 9 | 9 | E | 9 | 7 | A | 7 | 4 | A | 7 | 81 | A | 7 | 1004 | E | 9 | 180 | A | 7 | 1.5 | A | 7 | 4800 | A | 7 | 660 | A | 7 | 1.8 | E | 8 | 0.068 | F | 8 | 0.17 | F | 8 | -9900 | -9900 | ? | 0
2004-11-18 | 1:00 | 0 | 0 | 0 | 2 | 0 | 0 | 2 | 0 | 0 | 2 | 0 | 0 | 2 | 0 | 0 | 2 | 0 | 0 | 2 | 0 | 0 | 2 | 0 | 10 | E | 9 | 9 | E | 9 | 7 | A | 7 | 5 | A | 7 | 87 | A | 7 | 1004 | E | 9 | 170 | A | 7 | 2.6 | A | 7 | 16100 | A | 7 | 600 | A | 7 | 1.9 | E | 8 | 0.068 | F | 8 | 0.17 | F | 8 | -9900 | -9900 | ? | 0
2004-11-18 | 2:00 | 0 | 0 | 0 | 2 | 0 | 0 | 2 | 0 | 0 | 2 | 0 | 0 | 2 | 0 | 0 | 2 | 0 | 0 | 2 | 0 | 0 | 2 | 0 | 10 | E | 9 | 10 | E | 9 | 9 | A | 7 | 6 | A | 7 | 81 | A | 7 | 1004 | E | 9 | 250 | A | 7 | 3.6 | A | 7 | 16100 | A | 7 | 660 | A | 7 | 1.8 | E | 8 | 0.068 | F | 8 | 0.17 | F | 8 | -9900 | -9900 | ? | 0
2004-11-18 | 3:00 | 0 | 0 | 0 | 2 | 0 | 0 | 2 | 0 | 0 | 2 | 0 | 0 | 2 | 0 | 0 | 2 | 0 | 0 | 2 | 0 | 0 | 2 | 0 | 10 | E | 9 | 10 | E | 9 | 9 | A | 7 | 7 | A | 7 | 87 | A | 7 | 1004 | E | 9 | 0 | A | 7 | 0 | A | 7 | 8000 | A | 7 | 570 | A | 7 | 1.7 | E | 8 | 0.068 | F | 8 | 0.17 | F | 8 | 1 | 1 | A | 7
2004-11-18 | 4:00 | 0 | 0 | 0 | 2 | 0 | 0 | 2 | 0 | 0 | 2 | 0 | 0 | 2 | 0 | 0 | 2 | 0 | 0 | 2 | 0 | 0 | 2 | 0 | 10 | E | 9 | 10 | E | 9 | 9 | A | 7 | 6 | A | 7 | 81 | A | 7 | 1004 | E | 9 | 290 | A | 7 | 5.7 | A | 7 | 8000 | A | 7 | 1380 | A | 7 | 1.6 | E | 8 | 0.068 | F | 8 | 0.17 | F | 8 | 2 | 1 | A | 7
2004-11-18 | 5:00 | 0 | 0 | 0 | 2 | 0 | 0 | 2 | 0 | 0 | 2 | 0 | 0 | 2 | 0 | 0 | 2 | 0 | 0 | 2 | 0 | 0 | 2 | 0 | 5 | E | 9 | 5 | E | 9 | 9 | A | 7 | 6 | A | 7 | 81 | A | 7 | 1004 | E | 9 | 320 | A | 7 | 2.1 | A | 7 | 16100 | A | 7 | 77777 | A | 7 | 1.6 | E | 8 | 0.068 | F | 8 | 0.17 | F | 8 | -9900 | -9900 | ? | 0
2004-11-18 | 6:00 | 0 | 0 | 0 | 2 | 0 | 0 | 2 | 0 | 0 | 2 | 0 | 0 | 2 | 0 | 0 | 2 | 0 | 0 | 2 | 0 | 0 | 2 | 0 | 5 | E | 9 | 5 | E | 9 | 8 | A | 7 | 5 | A | 7 | 81 | A | 7 | 1004 | E | 9 | 0 | A | 7 | 0 | A | 7 | 16100 | A | 7 | 77777 | A | 7 | 1.5 | E | 8 | 0.068 | F | 8 | 0.17 | F | 8 | -9900 | -9900 | ? | 0
2004-11-18 | 7:00 | 0 | 0 | 0 | 2 | 0 | 0 | 2 | 0 | 0 | 2 | 0 | 0 | 2 | 0 | 0 | 2 | 0 | 0 | 2 | 0 | 0 | 2 | 0 | 8 | E | 9 | 8 | E | 9 | 7 | A | 7 | 4 | A | 7 | 81 | A | 7 | 1004 | E | 9 | 220 | A | 7 | 1.5 | A | 7 | 16100 | A | 7 | 3300 | A | 7 | 1.4 | E | 8 | 0.068 | F | 8 | 0.17 | F | 8 | -9900 | -9900 | ? | 0
2004-11-18 | 8:00 | 56 | 1039 | 9 | 2 | 8 | 81 | 2 | 15 | 6 | 2 | 8 | 1200 | 2 | 8 | 3800 | 2 | 15 | 1000 | 2 | 8 | 120 | 2 | 19 | 5 | E | 9 | 5 | E | 9 | 8 | A | 7 | 5 | A | 7 | 81 | A | 7 | 1004 | E | 9 | 140 | A | 7 | 2.6 | A | 7 | 16100 | A | 7 | 77777 | A | 7 | 1.4 | E | 8 | 0.068 | F | 8 | 0.17 | F | 8 | -9900 | -9900 | ? | 0
2004-11-18 | 9:00 | 253 | 1400 | 124 | 2 | 8 | 317 | 2 | 15 | 67 | 2 | 8 | 12800 | 2 | 8 | 22600 | 2 | 15 | 8700 | 2 | 8 | 1230 | 2 | 19 | 10 | E | 9 | 10 | E | 9 | 9 | A | 7 | 6 | A | 7 | 81 | A | 7 | 1004 | E | 9 | 150 | A | 7 | 2.6 | A | 7 | 2800 | A | 7 | 30 | A | 7 | 1.3 | E | 8 | 0.068 | F | 8 | 0.17 | F | 8 | -9900 | -9900 | ? | 0
2004-11-18 | 10:00 | 424 | 1400 | 88 | 2 | 8 | 0 | 2 | 15 | 88 | 2 | 8 | 10100 | 2 | 8 | 0 | 2 | 15 | 10100 | 2 | 8 | 3410 | 2 | 19 | 10 | E | 9 | 10 | E | 9 | 9 | A | 7 | 7 | A | 7 | 87 | A | 7 | 1004 | E | 9 | 0 | A | 7 | 0 | A | 7 | 12900 | A | 7 | 720 | A | 7 | 1.3 | E | 8 | 0.068 | F | 8 | 0.17 | F | 8 | 0 | 1 | A | 7
2004-11-18 | 11:00 | 545 | 1400 | 257 | 2 | 8 | 228 | 2 | 15 | 168 | 2 | 8 | 27200 | 2 | 8 | 22400 | 2 | 15 | 18400 | 2 | 8 | 3580 | 2 | 19 | 0 | E | 9 | 0 | E | 9 | 12 | A | 7 | 6 | A | 7 | 67 | A | 7 | 1004 | E | 9 | 0 | A | 7 | 0 | A | 7 | 16100 | A | 7 | 77777 | A | 7 | 1.2 | E | 8 | 0.068 | F | 8 | 0.17 | F | 8 | -9900 | -9900 | ? | 0
2004-11-18 | 12:00 | 606 | 1400 | 284 | 2 | 8 | 155 | 2 | 15 | 216 | 2 | 8 | 30500 | 2 | 8 | 15400 | 2 | 15 | 23800 | 2 | 8 | 5160 | 2 | 19 | 0 | E | 9 | 0 | E | 9 | 13 | A | 7 | 8 | A | 7 | 72 | A | 7 | 1004 | E | 9 | 0 | A | 7 | 0 | A | 7 | 16100 | A | 7 | 77777 | A | 7 | 1.2 | E | 8 | 0.068 | F | 8 | 0.17 | F | 8 | -9900 | -9900 | ? | 0
2004-11-18 | 13:00 | 605 | 1400 | 330 | 2 | 8 | 335 | 2 | 15 | 185 | 2 | 8 | 35000 | 2 | 8 | 33700 | 2 | 15 | 20400 | 2 | 8 | 4030 | 2 | 19 | 3 | E | 9 | 3 | E | 9 | 13 | A | 7 | 6 | A | 7 | 62 | A | 7 | 1004 | E | 9 | 250 | A | 7 | 3.1 | A | 7 | -9900 | ? | 0 | 77777 | A | 7 | 1.1 | E | 8 | 0.068 | F | 8 | 0.17 | F | 8 | -9900 | -9900 | ? | 0
2004-11-18 | 14:00 | 539 | 1400 | 243 | 2 | 8 | 131 | 2 | 15 | 193 | 2 | 8 | 26200 | 2 | 8 | 12700 | 2 | 15 | 21300 | 2 | 8 | 4490 | 2 | 19 | 8 | E | 9 | 8 | E | 9 | 13 | A | 7 | 6 | A | 7 | 62 | A | 7 | 1004 | E | 9 | 290 | A | 7 | 1.5 | A | 7 | 16100 | A | 7 | 960 | A | 7 | 1.1 | E | 8 | 0.068 | F | 8 | 0.17 | F | 8 | -9900 | -9900 | ? | 0
2004-11-18 | 15:00 | 416 | 1400 | 173 | 2 | 8 | 126 | 2 | 15 | 135 | 2 | 8 | 18600 | 2 | 8 | 11400 | 2 | 15 | 15200 | 2 | 8 | 3020 | 2 | 19 | 7 | E | 9 | 6 | E | 9 | 12 | A | 7 | 4 | A | 7 | 58 | A | 7 | 1004 | E | 9 | 290 | A | 7 | 2.1 | A | 7 | 16100 | A | 7 | 77777 | A | 7 | 1.1 | E | 8 | 0.068 | F | 8 | 0.17 | F | 8 | -9900 | -9900 | ? | 0
2004-11-18 | 16:00 | 242 | 1400 | 159 | 2 | 8 | 235 | 2 | 15 | 118 | 2 | 8 | 15900 | 2 | 8 | 16000 | 2 | 15 | 13100 | 2 | 8 | 2650 | 2 | 19 | 8 | E | 9 | 6 | E | 9 | 11 | A | 7 | 4 | A | 7 | 62 | A | 7 | 1004 | E | 9 | 320 | A | 7 | 1.5 | A | 7 | 16100 | A | 7 | 77777 | A | 7 | 1.1 | E | 8 | 0.068 | F | 8 | 0.17 | F | 8 | -9900 | -9900 | ? | 0
2004-11-18 | 17:00 | 48 | 945 | 7 | 2 | 8 | 71 | 2 | 15 | 5 | 2 | 8 | 1000 | 2 | 8 | 3200 | 2 | 15 | 800 | 2 | 8 | 100 | 2 | 19 | 4 | E | 9 | 4 | E | 9 | 9 | A | 7 | 4 | A | 7 | 71 | A | 7 | 1004 | E | 9 | 320 | A | 7 | 1.5 | A | 7 | 16100 | A | 7 | 77777 | A | 7 | 1.1 | E | 8 | 0.068 | F | 8 | 0.17 | F | 8 | -9900 | -9900 | ? | 0
2004-11-18 | 18:00 | 0 | 0 | 0 | 2 | 0 | 0 | 2 | 0 | 0 | 2 | 0 | 0 | 2 | 0 | 0 | 2 | 0 | 0 | 2 | 0 | 0 | 2 | 0 | 9 | E | 9 | 8 | E | 9 | 9 | A | 7 | 4 | A | 7 | 71 | A | 7 | 1004 | E | 9 | 0 | A | 7 | 0 | A | 7 | 16100 | A | 7 | 77777 | A | 7 | 1.1 | E | 8 | 0.068 | F | 8 | 0.17 | F | 8 | -9900 | -9900 | ? | 0
2004-11-18 | 19:00 | 0 | 0 | 0 | 2 | 0 | 0 | 2 | 0 | 0 | 2 | 0 | 0 | 2 | 0 | 0 | 2 | 0 | 0 | 2 | 0 | 0 | 2 | 0 | 4 | E | 9 | 3 | E | 9 | 8 | A | 7 | 4 | A | 7 | 76 | A | 7 | 1004 | E | 9 | 0 | A | 7 | 0 | A | 7 | 16100 | A | 7 | 77777 | A | 7 | 1.1 | E | 8 | 0.068 | F | 8 | 0.17 | F | 8 | -9900 | -9900 | ? | 0
2004-11-18 | 20:00 | 0 | 0 | 0 | 2 | 0 | 0 | 2 | 0 | 0 | 2 | 0 | 0 | 2 | 0 | 0 | 2 | 0 | 0 | 2 | 0 | 0 | 2 | 0 | 4 | E | 9 | 4 | E | 9 | 7 | A | 7 | 4 | A | 7 | 81 | A | 7 | 1004 | E | 9 | 290 | A | 7 | 3.6 | A | 7 | 16100 | A | 7 | 77777 | A | 7 | 1.1 | E | 8 | 0.068 | F | 8 | 0.17 | F | 8 | -9900 | -9900 | ? | 0
2004-11-18 | 21:00 | 0 | 0 | 0 | 2 | 0 | 0 | 2 | 0 | 0 | 2 | 0 | 0 | 2 | 0 | 0 | 2 | 0 | 0 | 2 | 0 | 0 | 2 | 0 | 10 | E | 9 | 10 | E | 9 | 7 | A | 7 | 4 | A | 7 | 81 | A | 7 | 1004 | E | 9 | 290 | A | 7 | 3.1 | A | 7 | 16100 | A | 7 | 1350 | A | 7 | 1.1 | E | 8 | 0.068 | F | 8 | 0.17 | F | 8 | -9900 | -9900 | ? | 0
2004-11-18 | 22:00 | 0 | 0 | 0 | 2 | 0 | 0 | 2 | 0 | 0 | 2 | 0 | 0 | 2 | 0 | 0 | 2 | 0 | 0 | 2 | 0 | 0 | 2 | 0 | 4 | E | 9 | 4 | E | 9 | 7 | A | 7 | 3 | A | 7 | 76 | A | 7 | 1004 | E | 9 | 300 | A | 7 | 1.5 | A | 7 | 16100 | A | 7 | 77777 | A | 7 | 1.2 | E | 8 | 0.068 | F | 8 | 0.17 | F | 8 | -9900 | -9900 | ? | 0
2004-11-18 | 23:00 | 0 | 0 | 0 | 2 | 0 | 0 | 2 | 0 | 0 | 2 | 0 | 0 | 2 | 0 | 0 | 2 | 0 | 0 | 2 | 0 | 0 | 2 | 0 | 10 | E | 9 | 10 | E | 9 | 7 | A | 7 | 3 | A | 7 | 76 | A | 7 | 1004 | E | 9 | 250 | A | 7 | 1.5 | A | 7 | 16100 | A | 7 | 1290 | A | 7 | 1.1 | E | 8 | 0.068 | F | 8 | 0.17 | F | 8 | -9900 | -9900 | ? | 0
2004-11-18 | 24:00 | 0 | 0 | 0 | 2 | 0 | 0 | 2 | 0 | 0 | 2 | 0 | 0 | 2 | 0 | 0 | 2 | 0 | 0 | 2 | 0 | 0 | 2 | 0 | 3 | E | 9 | 3 | E | 9 | 4 | A | 7 | 2 | A | 7 | 87 | A | 7 | 1004 | E | 9 | 0 | A | 7 | 0 | A | 7 | 16100 | A | 7 | 77777 | A | 7 | 1.1 | E | 8 | 0.068 | F | 8 | 0.17 | F | 8 | -9900 | -9900 | ? | 0
2004-11-19 | 1:00 | 0 | 0 | 0 | 2 | 0 | 0 | 2 | 0 | 0 | 2 | 0 | 0 | 2 | 0 | 0 | 2 | 0 | 0 | 2 | 0 | 0 | 2 | 0 | 3 | E | 9 | 3 | E | 9 | 3 | A | 7 | 1 | A | 7 | 87 | A | 7 | 1004 | E | 9 | 270 | A | 7 | 1.5 | A | 7 | 16100 | A | 7 | 77777 | A | 7 | 1.1 | E | 8 | 0.068 | F | 8 | 0.17 | F | 8 | -9900 | -9900 | ? | 0
2004-11-19 | 2:00 | 0 | 0 | 0 | 2 | 0 | 0 | 2 | 0 | 0 | 2 | 0 | 0 | 2 | 0 | 0 | 2 | 0 | 0 | 2 | 0 | 0 | 2 | 0 | 8 | E | 9 | 8 | E | 9 | 6 | A | 7 | 3 | A | 7 | 81 | A | 7 | 1004 | E | 9 | 0 | A | 7 | 0 | A | 7 | 16100 | A | 7 | 1500 | A | 7 | 1 | E | 8 | 0.068 | F | 8 | 0.17 | F | 8 | -9900 | -9900 | ? | 0
2004-11-19 | 3:00 | 0 | 0 | 0 | 2 | 0 | 0 | 2 | 0 | 0 | 2 | 0 | 0 | 2 | 0 | 0 | 2 | 0 | 0 | 2 | 0 | 0 | 2 | 0 | 10 | E | 9 | 10 | E | 9 | 6 | A | 7 | 3 | A | 7 | 81 | A | 7 | 1004 | E | 9 | 0 | A | 7 | 0 | A | 7 | 16100 | A | 7 | 1500 | A | 7 | 1 | E | 8 | 0.068 | F | 8 | 0.17 | F | 8 | -9900 | -9900 | ? | 0
2004-11-19 | 4:00 | 0 | 0 | 0 | 2 | 0 | 0 | 2 | 0 | 0 | 2 | 0 | 0 | 2 | 0 | 0 | 2 | 0 | 0 | 2 | 0 | 0 | 2 | 0 | 0 | E | 9 | 0 | E | 9 | 3 | A | 7 | 2 | A | 7 | 93 | A | 7 | 1004 | E | 9 | 0 | A | 7 | 0 | A | 7 | 16100 | A | 7 | 77777 | A | 7 | 1 | E | 8 | 0.068 | F | 8 | 0.17 | F | 8 | 0 | 24 | A | 7
2004-11-19 | 5:00 | 0 | 0 | 0 | 2 | 0 | 0 | 2 | 0 | 0 | 2 | 0 | 0 | 2 | 0 | 0 | 2 | 0 | 0 | 2 | 0 | 0 | 2 | 0 | 8 | E | 9 | 8 | E | 9 | 2 | A | 7 | 1 | A | 7 | 93 | A | 7 | 1004 | E | 9 | 0 | A | 7 | 0 | A | 7 | 2000 | A | 7 | 1800 | A | 7 | 1.1 | E | 8 | 0.068 | F | 8 | 0.17 | F | 8 | -9900 | -9900 | ? | 0
2004-11-19 | 6:00 | 0 | 0 | 0 | 2 | 0 | 0 | 2 | 0 | 0 | 2 | 0 | 0 | 2 | 0 | 0 | 2 | 0 | 0 | 2 | 0 | 0 | 2 | 0 | 10 | E | 9 | 10 | E | 9 | 2 | A | 7 | 1 | A | 7 | 93 | A | 7 | 1004 | E | 9 | 160 | A | 7 | 1.5 | A | 7 | 8000 | A | 7 | 30 | A | 7 | 1.2 | E | 8 | 0.068 | F | 8 | 0.17 | F | 8 | -9900 | -9900 | ? | 0
2004-11-19 | 7:00 | 0 | 0 | 0 | 2 | 0 | 0 | 2 | 0 | 0 | 2 | 0 | 0 | 2 | 0 | 0 | 2 | 0 | 0 | 2 | 0 | 0 | 2 | 0 | 10 | E | 9 | 10 | E | 9 | 2 | A | 7 | 1 | A | 7 | 93 | A | 7 | 1004 | E | 9 | 0 | A | 7 | 0 | A | 7 | 800 | A | 7 | 30 | A | 7 | 1.3 | E | 8 | 0.068 | F | 8 | 0.17 | F | 8 | -9900 | -9900 | ? | 0
2004-11-19 | 8:00 | 53 | 992 | 9 | 2 | 8 | 144 | 2 | 15 | 4 | 2 | 8 | 1300 | 2 | 8 | 8300 | 2 | 15 | 900 | 2 | 8 | 150 | 2 | 19 | 10 | E | 9 | 10 | E | 9 | 3 | A | 7 | 2 | A | 7 | 93 | A | 7 | 1004 | E | 9 | 0 | A | 7 | 0 | A | 7 | 400 | A | 7 | 30 | A | 7 | 1.3 | E | 8 | 0.068 | F | 8 | 0.17 | F | 8 | -9900 | -9900 | ? | 0
2004-11-19 | 9:00 | 248 | 1401 | 119 | 2 | 8 | 311 | 2 | 15 | 64 | 2 | 8 | 12300 | 2 | 8 | 22000 | 2 | 15 | 8400 | 2 | 8 | 1170 | 2 | 19 | 10 | E | 9 | 10 | E | 9 | 4 | A | 7 | 2 | A | 7 | 87 | A | 7 | 1004 | E | 9 | 0 | A | 7 | 0 | A | 7 | 400 | A | 7 | 30 | A | 7 | 1.3 | E | 8 | 0.068 | F | 8 | 0.17 | F | 8 | -9900 | -9900 | ? | 0
2004-11-19 | 10:00 | 419 | 1401 | 102 | 2 | 8 | 6 | 2 | 15 | 100 | 2 | 8 | 11500 | 2 | 8 | 300 | 2 | 15 | 11400 | 2 | 8 | 3720 | 2 | 19 | 10 | E | 9 | 10 | E | 9 | 5 | A | 7 | 2 | A | 7 | 81 | A | 7 | 1004 | E | 9 | 0 | A | 7 | 0 | A | 7 | 400 | A | 7 | 30 | A | 7 | 1.4 | E | 8 | 0.068 | F | 8 | 0.17 | F | 8 | -9900 | -9900 | ? | 0
2004-11-19 | 11:00 | 540 | 1401 | 175 | 2 | 8 | 23 | 2 | 15 | 166 | 2 | 8 | 19500 | 2 | 8 | 1800 | 2 | 15 | 18900 | 2 | 8 | 5990 | 2 | 19 | 10 | E | 9 | 10 | E | 9 | 6 | A | 7 | 3 | A | 7 | 81 | A | 7 | 1004 | E | 9 | 0 | A | 7 | 0 | A | 7 | 400 | A | 7 | 30 | A | 7 | 1.4 | E | 8 | 0.068 | F | 8 | 0.17 | F | 8 | -9900 | -9900 | ? | 0
2004-11-19 | 12:00 | 601 | 1401 | 195 | 2 | 8 | 30 | 2 | 15 | 182 | 2 | 8 | 21400 | 2 | 8 | 2900 | 2 | 15 | 20100 | 2 | 8 | 5170 | 2 | 19 | 10 | E | 9 | 10 | A | 7 | 7 | A | 7 | 4 | A | 7 | 81 | A | 7 | 1004 | E | 9 | 0 | A | 7 | 0 | A | 7 | 400 | A | 7 | 30 | A | 7 | 1.4 | E | 8 | 0.068 | F | 8 | 0.17 | F | 8 | -9900 | -9900 | ? | 0
2004-11-19 | 13:00 | 600 | 1401 | 197 | 2 | 8 | 24 | 2 | 15 | 186 | 2 | 8 | 22000 | 2 | 8 | 2000 | 2 | 15 | 21200 | 2 | 8 | 6880 | 2 | 19 | 10 | E | 9 | 10 | A | 7 | 7 | A | 7 | 4 | A | 7 | 81 | A | 7 | 1004 | E | 9 | 0 | A | 7 | 0 | A | 7 | 16100 | A | 7 | 60 | A | 7 | 1.4 | E | 8 | 0.068 | F | 8 | 0.17 | F | 8 | -9900 | -9900 | ? | 0
2004-11-19 | 14:00 | 535 | 1401 | 153 | 2 | 8 | 13 | 2 | 15 | 148 | 2 | 8 | 17200 | 2 | 8 | 900 | 2 | 15 | 16900 | 2 | 8 | 5540 | 2 | 19 | 10 | E | 9 | 9 | A | 7 | 8 | A | 7 | 4 | A | 7 | 76 | A | 7 | 1004 | E | 9 | 0 | A | 7 | 0 | A | 7 | 16100 | A | 7 | 1320 | A | 7 | 1.4 | E | 8 | 0.068 | F | 8 | 0.17 | F | 8 | -9900 | -9900 | ? | 0
2004-11-19 | 15:00 | 412 | 1401 | 174 | 2 | 8 | 139 | 2 | 15 | 132 | 2 | 8 | 18700 | 2 | 8 | 12500 | 2 | 15 | 15000 | 2 | 8 | 2950 | 2 | 19 | 10 | E | 9 | 9 | A | 7 | 9 | A | 7 | 5 | A | 7 | 76 | A | 7 | 1004 | E | 9 | 0 | A | 7 | 0 | A | 7 | 16100 | A | 7 | 1440 | A | 7 | 1.3 | E | 8 | 0.068 | F | 8 | 0.17 | F | 8 | -9900 | -9900 | ? | 0
2004-11-19 | 16:00 | 238 | 1401 | 117 | 2 | 8 | 178 | 2 | 15 | 87 | 2 | 8 | 12100 | 2 | 8 | 12100 | 2 | 15 | 10000 | 2 | 8 | 1790 | 2 | 19 | 10 | E | 9 | 5 | A | 7 | 8 | A | 7 | 5 | A | 7 | 81 | A | 7 | 1004 | E | 9 | 290 | A | 7 | 1.5 | A | 7 | 16100 | A | 7 | 77777 | A | 7 | 1.3 | E | 8 | 0.068 | F | 8 | 0.17 | F | 8 | -9900 | -9900 | ? | 0
2004-11-19 | 17:00 | 45 | 922 | 5 | 2 | 8 | 52 | 2 | 15 | 3 | 2 | 8 | 700 | 2 | 8 | 2800 | 2 | 15 | 500 | 2 | 8 | 80 | 2 | 19 | 8 | E | 9 | 8 | E | 9 | 7 | A | 7 | 4 | A | 7 | 81 | A | 7 | 1004 | E | 9 | 0 | A | 7 | 0 | A | 7 | 16100 | A | 7 | 1350 | A | 7 | 1.2 | E | 8 | 0.068 | F | 8 | 0.17 | F | 8 | -9900 | -9900 | ? | 0
2004-11-19 | 18:00 | 0 | 0 | 0 | 2 | 0 | 0 | 2 | 0 | 0 | 2 | 0 | 0 | 2 | 0 | 0 | 2 | 0 | 0 | 2 | 0 | 0 | 2 | 0 | 8 | E | 9 | 8 | E | 9 | 7 | A | 7 | 4 | A | 7 | 81 | A | 7 | 1004 | E | 9 | 320 | A | 7 | 2.1 | A | 7 | 16100 | A | 7 | 1080 | A | 7 | 1.1 | E | 8 | 0.068 | F | 8 | 0.17 | F | 8 | -9900 | -9900 | ? | 0
2004-11-19 | 19:00 | 0 | 0 | 0 | 2 | 0 | 0 | 2 | 0 | 0 | 2 | 0 | 0 | 2 | 0 | 0 | 2 | 0 | 0 | 2 | 0 | 0 | 2 | 0 | 10 | E | 9 | 10 | E | 9 | 7 | A | 7 | 3 | A | 7 | 76 | A | 7 | 1004 | E | 9 | 300 | A | 7 | 2.1 | A | 7 | 16100 | A | 7 | 1470 | A | 7 | 1.1 | E | 8 | 0.068 | F | 8 | 0.17 | F | 8 | -9900 | -9900 | ? | 0
2004-11-19 | 20:00 | 0 | 0 | 0 | 2 | 0 | 0 | 2 | 0 | 0 | 2 | 0 | 0 | 2 | 0 | 0 | 2 | 0 | 0 | 2 | 0 | 0 | 2 | 0 | 0 | E | 9 | 0 | E | 9 | 3 | A | 7 | 1 | A | 7 | 87 | A | 7 | 1004 | E | 9 | 300 | A | 7 | 2.6 | A | 7 | 16100 | A | 7 | 77777 | A | 7 | 1.1 | E | 8 | 0.068 | F | 8 | 0.17 | F | 8 | -9900 | -9900 | ? | 0
2004-11-19 | 21:00 | 0 | 0 | 0 | 2 | 0 | 0 | 2 | 0 | 0 | 2 | 0 | 0 | 2 | 0 | 0 | 2 | 0 | 0 | 2 | 0 | 0 | 2 | 0 | 8 | E | 9 | 8 | E | 9 | 5 | A | 7 | 2 | A | 7 | 81 | A | 7 | 1004 | E | 9 | 330 | A | 7 | 2.1 | A | 7 | 16100 | A | 7 | 1380 | A | 7 | 1.1 | E | 8 | 0.068 | F | 8 | 0.17 | F | 8 | -9900 | -9900 | ? | 0
2004-11-19 | 22:00 | 0 | 0 | 0 | 2 | 0 | 0 | 2 | 0 | 0 | 2 | 0 | 0 | 2 | 0 | 0 | 2 | 0 | 0 | 2 | 0 | 0 | 2 | 0 | 0 | E | 9 | 0 | E | 9 | 3 | A | 7 | 1 | A | 7 | 87 | A | 7 | 1004 | E | 9 | 310 | A | 7 | 3.1 | A | 7 | 16100 | A | 7 | 77777 | A | 7 | 1.1 | E | 8 | 0.068 | F | 8 | 0.17 | F | 8 | -9900 | -9900 | ? | 0
2004-11-19 | 23:00 | 0 | 0 | 0 | 2 | 0 | 0 | 2 | 0 | 0 | 2 | 0 | 0 | 2 | 0 | 0 | 2 | 0 | 0 | 2 | 0 | 0 | 2 | 0 | 0 | E | 9 | 0 | E | 9 | 2 | A | 7 | 0 | A | 7 | 87 | A | 7 | 1004 | E | 9 | 300 | A | 7 | 3.1 | A | 7 | 16100 | A | 7 | 77777 | A | 7 | 1.1 | E | 8 | 0.068 | F | 8 | 0.17 | F | 8 | -9900 | -9900 | ? | 0
2004-11-19 | 24:00 | 0 | 0 | 0 | 2 | 0 | 0 | 2 | 0 | 0 | 2 | 0 | 0 | 2 | 0 | 0 | 2 | 0 | 0 | 2 | 0 | 0 | 2 | 0 | 0 | E | 9 | 0 | E | 9 | 2 | A | 7 | 0 | A | 7 | 87 | A | 7 | 1004 | E | 9 | 300 | A | 7 | 3.1 | A | 7 | 16100 | A | 7 | 77777 | A | 7 | 1.1 | E | 8 | 0.068 | F | 8 | 0.17 | F | 8 | -9900 | -9900 | ? | 0
2004-11-20 | 1:00 | 0 | 0 | 0 | 2 | 0 | 0 | 2 | 0 | 0 | 2 | 0 | 0 | 2 | 0 | 0 | 2 | 0 | 0 | 2 | 0 | 0 | 2 | 0 | 3 | E | 9 | 3 | E | 9 | 2 | A | 7 | 0 | A | 7 | 87 | A | 7 | 1004 | E | 9 | 310 | A | 7 | 2.6 | A | 7 | 16100 | A | 7 | 77777 | A | 7 | 1 | E | 8 | 0.067 | F | 8 | 0.17 | F | 8 | -9900 | -9900 | ? | 0
2004-11-20 | 2:00 | 0 | 0 | 0 | 2 | 0 | 0 | 2 | 0 | 0 | 2 | 0 | 0 | 2 | 0 | 0 | 2 | 0 | 0 | 2 | 0 | 0 | 2 | 0 | 10 | E | 9 | 9 | E | 9 | 1 | A | 7 | 0 | A | 7 | 93 | A | 7 | 1004 | E | 9 | 0 | A | 7 | 0 | A | 7 | 16100 | A | 7 | 77777 | A | 7 | 1 | E | 8 | 0.067 | F | 8 | 0.17 | F | 8 | -9900 | -9900 | ? | 0
2004-11-20 | 3:00 | 0 | 0 | 0 | 2 | 0 | 0 | 2 | 0 | 0 | 2 | 0 | 0 | 2 | 0 | 0 | 2 | 0 | 0 | 2 | 0 | 0 | 2 | 0 | 7 | E | 9 | 6 | E | 9 | 0 | A | 7 | -2 | A | 7 | 85 | A | 7 | 1004 | E | 9 | 300 | A | 7 | 1.5 | A | 7 | 4800 | A | 7 | 77777 | A | 7 | 1 | E | 8 | 0.067 | F | 8 | 0.17 | F | 8 | -9900 | -9900 | ? | 0
2004-11-20 | 4:00 | 0 | 0 | 0 | 2 | 0 | 0 | 2 | 0 | 0 | 2 | 0 | 0 | 2 | 0 | 0 | 2 | 0 | 0 | 2 | 0 | 0 | 2 | 0 | 1 | E | 9 | 1 | E | 9 | 0 | A | 7 | -1 | A | 7 | 92 | A | 7 | 1004 | E | 9 | 0 | A | 7 | 0 | A | 7 | 16100 | A | 7 | 77777 | A | 7 | 1 | E | 8 | 0.067 | F | 8 | 0.17 | F | 8 | -9900 | -9900 | ? | 0
2004-11-20 | 5:00 | 0 | 0 | 0 | 2 | 0 | 0 | 2 | 0 | 0 | 2 | 0 | 0 | 2 | 0 | 0 | 2 | 0 | 0 | 2 | 0 | 0 | 2 | 0 | 8 | E | 9 | 7 | E | 9 | -1 | A | 7 | -2 | A | 7 | 92 | A | 7 | 1004 | E | 9 | 0 | A | 7 | 0 | A | 7 | 16100 | A | 7 | 77777 | A | 7 | 1 | E | 8 | 0.067 | F | 8 | 0.17 | F | 8 | -9900 | -9900 | ? | 0
2004-11-20 | 6:00 | 0 | 0 | 0 | 2 | 0 | 0 | 2 | 0 | 0 | 2 | 0 | 0 | 2 | 0 | 0 | 2 | 0 | 0 | 2 | 0 | 0 | 2 | 0 | 4 | E | 9 | 4 | E | 9 | -1 | A | 7 | -2 | A | 7 | 92 | A | 7 | 1004 | E | 9 | 0 | A | 7 | 0 | A | 7 | 16100 | A | 7 | 77777 | A | 7 | 1 | E | 8 | 0.067 | F | 8 | 0.17 | F | 8 | -9900 | -9900 | ? | 0
2004-11-20 | 7:00 | 0 | 0 | 0 | 2 | 0 | 0 | 2 | 0 | 0 | 2 | 0 | 0 | 2 | 0 | 0 | 2 | 0 | 0 | 2 | 0 | 0 | 2 | 0 | 10 | E | 9 | 10 | E | 9 | -2 | A | 7 | -3 | A | 7 | 92 | A | 7 | 1004 | E | 9 | 0 | A | 7 | 0 | A | 7 | 800 | A | 7 | 30 | A | 7 | 1 | E | 8 | 0.067 | F | 8 | 0.17 | F | 8 | -9900 | -9900 | ? | 0
2004-11-20 | 8:00 | 49 | 969 | 4 | 2 | 8 | 0 | 2 | 15 | 4 | 2 | 8 | 500 | 2 | 8 | 0 | 2 | 15 | 500 | 2 | 8 | 160 | 2 | 19 | 10 | E | 9 | 10 | E | 9 | -1 | A | 7 | -3 | A | 7 | 85 | A | 7 | 1004 | E | 9 | 0 | A | 7 | 0 | A | 7 | 400 | A | 7 | 30 | A | 7 | 1 | E | 8 | 0.067 | F | 8 | 0.17 | F | 8 | -9900 | -9900 | ? | 0
2004-11-20 | 9:00 | 243 | 1402 | 74 | 2 | 8 | 91 | 2 | 15 | 58 | 2 | 8 | 8100 | 2 | 8 | 6700 | 2 | 15 | 6900 | 2 | 8 | 1240 | 2 | 19 | 10 | E | 9 | 10 | E | 9 | 0 | A | 7 | -1 | A | 7 | 92 | A | 7 | 1004 | E | 9 | 0 | A | 7 | 0 | A | 7 | 400 | A | 7 | 30 | A | 7 | 1 | E | 8 | 0.067 | F | 8 | 0.17 | F | 8 | -9900 | -9900 | ? | 0
2004-11-20 | 10:00 | 414 | 1402 | 78 | 2 | 8 | 0 | 2 | 15 | 78 | 2 | 8 | 9000 | 2 | 8 | 0 | 2 | 15 | 9000 | 2 | 8 | 3080 | 2 | 19 | 10 | E | 9 | 10 | E | 9 | 1 | A | 7 | 0 | A | 7 | 93 | A | 7 | 1004 | E | 9 | 0 | A | 7 | 0 | A | 7 | 1600 | A | 7 | 30 | A | 7 | 1 | E | 8 | 0.067 | F | 8 | 0.17 | F | 8 | -9900 | -9900 | ? | 0
2004-11-20 | 11:00 | 535 | 1402 | 109 | 2 | 8 | 0 | 2 | 15 | 109 | 2 | 8 | 12600 | 2 | 8 | 0 | 2 | 15 | 12600 | 2 | 8 | 4450 | 2 | 19 | 10 | E | 9 | 10 | E | 9 | 4 | A | 7 | 1 | A | 7 | 81 | A | 7 | 1004 | E | 9 | 0 | A | 7 | 0 | A | 7 | 16100 | A | 7 | 120 | A | 7 | 1.1 | E | 8 | 0.067 | F | 8 | 0.17 | F | 8 | -9900 | -9900 | ? | 0
2004-11-20 | 12:00 | 597 | 1402 | 277 | 2 | 8 | 197 | 2 | 15 | 193 | 2 | 8 | 30000 | 2 | 8 | 19600 | 2 | 15 | 21700 | 2 | 8 | 4590 | 2 | 19 | 9 | E | 9 | 9 | E | 9 | 5 | A | 7 | 2 | A | 7 | 81 | A | 7 | 1004 | E | 9 | 0 | A | 7 | 0 | A | 7 | 16100 | A | 7 | 180 | A | 7 | 1.1 | E | 8 | 0.067 | F | 8 | 0.17 | F | 8 | -9900 | -9900 | ? | 0
2004-11-20 | 13:00 | 595 | 1402 | 229 | 2 | 8 | 85 | 2 | 15 | 192 | 2 | 8 | 25000 | 2 | 8 | 8300 | 2 | 15 | 21500 | 2 | 8 | 5350 | 2 | 19 | 8 | E | 9 | 8 | E | 9 | 7 | A | 7 | 2 | A | 7 | 70 | A | 7 | 1004 | E | 9 | 40 | A | 7 | 3.1 | A | 7 | 16100 | A | 7 | 300 | A | 7 | 1.2 | E | 8 | 0.067 | F | 8 | 0.17 | F | 8 | -9900 | -9900 | ? | 0
2004-11-20 | 14:00 | 531 | 1402 | 244 | 2 | 8 | 188 | 2 | 15 | 173 | 2 | 8 | 26400 | 2 | 8 | 18200 | 2 | 15 | 19500 | 2 | 8 | 4010 | 2 | 19 | 3 | E | 9 | 3 | E | 9 | 8 | A | 7 | 2 | A | 7 | 66 | A | 7 | 1004 | E | 9 | 40 | A | 7 | 5.1 | A | 7 | 16100 | A | 7 | 77777 | A | 7 | 1.1 | E | 8 | 0.067 | F | 8 | 0.17 | F | 8 | -9900 | -9900 | ? | 0
2004-11-20 | 15:00 | 408 | 1402 | 149 | 2 | 8 | 73 | 2 | 15 | 128 | 2 | 8 | 16300 | 2 | 8 | 6600 | 2 | 15 | 14400 | 2 | 8 | 3260 | 2 | 19 | 0 | E | 9 | 0 | E | 9 | 8 | A | 7 | 2 | A | 7 | 66 | A | 7 | 1004 | E | 9 | 60 | A | 7 | 3.1 | A | 7 | 16100 | A | 7 | 77777 | A | 7 | 1.1 | E | 8 | 0.067 | F | 8 | 0.17 | F | 8 | -9900 | -9900 | ? | 0
2004-11-20 | 16:00 | 235 | 1402 | 149 | 2 | 8 | 230 | 2 | 15 | 110 | 2 | 8 | 15000 | 2 | 8 | 15400 | 2 | 15 | 12400 | 2 | 8 | 2430 | 2 | 19 | 0 | E | 9 | 0 | E | 9 | 7 | A | 7 | 2 | A | 7 | 70 | A | 7 | 1004 | E | 9 | 90 | A | 7 | 1.5 | A | 7 | 16100 | A | 7 | 77777 | A | 7 | 1.1 | E | 8 | 0.067 | F | 8 | 0.17 | F | 8 | -9900 | -9900 | ? | 0
2004-11-20 | 17:00 | 43 | 923 | 5 | 2 | 8 | 65 | 2 | 15 | 4 | 2 | 8 | 800 | 2 | 8 | 2900 | 2 | 15 | 700 | 2 | 8 | 80 | 2 | 19 | 0 | E | 9 | 0 | E | 9 | 3 | A | 7 | -1 | A | 7 | 74 | A | 7 | 1004 | E | 9 | 0 | A | 7 | 0 | A | 7 | 16100 | A | 7 | 77777 | A | 7 | 1.1 | E | 8 | 0.067 | F | 8 | 0.17 | F | 8 | -9900 | -9900 | ? | 0
2004-11-20 | 18:00 | 0 | 0 | 0 | 2 | 0 | 0 | 2 | 0 | 0 | 2 | 0 | 0 | 2 | 0 | 0 | 2 | 0 | 0 | 2 | 0 | 0 | 2 | 0 | 0 | E | 9 | 0 | E | 9 | 1 | A | 7 | -1 | A | 7 | 86 | A | 7 | 1004 | E | 9 | 240 | A | 7 | 1.5 | A | 7 | 12900 | A | 7 | 77777 | A | 7 | 1.1 | E | 8 | 0.067 | F | 8 | 0.17 | F | 8 | -9900 | -9900 | ? | 0
2004-11-20 | 19:00 | 0 | 0 | 0 | 2 | 0 | 0 | 2 | 0 | 0 | 2 | 0 | 0 | 2 | 0 | 0 | 2 | 0 | 0 | 2 | 0 | 0 | 2 | 0 | 0 | E | 9 | 0 | A | 7 | -1 | A | 7 | -2 | A | 7 | 92 | A | 7 | 1004 | E | 9 | 270 | A | 7 | 1.5 | A | 7 | 8000 | A | 7 | 77777 | A | 7 | 1.1 | E | 8 | 0.067 | F | 8 | 0.17 | F | 8 | -9900 | -9900 | ? | 0
2004-11-20 | 20:00 | 0 | 0 | 0 | 2 | 0 | 0 | 2 | 0 | 0 | 2 | 0 | 0 | 2 | 0 | 0 | 2 | 0 | 0 | 2 | 0 | 0 | 2 | 0 | 0 | E | 9 | 0 | A | 7 | -1 | A | 7 | -2 | A | 7 | 92 | A | 7 | 1004 | E | 9 | 300 | A | 7 | 2.1 | A | 7 | 8000 | A | 7 | 77777 | A | 7 | 1.2 | E | 8 | 0.067 | F | 8 | 0.17 | F | 8 | -9900 | -9900 | ? | 0
2004-11-20 | 21:00 | 0 | 0 | 0 | 2 | 0 | 0 | 2 | 0 | 0 | 2 | 0 | 0 | 2 | 0 | 0 | 2 | 0 | 0 | 2 | 0 | 0 | 2 | 0 | 0 | E | 9 | 0 | A | 7 | -1 | A | 7 | -2 | A | 7 | 92 | A | 7 | 1004 | E | 9 | 0 | A | 7 | 0 | A | 7 | 9700 | A | 7 | 77777 | A | 7 | 1.2 | E | 8 | 0.067 | F | 8 | 0.17 | F | 8 | -9900 | -9900 | ? | 0
2004-11-20 | 22:00 | 0 | 0 | 0 | 2 | 0 | 0 | 2 | 0 | 0 | 2 | 0 | 0 | 2 | 0 | 0 | 2 | 0 | 0 | 2 | 0 | 0 | 2 | 0 | 10 | E | 9 | 10 | A | 7 | -2 | A | 7 | -3 | A | 7 | 92 | A | 7 | 1004 | E | 9 | 0 | A | 7 | 0 | A | 7 | 800 | A | 7 | 150 | A | 7 | 1.3 | E | 8 | 0.067 | F | 8 | 0.17 | F | 8 | -9900 | -9900 | ? | 0
2004-11-20 | 23:00 | 0 | 0 | 0 | 2 | 0 | 0 | 2 | 0 | 0 | 2 | 0 | 0 | 2 | 0 | 0 | 2 | 0 | 0 | 2 | 0 | 0 | 2 | 0 | 0 | E | 9 | 0 | A | 7 | -2 | A | 7 | -3 | A | 7 | 92 | A | 7 | 1004 | E | 9 | 0 | A | 7 | 0 | A | 7 | 6400 | A | 7 | 77777 | A | 7 | 1.3 | E | 8 | 0.067 | F | 8 | 0.17 | F | 8 | -9900 | -9900 | ? | 0
2004-11-20 | 24:00 | 0 | 0 | 0 | 2 | 0 | 0 | 2 | 0 | 0 | 2 | 0 | 0 | 2 | 0 | 0 | 2 | 0 | 0 | 2 | 0 | 0 | 2 | 0 | 0 | E | 9 | 0 | A | 7 | -3 | A | 7 | -5 | A | 7 | 84 | A | 7 | 1004 | E | 9 | 180 | A | 7 | 1.5 | A | 7 | 8000 | A | 7 | 77777 | A | 7 | 1.3 | E | 8 | 0.067 | F | 8 | 0.17 | F | 8 | -9900 | -9900 | ? | 0
2004-11-21 | 1:00 | 0 | 0 | 0 | 2 | 0 | 0 | 2 | 0 | 0 | 2 | 0 | 0 | 2 | 0 | 0 | 2 | 0 | 0 | 2 | 0 | 0 | 2 | 0 | 10 | E | 9 | 10 | E | 9 | -2 | A | 7 | -3 | A | 7 | 92 | A | 7 | 1004 | E | 9 | 290 | A | 7 | 1.5 | A | 7 | 800 | A | 7 | 30 | A | 7 | 1.3 | E | 8 | 0.067 | F | 8 | 0.17 | F | 8 | -9900 | -9900 | ? | 0
2004-11-21 | 2:00 | 0 | 0 | 0 | 2 | 0 | 0 | 2 | 0 | 0 | 2 | 0 | 0 | 2 | 0 | 0 | 2 | 0 | 0 | 2 | 0 | 0 | 2 | 0 | 10 | E | 9 | 10 | E | 9 | -2 | A | 7 | -3 | A | 7 | 92 | A | 7 | 1004 | E | 9 | 0 | A | 7 | 0 | A | 7 | 800 | A | 7 | 30 | A | 7 | 1.2 | E | 8 | 0.067 | F | 8 | 0.17 | F | 8 | -9900 | -9900 | ? | 0
2004-11-21 | 3:00 | 0 | 0 | 0 | 2 | 0 | 0 | 2 | 0 | 0 | 2 | 0 | 0 | 2 | 0 | 0 | 2 | 0 | 0 | 2 | 0 | 0 | 2 | 0 | 10 | B | 8 | 10 | B | 8 | -1.4 | B | 8 | -2.4 | B | 8 | 92 | A | 7 | 1004 | E | 9 | 0 | B | 8 | 0 | B | 8 | -9900 | ? | 0 | 77777 | A | 7 | 1.2 | E | 8 | 0.067 | F | 8 | 0.17 | F | 8 | -9900 | -9900 | ? | 0
2004-11-21 | 4:00 | 0 | 0 | 0 | 2 | 0 | 0 | 2 | 0 | 0 | 2 | 0 | 0 | 2 | 0 | 0 | 2 | 0 | 0 | 2 | 0 | 0 | 2 | 0 | 10 | E | 9 | 10 | E | 9 | -1 | A | 7 | -2 | A | 7 | 92 | A | 7 | 1004 | E | 9 | 0 | A | 7 | 0 | A | 7 | 400 | A | 7 | 30 | A | 7 | 1.2 | E | 8 | 0.067 | F | 8 | 0.17 | F | 8 | -9900 | -9900 | ? | 0
2004-11-21 | 5:00 | 0 | 0 | 0 | 2 | 0 | 0 | 2 | 0 | 0 | 2 | 0 | 0 | 2 | 0 | 0 | 2 | 0 | 0 | 2 | 0 | 0 | 2 | 0 | 10 | E | 9 | 10 | E | 9 | 0 | A | 7 | -1 | A | 7 | 92 | A | 7 | 1004 | E | 9 | 0 | A | 7 | 0 | A | 7 | 400 | A | 7 | 30 | A | 7 | 1.2 | E | 8 | 0.067 | F | 8 | 0.17 | F | 8 | -9900 | -9900 | ? | 0
2004-11-21 | 6:00 | 0 | 0 | 0 | 2 | 0 | 0 | 2 | 0 | 0 | 2 | 0 | 0 | 2 | 0 | 0 | 2 | 0 | 0 | 2 | 0 | 0 | 2 | 0 | 10 | E | 9 | 10 | E | 9 | 0 | A | 7 | -1 | A | 7 | 92 | A | 7 | 1004 | E | 9 | 0 | A | 7 | 0 | A | 7 | 400 | A | 7 | 30 | A | 7 | 1.2 | E | 8 | 0.067 | F | 8 | 0.17 | F | 8 | -9900 | -9900 | ? | 0
2004-11-21 | 7:00 | 0 | 0 | 0 | 2 | 0 | 0 | 2 | 0 | 0 | 2 | 0 | 0 | 2 | 0 | 0 | 2 | 0 | 0 | 2 | 0 | 0 | 2 | 0 | 10 | E | 9 | 10 | E | 9 | 0 | A | 7 | -1 | A | 7 | 92 | A | 7 | 1004 | E | 9 | 0 | A | 7 | 0 | A | 7 | 800 | A | 7 | 30 | A | 7 | 1.2 | E | 8 | 0.067 | F | 8 | 0.17 | F | 8 | -9900 | -9900 | ? | 0
2004-11-21 | 8:00 | 46 | 947 | 6 | 2 | 8 | 70 | 2 | 15 | 4 | 2 | 8 | 900 | 2 | 8 | 3800 | 2 | 15 | 700 | 2 | 8 | 110 | 2 | 19 | 10 | E | 9 | 10 | E | 9 | 0 | A | 7 | -1 | A | 7 | 92 | A | 7 | 1004 | E | 9 | 310 | A | 7 | 2.6 | A | 7 | 400 | A | 7 | 30 | A | 7 | 1.2 | E | 8 | 0.067 | F | 8 | 0.17 | F | 8 | -9900 | -9900 | ? | 0
2004-11-21 | 9:00 | 238 | 1402 | 84 | 2 | 8 | 162 | 2 | 15 | 56 | 2 | 8 | 8900 | 2 | 8 | 11100 | 2 | 15 | 7000 | 2 | 8 | 1040 | 2 | 19 | 10 | E | 9 | 10 | E | 9 | 0 | A | 7 | -1 | A | 7 | 92 | A | 7 | 1004 | E | 9 | 0 | A | 7 | 0 | A | 7 | 1200 | A | 7 | 30 | A | 7 | 1.2 | E | 8 | 0.067 | F | 8 | 0.17 | F | 8 | -9900 | -9900 | ? | 0
2004-11-21 | 10:00 | 409 | 1402 | 135 | 2 | 8 | 68 | 2 | 15 | 116 | 2 | 8 | 14900 | 2 | 8 | 6200 | 2 | 15 | 13100 | 2 | 8 | 3030 | 2 | 19 | 10 | E | 9 | 10 | E | 9 | 1 | A | 7 | 1 | A | 7 | 100 | A | 7 | 1004 | E | 9 | 0 | A | 7 | 0 | A | 7 | 800 | A | 7 | 30 | A | 7 | 1.2 | E | 8 | 0.067 | F | 8 | 0.17 | F | 8 | -9900 | -9900 | ? | 0
2004-11-21 | 11:00 | 530 | 1402 | 120 | 2 | 8 | 0 | 2 | 15 | 120 | 2 | 8 | 13700 | 2 | 8 | 0 | 2 | 15 | 13700 | 2 | 8 | 4760 | 2 | 19 | 10 | E | 9 | 10 | E | 9 | 2 | A | 7 | 1 | A | 7 | 93 | A | 7 | 1004 | E | 9 | 0 | A | 7 | 0 | A | 7 | 3200 | A | 7 | 60 | A | 7 | 1.3 | E | 8 | 0.067 | F | 8 | 0.17 | F | 8 | -9900 | -9900 | ? | 0
2004-11-21 | 12:00 | 592 | 1402 | 171 | 2 | 8 | 12 | 2 | 15 | 166 | 2 | 8 | 19300 | 2 | 8 | 900 | 2 | 15 | 18900 | 2 | 8 | 6340 | 2 | 19 | 10 | E | 9 | 10 | E | 9 | 3 | A | 7 | 1 | A | 7 | 87 | A | 7 | 1004 | E | 9 | 0 | A | 7 | 0 | A | 7 | 8000 | A | 7 | 60 | A | 7 | 1.3 | E | 8 | 0.067 | F | 8 | 0.17 | F | 8 | -9900 | -9900 | ? | 0
2004-11-21 | 13:00 | 591 | 1402 | 190 | 2 | 8 | 24 | 2 | 15 | 180 | 2 | 8 | 21300 | 2 | 8 | 1900 | 2 | 15 | 20500 | 2 | 8 | 6670 | 2 | 19 | 10 | E | 9 | 10 | E | 9 | 4 | A | 7 | 1 | A | 7 | 81 | A | 7 | 1004 | E | 9 | 0 | A | 7 | 0 | A | 7 | 12900 | A | 7 | 120 | A | 7 | 1.3 | E | 8 | 0.067 | F | 8 | 0.17 | F | 8 | -9900 | -9900 | ? | 0
2004-11-21 | 14:00 | 527 | 1402 | 216 | 2 | 8 | 119 | 2 | 15 | 171 | 2 | 8 | 23300 | 2 | 8 | 11500 | 2 | 15 | 19000 | 2 | 8 | 3960 | 2 | 19 | 10 | E | 9 | 10 | E | 9 | 6 | A | 7 | 2 | A | 7 | 75 | A | 7 | 1004 | E | 9 | 0 | A | 7 | 0 | A | 7 | 16100 | A | 7 | 180 | A | 7 | 1.4 | E | 8 | 0.067 | F | 8 | 0.17 | F | 8 | -9900 | -9900 | ? | 0
2004-11-21 | 15:00 | 404 | 1402 | 208 | 2 | 8 | 306 | 2 | 15 | 119 | 2 | 8 | 21800 | 2 | 8 | 27200 | 2 | 15 | 14000 | 2 | 8 | 2400 | 2 | 19 | 10 | E | 9 | 10 | E | 9 | 5 | A | 7 | 1 | A | 7 | 75 | A | 7 | 1004 | E | 9 | 0 | A | 7 | 0 | A | 7 | 16100 | A | 7 | 240 | A | 7 | 1.4 | E | 8 | 0.067 | F | 8 | 0.17 | F | 8 | -9900 | -9900 | ? | 0
2004-11-21 | 16:00 | 231 | 1402 | 121 | 2 | 8 | 240 | 2 | 15 | 81 | 2 | 8 | 12400 | 2 | 8 | 16100 | 2 | 15 | 9800 | 2 | 8 | 1640 | 2 | 19 | 10 | E | 9 | 10 | E | 9 | 5 | A | 7 | 2 | A | 7 | 81 | A | 7 | 1004 | E | 9 | 300 | A | 7 | 2.1 | A | 7 | 14500 | A | 7 | 180 | A | 7 | 1.4 | E | 8 | 0.067 | F | 8 | 0.17 | F | 8 | -9900 | -9900 | ? | 0
2004-11-21 | 17:00 | 42 | 900 | 4 | 2 | 8 | 65 | 2 | 15 | 3 | 2 | 8 | 700 | 2 | 8 | 3500 | 2 | 15 | 600 | 2 | 8 | 80 | 2 | 19 | 5 | E | 9 | 5 | E | 9 | 2 | A | 7 | 1 | A | 7 | 93 | A | 7 | 1004 | E | 9 | 0 | A | 7 | 0 | A | 7 | 11300 | A | 7 | 77777 | A | 7 | 1.5 | E | 8 | 0.067 | F | 8 | 0.17 | F | 8 | -9900 | -9900 | ? | 0
2004-11-21 | 18:00 | 0 | 0 | 0 | 2 | 0 | 0 | 2 | 0 | 0 | 2 | 0 | 0 | 2 | 0 | 0 | 2 | 0 | 0 | 2 | 0 | 0 | 2 | 0 | 2 | E | 9 | 2 | E | 9 | 1 | A | 7 | -1 | A | 7 | 86 | A | 7 | 1004 | E | 9 | 0 | A | 7 | 0 | A | 7 | 6400 | A | 7 | 77777 | A | 7 | 1.5 | E | 8 | 0.067 | F | 8 | 0.17 | F | 8 | -9900 | -9900 | ? | 0
2004-11-21 | 19:00 | 0 | 0 | 0 | 2 | 0 | 0 | 2 | 0 | 0 | 2 | 0 | 0 | 2 | 0 | 0 | 2 | 0 | 0 | 2 | 0 | 0 | 2 | 0 | 10 | E | 9 | 10 | A | 7 | 0 | A | 7 | -2 | A | 7 | 85 | A | 7 | 1004 | E | 9 | 300 | A | 7 | 1.5 | A | 7 | 400 | A | 7 | 60 | A | 7 | 1.5 | E | 8 | 0.067 | F | 8 | 0.17 | F | 8 | -9900 | -9900 | ? | 0
2004-11-21 | 20:00 | 0 | 0 | 0 | 2 | 0 | 0 | 2 | 0 | 0 | 2 | 0 | 0 | 2 | 0 | 0 | 2 | 0 | 0 | 2 | 0 | 0 | 2 | 0 | 10 | E | 9 | 10 | E | 9 | 0 | A | 7 | -1 | A | 7 | 92 | A | 7 | 1004 | E | 9 | 0 | A | 7 | 0 | A | 7 | 400 | A | 7 | 30 | A | 7 | 1.5 | E | 8 | 0.067 | F | 8 | 0.17 | F | 8 | -9900 | -9900 | ? | 0
2004-11-21 | 21:00 | 0 | 0 | 0 | 2 | 0 | 0 | 2 | 0 | 0 | 2 | 0 | 0 | 2 | 0 | 0 | 2 | 0 | 0 | 2 | 0 | 0 | 2 | 0 | 10 | E | 9 | 10 | E | 9 | -1 | A | 7 | -3 | A | 7 | 85 | A | 7 | 1004 | E | 9 | 0 | A | 7 | 0 | A | 7 | 400 | A | 7 | 30 | A | 7 | 1.5 | E | 8 | 0.067 | F | 8 | 0.17 | F | 8 | -9900 | -9900 | ? | 0
2004-11-21 | 22:00 | 0 | 0 | 0 | 2 | 0 | 0 | 2 | 0 | 0 | 2 | 0 | 0 | 2 | 0 | 0 | 2 | 0 | 0 | 2 | 0 | 0 | 2 | 0 | 9 | E | 9 | 9 | E | 9 | -2 | A | 7 | -3 | A | 7 | 92 | A | 7 | 1004 | E | 9 | 230 | A | 7 | 1.5 | A | 7 | 800 | A | 7 | 30 | A | 7 | 1.5 | E | 8 | 0.067 | F | 8 | 0.17 | F | 8 | -9900 | -9900 | ? | 0
2004-11-21 | 23:00 | 0 | 0 | 0 | 2 | 0 | 0 | 2 | 0 | 0 | 2 | 0 | 0 | 2 | 0 | 0 | 2 | 0 | 0 | 2 | 0 | 0 | 2 | 0 | 10 | E | 9 | 10 | E | 9 | -1 | A | 7 | -3 | A | 7 | 85 | A | 7 | 1004 | E | 9 | 0 | A | 7 | 0 | A | 7 | 400 | A | 7 | 30 | A | 7 | 1.6 | E | 8 | 0.067 | F | 8 | 0.17 | F | 8 | -9900 | -9900 | ? | 0
2004-11-21 | 24:00 | 0 | 0 | 0 | 2 | 0 | 0 | 2 | 0 | 0 | 2 | 0 | 0 | 2 | 0 | 0 | 2 | 0 | 0 | 2 | 0 | 0 | 2 | 0 | 10 | E | 9 | 10 | E | 9 | -1 | A | 7 | -2 | A | 7 | 92 | A | 7 | 1004 | E | 9 | 0 | A | 7 | 0 | A | 7 | 9700 | A | 7 | 1350 | A | 7 | 1.7 | E | 8 | 0.067 | F | 8 | 0.17 | F | 8 | -9900 | -9900 | ? | 0
2004-11-22 | 1:00 | 0 | 0 | 0 | 2 | 0 | 0 | 2 | 0 | 0 | 2 | 0 | 0 | 2 | 0 | 0 | 2 | 0 | 0 | 2 | 0 | 0 | 2 | 0 | 10 | E | 9 | 10 | E | 9 | 0 | A | 7 | -1 | A | 7 | 92 | A | 7 | 1004 | E | 9 | 0 | A | 7 | 0 | A | 7 | 8000 | A | 7 | 30 | A | 7 | 1.7 | E | 8 | 0.067 | F | 8 | 0.17 | F | 8 | -9900 | -9900 | ? | 0
2004-11-22 | 2:00 | 0 | 0 | 0 | 2 | 0 | 0 | 2 | 0 | 0 | 2 | 0 | 0 | 2 | 0 | 0 | 2 | 0 | 0 | 2 | 0 | 0 | 2 | 0 | 10 | E | 9 | 9 | E | 9 | 0 | A | 7 | -1 | A | 7 | 92 | A | 7 | 1004 | E | 9 | 0 | A | 7 | 0 | A | 7 | 11300 | A | 7 | 1260 | A | 7 | 1.8 | E | 8 | 0.067 | F | 8 | 0.17 | F | 8 | -9900 | -9900 | ? | 0
2004-11-22 | 3:00 | 0 | 0 | 0 | 2 | 0 | 0 | 2 | 0 | 0 | 2 | 0 | 0 | 2 | 0 | 0 | 2 | 0 | 0 | 2 | 0 | 0 | 2 | 0 | 10 | E | 9 | 10 | E | 9 | 1 | A | 7 | -1 | A | 7 | 86 | A | 7 | 1004 | E | 9 | 350 | A | 7 | 1.5 | A | 7 | 11300 | A | 7 | 30 | A | 7 | 1.8 | E | 8 | 0.067 | F | 8 | 0.17 | F | 8 | -9900 | -9900 | ? | 0
2004-11-22 | 4:00 | 0 | 0 | 0 | 2 | 0 | 0 | 2 | 0 | 0 | 2 | 0 | 0 | 2 | 0 | 0 | 2 | 0 | 0 | 2 | 0 | 0 | 2 | 0 | 10 | E | 9 | 10 | E | 9 | 1 | A | 7 | 0 | A | 7 | 93 | A | 7 | 1004 | E | 9 | 0 | A | 7 | 0 | A | 7 | 11300 | A | 7 | 60 | A | 7 | 1.9 | E | 8 | 0.067 | F | 8 | 0.17 | F | 8 | -9900 | -9900 | ? | 0
2004-11-22 | 5:00 | 0 | 0 | 0 | 2 | 0 | 0 | 2 | 0 | 0 | 2 | 0 | 0 | 2 | 0 | 0 | 2 | 0 | 0 | 2 | 0 | 0 | 2 | 0 | 10 | E | 9 | 10 | E | 9 | 2 | A | 7 | 0 | A | 7 | 87 | A | 7 | 1004 | E | 9 | 290 | A | 7 | 1.5 | A | 7 | 8000 | A | 7 | 90 | A | 7 | 1.9 | E | 8 | 0.067 | F | 8 | 0.17 | F | 8 | -9900 | -9900 | ? | 0
2004-11-22 | 6:00 | 0 | 0 | 0 | 2 | 0 | 0 | 2 | 0 | 0 | 2 | 0 | 0 | 2 | 0 | 0 | 2 | 0 | 0 | 2 | 0 | 0 | 2 | 0 | 9 | E | 9 | 9 | E | 9 | 1 | A | 7 | 0 | A | 7 | 93 | A | 7 | 1004 | E | 9 | 200 | A | 7 | 1.5 | A | 7 | 9700 | A | 7 | 1230 | A | 7 | 1.9 | E | 8 | 0.067 | F | 8 | 0.17 | F | 8 | -9900 | -9900 | ? | 0
2004-11-22 | 7:00 | 0 | 0 | 0 | 2 | 0 | 0 | 2 | 0 | 0 | 2 | 0 | 0 | 2 | 0 | 0 | 2 | 0 | 0 | 2 | 0 | 0 | 2 | 0 | 10 | E | 9 | 10 | E | 9 | 2 | A | 7 | 0 | A | 7 | 87 | A | 7 | 1004 | E | 9 | 0 | A | 7 | 0 | A | 7 | 11300 | A | 7 | 1170 | A | 7 | 1.8 | E | 8 | 0.067 | F | 8 | 0.17 | F | 8 | -9900 | -9900 | ? | 0
2004-11-22 | 8:00 | 43 | 924 | 2 | 2 | 8 | 0 | 2 | 15 | 2 | 2 | 8 | 300 | 2 | 8 | 0 | 2 | 15 | 300 | 2 | 8 | 80 | 2 | 19 | 10 | E | 9 | 10 | E | 9 | 2 | A | 7 | 1 | A | 7 | 93 | A | 7 | 1004 | E | 9 | 0 | A | 7 | 0 | A | 7 | 12900 | A | 7 | 1380 | A | 7 | 1.8 | E | 8 | 0.067 | F | 8 | 0.17 | F | 8 | -9900 | -9900 | ? | 0
2004-11-22 | 9:00 | 233 | 1403 | 33 | 2 | 8 | 0 | 2 | 15 | 33 | 2 | 8 | 3800 | 2 | 8 | 0 | 2 | 15 | 3800 | 2 | 8 | 1270 | 2 | 19 | 10 | E | 9 | 10 | E | 9 | 3 | A | 7 | 1 | A | 7 | 87 | A | 7 | 1004 | E | 9 | 0 | A | 7 | 0 | A | 7 | 12900 | A | 7 | 90 | A | 7 | 1.8 | E | 8 | 0.067 | F | 8 | 0.17 | F | 8 | -9900 | -9900 | ? | 0
2004-11-22 | 10:00 | 404 | 1403 | 198 | 2 | 8 | 281 | 2 | 15 | 116 | 2 | 8 | 20800 | 2 | 8 | 25000 | 2 | 15 | 13600 | 2 | 8 | 2330 | 2 | 19 | 10 | E | 9 | 10 | E | 9 | 5 | A | 7 | 2 | A | 7 | 81 | A | 7 | 1004 | E | 9 | 160 | A | 7 | 2.1 | A | 7 | 11300 | A | 7 | 90 | A | 7 | 1.8 | E | 8 | 0.067 | F | 8 | 0.17 | F | 8 | -9900 | -9900 | ? | 0
2004-11-22 | 11:00 | 525 | 1403 | 310 | 2 | 8 | 497 | 2 | 15 | 123 | 2 | 8 | 32600 | 2 | 8 | 46900 | 2 | 15 | 14900 | 2 | 8 | 2370 | 2 | 19 | 10 | E | 9 | 10 | E | 9 | 7 | A | 7 | 2 | A | 7 | 70 | A | 7 | 1004 | E | 9 | 0 | A | 7 | 0 | A | 7 | 16100 | A | 7 | 660 | A | 7 | 1.8 | E | 8 | 0.067 | F | 8 | 0.17 | F | 8 | -9900 | -9900 | ? | 0
2004-11-22 | 12:00 | 587 | 1403 | 265 | 2 | 8 | 161 | 2 | 15 | 198 | 2 | 8 | 28700 | 2 | 8 | 16000 | 2 | 15 | 22000 | 2 | 8 | 4690 | 2 | 19 | 6 | E | 9 | 5 | E | 9 | 9 | A | 7 | 3 | A | 7 | 66 | A | 7 | 1004 | E | 9 | 180 | A | 7 | 1.5 | A | 7 | 16100 | A | 7 | 77777 | A | 7 | 1.8 | E | 8 | 0.067 | F | 8 | 0.17 | F | 8 | -9900 | -9900 | ? | 0
2004-11-22 | 13:00 | 587 | 1403 | 216 | 2 | 8 | 73 | 2 | 15 | 185 | 2 | 8 | 23600 | 2 | 8 | 7100 | 2 | 15 | 20700 | 2 | 8 | 5160 | 2 | 19 | 10 | E | 9 | 10 | E | 9 | 10 | A | 7 | 3 | A | 7 | 62 | A | 7 | 1004 | E | 9 | 0 | A | 7 | 0 | A | 7 | 16100 | A | 7 | 1500 | A | 7 | 1.8 | E | 8 | 0.067 | F | 8 | 0.17 | F | 8 | -9900 | -9900 | ? | 0
2004-11-22 | 14:00 | 523 | 1403 | 161 | 2 | 8 | 19 | 2 | 15 | 154 | 2 | 8 | 18000 | 2 | 8 | 1400 | 2 | 15 | 17500 | 2 | 8 | 5600 | 2 | 19 | 10 | E | 9 | 10 | E | 9 | 11 | A | 7 | 3 | A | 7 | 58 | A | 7 | 1004 | E | 9 | 0 | A | 7 | 0 | A | 7 | 16100 | A | 7 | 1110 | A | 7 | 1.8 | E | 8 | 0.067 | F | 8 | 0.17 | F | 8 | -9900 | -9900 | ? | 0
2004-11-22 | 15:00 | 400 | 1403 | 175 | 2 | 8 | 173 | 2 | 15 | 125 | 2 | 8 | 18900 | 2 | 8 | 15500 | 2 | 15 | 14400 | 2 | 8 | 2780 | 2 | 19 | 10 | E | 9 | 9 | E | 9 | 11 | A | 7 | 4 | A | 7 | 62 | A | 7 | 1004 | E | 9 | 0 | A | 7 | 0 | A | 7 | 16100 | A | 7 | 77777 | A | 7 | 1.8 | E | 8 | 0.067 | F | 8 | 0.17 | F | 8 | -9900 | -9900 | ? | 0
2004-11-22 | 16:00 | 228 | 1403 | 139 | 2 | 8 | 208 | 2 | 15 | 105 | 2 | 8 | 14000 | 2 | 8 | 13700 | 2 | 15 | 11800 | 2 | 8 | 2300 | 2 | 19 | 10 | E | 9 | 10 | E | 9 | 10 | A | 7 | 4 | A | 7 | 66 | A | 7 | 1004 | E | 9 | 0 | A | 7 | 0 | A | 7 | 16100 | A | 7 | 840 | A | 7 | 1.8 | E | 8 | 0.067 | F | 8 | 0.17 | F | 8 | -9900 | -9900 | ? | 0
2004-11-22 | 17:00 | 40 | 877 | 4 | 2 | 8 | 55 | 2 | 15 | 3 | 2 | 8 | 700 | 2 | 8 | 2900 | 2 | 15 | 500 | 2 | 8 | 80 | 2 | 19 | 10 | E | 9 | 10 | E | 9 | 9 | A | 7 | 4 | A | 7 | 71 | A | 7 | 1004 | E | 9 | 320 | A | 7 | 1.5 | A | 7 | 16100 | A | 7 | 840 | A | 7 | 1.8 | E | 8 | 0.067 | F | 8 | 0.17 | F | 8 | -9900 | -9900 | ? | 0
2004-11-22 | 18:00 | 0 | 0 | 0 | 2 | 0 | 0 | 2 | 0 | 0 | 2 | 0 | 0 | 2 | 0 | 0 | 2 | 0 | 0 | 2 | 0 | 0 | 2 | 0 | 10 | E | 9 | 10 | E | 9 | 8 | A | 7 | 4 | A | 7 | 76 | A | 7 | 1004 | E | 9 | 0 | A | 7 | 0 | A | 7 | 16100 | A | 7 | 1050 | A | 7 | 1.8 | E | 8 | 0.067 | F | 8 | 0.17 | F | 8 | -9900 | -9900 | ? | 0
2004-11-22 | 19:00 | 0 | 0 | 0 | 2 | 0 | 0 | 2 | 0 | 0 | 2 | 0 | 0 | 2 | 0 | 0 | 2 | 0 | 0 | 2 | 0 | 0 | 2 | 0 | 10 | E | 9 | 10 | E | 9 | 8 | A | 7 | 4 | A | 7 | 76 | A | 7 | 1004 | E | 9 | 0 | A | 7 | 0 | A | 7 | 4800 | A | 7 | 1050 | A | 7 | 1.7 | E | 8 | 0.067 | F | 8 | 0.17 | F | 8 | -9900 | -9900 | ? | 0
2004-11-22 | 20:00 | 0 | 0 | 0 | 2 | 0 | 0 | 2 | 0 | 0 | 2 | 0 | 0 | 2 | 0 | 0 | 2 | 0 | 0 | 2 | 0 | 0 | 2 | 0 | 10 | E | 9 | 10 | E | 9 | 8 | A | 7 | 5 | A | 7 | 81 | A | 7 | 1004 | E | 9 | 0 | A | 7 | 0 | A | 7 | 4000 | A | 7 | 1050 | A | 7 | 1.7 | E | 8 | 0.067 | F | 8 | 0.17 | F | 8 | -9900 | -9900 | ? | 0
2004-11-22 | 21:00 | 0 | 0 | 0 | 2 | 0 | 0 | 2 | 0 | 0 | 2 | 0 | 0 | 2 | 0 | 0 | 2 | 0 | 0 | 2 | 0 | 0 | 2 | 0 | 9 | E | 9 | 9 | E | 9 | 7 | A | 7 | 4 | A | 7 | 81 | A | 7 | 1004 | E | 9 | 0 | A | 7 | 0 | A | 7 | 6400 | A | 7 | 990 | A | 7 | 1.8 | E | 8 | 0.067 | F | 8 | 0.17 | F | 8 | -9900 | -9900 | ? | 0
2004-11-22 | 22:00 | 0 | 0 | 0 | 2 | 0 | 0 | 2 | 0 | 0 | 2 | 0 | 0 | 2 | 0 | 0 | 2 | 0 | 0 | 2 | 0 | 0 | 2 | 0 | 10 | E | 9 | 10 | E | 9 | 7 | A | 7 | 4 | A | 7 | 81 | A | 7 | 1004 | E | 9 | 0 | A | 7 | 0 | A | 7 | 16100 | A | 7 | 960 | A | 7 | 1.8 | E | 8 | 0.067 | F | 8 | 0.17 | F | 8 | -9900 | -9900 | ? | 0
2004-11-22 | 23:00 | 0 | 0 | 0 | 2 | 0 | 0 | 2 | 0 | 0 | 2 | 0 | 0 | 2 | 0 | 0 | 2 | 0 | 0 | 2 | 0 | 0 | 2 | 0 | 10 | E | 9 | 10 | E | 9 | 7 | A | 7 | 4 | A | 7 | 81 | A | 7 | 1004 | E | 9 | 270 | A | 7 | 1.5 | A | 7 | 6400 | A | 7 | 840 | A | 7 | 1.8 | E | 8 | 0.067 | F | 8 | 0.17 | F | 8 | -9900 | -9900 | ? | 0
2004-11-22 | 24:00 | 0 | 0 | 0 | 2 | 0 | 0 | 2 | 0 | 0 | 2 | 0 | 0 | 2 | 0 | 0 | 2 | 0 | 0 | 2 | 0 | 0 | 2 | 0 | 10 | E | 9 | 10 | E | 9 | 8 | A | 7 | 4 | A | 7 | 76 | A | 7 | 1004 | E | 9 | 0 | A | 7 | 0 | A | 7 | 12900 | A | 7 | 780 | A | 7 | 1.8 | E | 8 | 0.067 | F | 8 | 0.17 | F | 8 | -9900 | -9900 | ? | 0
2004-11-23 | 1:00 | 0 | 0 | 0 | 2 | 0 | 0 | 2 | 0 | 0 | 2 | 0 | 0 | 2 | 0 | 0 | 2 | 0 | 0 | 2 | 0 | 0 | 2 | 0 | 10 | E | 9 | 10 | E | 9 | 8 | A | 7 | 4 | A | 7 | 76 | A | 7 | 1004 | E | 9 | 0 | A | 7 | 0 | A | 7 | 16100 | A | 7 | 720 | A | 7 | 1.8 | E | 8 | 0.067 | F | 8 | 0.17 | F | 8 | -9900 | -9900 | ? | 0
2004-11-23 | 2:00 | 0 | 0 | 0 | 2 | 0 | 0 | 2 | 0 | 0 | 2 | 0 | 0 | 2 | 0 | 0 | 2 | 0 | 0 | 2 | 0 | 0 | 2 | 0 | 10 | E | 9 | 10 | E | 9 | 8 | A | 7 | 5 | A | 7 | 81 | A | 7 | 1004 | E | 9 | 0 | A | 7 | 0 | A | 7 | 16100 | A | 7 | 780 | A | 7 | 1.7 | E | 8 | 0.067 | F | 8 | 0.17 | F | 8 | -9900 | -9900 | ? | 0
2004-11-23 | 3:00 | 0 | 0 | 0 | 2 | 0 | 0 | 2 | 0 | 0 | 2 | 0 | 0 | 2 | 0 | 0 | 2 | 0 | 0 | 2 | 0 | 0 | 2 | 0 | 10 | E | 9 | 10 | E | 9 | 8 | A | 7 | 5 | A | 7 | 81 | A | 7 | 1004 | E | 9 | 0 | A | 7 | 0 | A | 7 | 16100 | A | 7 | 780 | A | 7 | 1.6 | E | 8 | 0.067 | F | 8 | 0.17 | F | 8 | -9900 | -9900 | ? | 0
2004-11-23 | 4:00 | 0 | 0 | 0 | 2 | 0 | 0 | 2 | 0 | 0 | 2 | 0 | 0 | 2 | 0 | 0 | 2 | 0 | 0 | 2 | 0 | 0 | 2 | 0 | 10 | E | 9 | 10 | E | 9 | 8 | A | 7 | 5 | A | 7 | 81 | A | 7 | 1004 | E | 9 | 0 | A | 7 | 0 | A | 7 | 16100 | A | 7 | 720 | A | 7 | 1.5 | E | 8 | 0.067 | F | 8 | 0.17 | F | 8 | -9900 | -9900 | ? | 0
2004-11-23 | 5:00 | 0 | 0 | 0 | 2 | 0 | 0 | 2 | 0 | 0 | 2 | 0 | 0 | 2 | 0 | 0 | 2 | 0 | 0 | 2 | 0 | 0 | 2 | 0 | 10 | E | 9 | 10 | E | 9 | 8 | A | 7 | 5 | A | 7 | 81 | A | 7 | 1004 | E | 9 | 0 | A | 7 | 0 | A | 7 | 8000 | A | 7 | 720 | A | 7 | 1.6 | E | 8 | 0.067 | F | 8 | 0.17 | F | 8 | -9900 | -9900 | ? | 0
2004-11-23 | 6:00 | 0 | 0 | 0 | 2 | 0 | 0 | 2 | 0 | 0 | 2 | 0 | 0 | 2 | 0 | 0 | 2 | 0 | 0 | 2 | 0 | 0 | 2 | 0 | 10 | E | 9 | 10 | E | 9 | 8 | A | 7 | 4 | A | 7 | 76 | A | 7 | 1004 | E | 9 | 0 | A | 7 | 0 | A | 7 | 11300 | A | 7 | 540 | A | 7 | 1.6 | E | 8 | 0.067 | F | 8 | 0.17 | F | 8 | -9900 | -9900 | ? | 0
2004-11-23 | 7:00 | 0 | 0 | 0 | 2 | 0 | 0 | 2 | 0 | 0 | 2 | 0 | 0 | 2 | 0 | 0 | 2 | 0 | 0 | 2 | 0 | 0 | 2 | 0 | 10 | B | 8 | 10 | B | 8 | 7.3 | B | 8 | 4.2 | B | 8 | 81 | A | 7 | 1004 | E | 9 | 0 | B | 8 | 0 | B | 8 | -9900 | ? | 0 | 380 | B | 8 | 1.7 | E | 8 | 0.067 | F | 8 | 0.17 | F | 8 | -9900 | -9900 | ? | 0
2004-11-23 | 8:00 | 40 | 877 | 4 | 2 | 8 | 60 | 2 | 15 | 3 | 2 | 8 | 700 | 2 | 8 | 3200 | 2 | 15 | 500 | 2 | 8 | 80 | 2 | 19 | 10 | B | 8 | 10 | B | 8 | 7.4 | B | 8 | 4.9 | B | 8 | 84 | A | 7 | 1004 | E | 9 | 0 | B | 8 | 0 | B | 8 | -9900 | ? | 0 | 220 | B | 8 | 1.8 | E | 8 | 0.067 | F | 8 | 0.17 | F | 8 | -9900 | -9900 | ? | 0
2004-11-23 | 9:00 | 228 | 1403 | 68 | 2 | 8 | 75 | 2 | 15 | 56 | 2 | 8 | 7500 | 2 | 8 | 5400 | 2 | 15 | 6600 | 2 | 8 | 1190 | 2 | 19 | 10 | E | 9 | 10 | E | 9 | 8 | A | 7 | 6 | A | 7 | 87 | A | 7 | 1004 | E | 9 | 0 | A | 7 | 0 | A | 7 | 9700 | A | 7 | 60 | A | 7 | 1.9 | E | 8 | 0.067 | F | 8 | 0.17 | F | 8 | -9900 | -9900 | ? | 0
2004-11-23 | 10:00 | 399 | 1403 | 111 | 2 | 8 | 22 | 2 | 15 | 104 | 2 | 8 | 12100 | 2 | 8 | 2000 | 2 | 15 | 11500 | 2 | 8 | 2750 | 2 | 19 | 10 | E | 9 | 10 | E | 9 | 10 | A | 7 | 7 | A | 7 | 82 | A | 7 | 1004 | E | 9 | 0 | A | 7 | 0 | A | 7 | 16100 | A | 7 | 120 | A | 7 | 2 | E | 8 | 0.067 | F | 8 | 0.17 | F | 8 | -9900 | -9900 | ? | 0
2004-11-23 | 11:00 | 520 | 1403 | 54 | 2 | 8 | 0 | 2 | 15 | 54 | 2 | 8 | 6600 | 2 | 8 | 0 | 2 | 15 | 6600 | 2 | 8 | 2440 | 2 | 19 | 10 | E | 9 | 10 | E | 9 | 11 | A | 7 | 8 | A | 7 | 82 | A | 7 | 1004 | E | 9 | 200 | A | 7 | 2.6 | A | 7 | 16100 | A | 7 | 240 | A | 7 | 2.1 | E | 8 | 0.067 | F | 8 | 0.17 | F | 8 | -9900 | -9900 | ? | 0
2004-11-23 | 12:00 | 583 | 1403 | 65 | 2 | 8 | 0 | 2 | 15 | 65 | 2 | 8 | 7900 | 2 | 8 | 0 | 2 | 15 | 7900 | 2 | 8 | 2980 | 2 | 19 | 10 | E | 9 | 10 | E | 9 | 12 | A | 7 | 8 | A | 7 | 76 | A | 7 | 1004 | E | 9 | 0 | A | 7 | 0 | A | 7 | 16100 | A | 7 | 77777 | A | 7 | 2.2 | E | 8 | 0.067 | F | 8 | 0.17 | F | 8 | -9900 | -9900 | ? | 0
2004-11-23 | 13:00 | 583 | 1403 | 102 | 2 | 8 | 0 | 2 | 15 | 102 | 2 | 8 | 12000 | 2 | 8 | 0 | 2 | 15 | 12000 | 2 | 8 | 4380 | 2 | 19 | 10 | E | 9 | 9 | E | 9 | 13 | A | 7 | 9 | A | 7 | 77 | A | 7 | 1004 | E | 9 | 180 | A | 7 | 3.6 | A | 7 | 6400 | A | 7 | 77777 | A | 7 | 2.3 | E | 8 | 0.067 | F | 8 | 0.17 | F | 8 | -9900 | -9900 | ? | 0
2004-11-23 | 14:00 | 519 | 1403 | 112 | 2 | 8 | 0 | 2 | 15 | 112 | 2 | 8 | 12900 | 2 | 8 | 0 | 2 | 15 | 12900 | 2 | 8 | 4480 | 2 | 19 | 10 | E | 9 | 10 | E | 9 | 12 | A | 7 | 9 | A | 7 | 82 | A | 7 | 1004 | E | 9 | 170 | A | 7 | 4.1 | A | 7 | 12900 | A | 7 | 960 | A | 7 | 2.4 | E | 8 | 0.067 | F | 8 | 0.17 | F | 8 | -9900 | -9900 | ? | 0
2004-11-23 | 15:00 | 397 | 1403 | 100 | 2 | 8 | 0 | 2 | 15 | 100 | 2 | 8 | 11200 | 2 | 8 | 0 | 2 | 15 | 11200 | 2 | 8 | 3620 | 2 | 19 | 10 | E | 9 | 10 | E | 9 | 12 | A | 7 | 9 | A | 7 | 82 | A | 7 | 1004 | E | 9 | 180 | A | 7 | 4.1 | A | 7 | 11300 | A | 7 | 870 | A | 7 | 2.5 | E | 8 | 0.067 | F | 8 | 0.17 | F | 8 | 0 | 1 | A | 7
2004-11-23 | 16:00 | 225 | 1403 | 78 | 2 | 8 | 0 | 2 | 15 | 78 | 2 | 8 | 8500 | 2 | 8 | 0 | 2 | 15 | 8500 | 2 | 8 | 2280 | 2 | 19 | 10 | E | 9 | 10 | E | 9 | 12 | A | 7 | 9 | A | 7 | 82 | A | 7 | 1004 | E | 9 | 170 | A | 7 | 4.1 | A | 7 | 16100 | A | 7 | 540 | A | 7 | 2.6 | E | 8 | 0.067 | F | 8 | 0.17 | F | 8 | 0 | 1 | A | 7
2004-11-23 | 17:00 | 38 | 854 | 2 | 2 | 8 | 0 | 2 | 15 | 2 | 2 | 8 | 300 | 2 | 8 | 0 | 2 | 15 | 300 | 2 | 8 | 80 | 2 | 19 | 10 | E | 9 | 10 | E | 9 | 12 | A | 7 | 9 | A | 7 | 82 | A | 7 | 1004 | E | 9 | 170 | A | 7 | 5.1 | A | 7 | 16100 | A | 7 | 930 | A | 7 | 2.6 | E | 8 | 0.067 | F | 8 | 0.17 | F | 8 | -9900 | -9900 | ? | 0
2004-11-23 | 18:00 | 0 | 0 | 0 | 2 | 0 | 0 | 2 | 0 | 0 | 2 | 0 | 0 | 2 | 0 | 0 | 2 | 0 | 0 | 2 | 0 | 0 | 2 | 0 | 10 | E | 9 | 10 | E | 9 | 12 | A | 7 | 9 | A | 7 | 82 | A | 7 | 1004 | E | 9 | 170 | A | 7 | 4.1 | A | 7 | 16100 | A | 7 | 510 | A | 7 | 2.7 | E | 8 | 0.067 | F | 8 | 0.17 | F | 8 | -9900 | -9900 | ? | 0
2004-11-23 | 19:00 | 0 | 0 | 0 | 2 | 0 | 0 | 2 | 0 | 0 | 2 | 0 | 0 | 2 | 0 | 0 | 2 | 0 | 0 | 2 | 0 | 0 | 2 | 0 | 10 | E | 9 | 10 | E | 9 | 12 | A | 7 | 9 | A | 7 | 82 | A | 7 | 1004 | E | 9 | 170 | A | 7 | 4.6 | A | 7 | 16100 | A | 7 | 570 | A | 7 | 2.7 | E | 8 | 0.067 | F | 8 | 0.17 | F | 8 | -9900 | -9900 | ? | 0
2004-11-23 | 20:00 | 0 | 0 | 0 | 2 | 0 | 0 | 2 | 0 | 0 | 2 | 0 | 0 | 2 | 0 | 0 | 2 | 0 | 0 | 2 | 0 | 0 | 2 | 0 | 10 | E | 9 | 10 | E | 9 | 12 | A | 7 | 9 | A | 7 | 82 | A | 7 | 1004 | E | 9 | 170 | A | 7 | 5.1 | A | 7 | 16100 | A | 7 | 660 | A | 7 | 2.8 | E | 8 | 0.067 | F | 8 | 0.17 | F | 8 | -9900 | -9900 | ? | 0
2004-11-23 | 21:00 | 0 | 0 | 0 | 2 | 0 | 0 | 2 | 0 | 0 | 2 | 0 | 0 | 2 | 0 | 0 | 2 | 0 | 0 | 2 | 0 | 0 | 2 | 0 | 10 | E | 9 | 10 | E | 9 | 12 | A | 7 | 9 | A | 7 | 82 | A | 7 | 1004 | E | 9 | 170 | A | 7 | 6.7 | A | 7 | 16100 | A | 7 | 900 | A | 7 | 2.9 | E | 8 | 0.067 | F | 8 | 0.17 | F | 8 | -9900 | -9900 | ? | 0
2004-11-23 | 22:00 | 0 | 0 | 0 | 2 | 0 | 0 | 2 | 0 | 0 | 2 | 0 | 0 | 2 | 0 | 0 | 2 | 0 | 0 | 2 | 0 | 0 | 2 | 0 | 10 | E | 9 | 10 | E | 9 | 12 | A | 7 | 9 | A | 7 | 82 | A | 7 | 1004 | E | 9 | 170 | A | 7 | 6.2 | A | 7 | 16100 | A | 7 | 900 | A | 7 | 2.9 | E | 8 | 0.067 | F | 8 | 0.17 | F | 8 | -9900 | -9900 | ? | 0
2004-11-23 | 23:00 | 0 | 0 | 0 | 2 | 0 | 0 | 2 | 0 | 0 | 2 | 0 | 0 | 2 | 0 | 0 | 2 | 0 | 0 | 2 | 0 | 0 | 2 | 0 | 10 | E | 9 | 10 | E | 9 | 12 | A | 7 | 9 | A | 7 | 82 | A | 7 | 1004 | E | 9 | 170 | A | 7 | 5.7 | A | 7 | 16100 | A | 7 | 840 | A | 7 | 2.9 | E | 8 | 0.067 | F | 8 | 0.17 | F | 8 | -9900 | -9900 | ? | 0
2004-11-23 | 24:00 | 0 | 0 | 0 | 2 | 0 | 0 | 2 | 0 | 0 | 2 | 0 | 0 | 2 | 0 | 0 | 2 | 0 | 0 | 2 | 0 | 0 | 2 | 0 | 10 | E | 9 | 10 | E | 9 | 12 | A | 7 | 9 | A | 7 | 82 | A | 7 | 1004 | E | 9 | 170 | A | 7 | 5.1 | A | 7 | 16100 | A | 7 | 840 | A | 7 | 2.9 | E | 8 | 0.067 | F | 8 | 0.17 | F | 8 | -9900 | -9900 | ? | 0
2004-11-24 | 1:00 | 0 | 0 | 0 | 2 | 0 | 0 | 2 | 0 | 0 | 2 | 0 | 0 | 2 | 0 | 0 | 2 | 0 | 0 | 2 | 0 | 0 | 2 | 0 | 10 | E | 9 | 10 | E | 9 | 12 | A | 7 | 9 | A | 7 | 82 | A | 7 | 1004 | E | 9 | 180 | A | 7 | 5.1 | A | 7 | 16100 | A | 7 | 780 | A | 7 | 3 | E | 8 | 0.067 | F | 8 | 0.17 | F | 8 | -9900 | -9900 | ? | 0
2004-11-24 | 2:00 | 0 | 0 | 0 | 2 | 0 | 0 | 2 | 0 | 0 | 2 | 0 | 0 | 2 | 0 | 0 | 2 | 0 | 0 | 2 | 0 | 0 | 2 | 0 | 10 | E | 9 | 10 | E | 9 | 12 | A | 7 | 9 | A | 7 | 82 | A | 7 | 1004 | E | 9 | 180 | A | 7 | 4.6 | A | 7 | 16100 | A | 7 | 840 | A | 7 | 2.8 | E | 8 | 0.067 | F | 8 | 0.17 | F | 8 | -9900 | -9900 | ? | 0
2004-11-24 | 3:00 | 0 | 0 | 0 | 2 | 0 | 0 | 2 | 0 | 0 | 2 | 0 | 0 | 2 | 0 | 0 | 2 | 0 | 0 | 2 | 0 | 0 | 2 | 0 | 10 | E | 9 | 10 | E | 9 | 12 | A | 7 | 9 | A | 7 | 82 | A | 7 | 1004 | E | 9 | 170 | A | 7 | 5.1 | A | 7 | 16100 | A | 7 | 1230 | A | 7 | 2.6 | E | 8 | 0.067 | F | 8 | 0.17 | F | 8 | -9900 | -9900 | ? | 0
2004-11-24 | 4:00 | 0 | 0 | 0 | 2 | 0 | 0 | 2 | 0 | 0 | 2 | 0 | 0 | 2 | 0 | 0 | 2 | 0 | 0 | 2 | 0 | 0 | 2 | 0 | 10 | E | 9 | 10 | E | 9 | 12 | A | 7 | 9 | A | 7 | 82 | A | 7 | 1004 | E | 9 | 170 | A | 7 | 4.1 | A | 7 | 16100 | A | 7 | 1230 | A | 7 | 2.5 | E | 8 | 0.067 | F | 8 | 0.17 | F | 8 | 0 | 24 | A | 7
2004-11-24 | 5:00 | 0 | 0 | 0 | 2 | 0 | 0 | 2 | 0 | 0 | 2 | 0 | 0 | 2 | 0 | 0 | 2 | 0 | 0 | 2 | 0 | 0 | 2 | 0 | 10 | E | 9 | 9 | E | 9 | 12 | A | 7 | 9 | A | 7 | 82 | A | 7 | 1004 | E | 9 | 180 | A | 7 | 5.1 | A | 7 | 16100 | A | 7 | 1320 | A | 7 | 2.5 | E | 8 | 0.067 | F | 8 | 0.17 | F | 8 | -9900 | -9900 | ? | 0
2004-11-24 | 6:00 | 0 | 0 | 0 | 2 | 0 | 0 | 2 | 0 | 0 | 2 | 0 | 0 | 2 | 0 | 0 | 2 | 0 | 0 | 2 | 0 | 0 | 2 | 0 | 10 | E | 9 | 9 | E | 9 | 12 | A | 7 | 9 | A | 7 | 82 | A | 7 | 1004 | E | 9 | 180 | A | 7 | 3.6 | A | 7 | 16100 | A | 7 | 1470 | A | 7 | 2.5 | E | 8 | 0.067 | F | 8 | 0.17 | F | 8 | -9900 | -9900 | ? | 0
2004-11-24 | 7:00 | 0 | 0 | 0 | 2 | 0 | 0 | 2 | 0 | 0 | 2 | 0 | 0 | 2 | 0 | 0 | 2 | 0 | 0 | 2 | 0 | 0 | 2 | 0 | 10 | E | 9 | 10 | E | 9 | 12 | A | 7 | 9 | A | 7 | 82 | A | 7 | 1004 | E | 9 | 180 | A | 7 | 4.1 | A | 7 | 16100 | A | 7 | 1500 | A | 7 | 2.5 | E | 8 | 0.067 | F | 8 | 0.17 | F | 8 | -9900 | -9900 | ? | 0
2004-11-24 | 8:00 | 37 | 854 | 2 | 2 | 8 | 9 | 2 | 15 | 2 | 2 | 8 | 300 | 2 | 8 | 300 | 2 | 15 | 300 | 2 | 8 | 30 | 2 | 19 | 10 | E | 9 | 9 | E | 9 | 12 | A | 7 | 9 | A | 7 | 82 | A | 7 | 1004 | E | 9 | 180 | A | 7 | 3.6 | A | 7 | 16100 | A | 7 | 1500 | A | 7 | 2.4 | E | 8 | 0.067 | F | 8 | 0.17 | F | 8 | -9900 | -9900 | ? | 0
2004-11-24 | 9:00 | 223 | 1404 | 25 | 2 | 8 | 0 | 2 | 15 | 25 | 2 | 8 | 3000 | 2 | 8 | 0 | 2 | 15 | 3000 | 2 | 8 | 990 | 2 | 19 | 10 | E | 9 | 9 | E | 9 | 13 | A | 7 | 11 | A | 7 | 88 | A | 7 | 1004 | E | 9 | 160 | A | 7 | 3.6 | A | 7 | 16100 | A | 7 | 77777 | A | 7 | 2.4 | E | 8 | 0.067 | F | 8 | 0.17 | F | 8 | -9900 | -9900 | ? | 0
2004-11-24 | 10:00 | 394 | 1404 | 86 | 2 | 8 | 0 | 2 | 15 | 86 | 2 | 8 | 9800 | 2 | 8 | 0 | 2 | 15 | 9800 | 2 | 8 | 3240 | 2 | 19 | 10 | E | 9 | 10 | E | 9 | 14 | A | 7 | 11 | A | 7 | 82 | A | 7 | 1004 | E | 9 | 170 | A | 7 | 2.6 | A | 7 | 16100 | A | 7 | 1230 | A | 7 | 2.3 | E | 8 | 0.067 | F | 8 | 0.17 | F | 8 | -9900 | -9900 | ? | 0
2004-11-24 | 11:00 | 516 | 1404 | 206 | 2 | 8 | 117 | 2 | 15 | 163 | 2 | 8 | 22300 | 2 | 8 | 11300 | 2 | 15 | 18200 | 2 | 8 | 3760 | 2 | 19 | 10 | E | 9 | 10 | E | 9 | 16 | A | 7 | 12 | A | 7 | 77 | A | 7 | 1004 | E | 9 | 180 | A | 7 | 4.6 | A | 7 | 16100 | A | 7 | 1410 | A | 7 | 2.2 | E | 8 | 0.067 | F | 8 | 0.17 | F | 8 | -9900 | -9900 | ? | 0
2004-11-24 | 12:00 | 579 | 1404 | 189 | 2 | 8 | 30 | 2 | 15 | 176 | 2 | 8 | 20700 | 2 | 8 | 2900 | 2 | 15 | 19500 | 2 | 8 | 4930 | 2 | 19 | 10 | E | 9 | 10 | E | 9 | 16 | A | 7 | 12 | A | 7 | 77 | A | 7 | 1004 | E | 9 | 180 | A | 7 | 3.6 | A | 7 | 16100 | A | 7 | 1410 | A | 7 | 2.2 | E | 8 | 0.067 | F | 8 | 0.17 | F | 8 | -9900 | -9900 | ? | 0
2004-11-24 | 13:00 | 579 | 1404 | 222 | 2 | 8 | 85 | 2 | 15 | 187 | 2 | 8 | 24400 | 2 | 8 | 8300 | 2 | 15 | 20900 | 2 | 8 | 5160 | 2 | 19 | 10 | E | 9 | 9 | E | 9 | 16 | A | 7 | 9 | A | 7 | 63 | A | 7 | 1004 | E | 9 | 250 | A | 7 | 5.1 | A | 7 | 16100 | A | 7 | 1290 | A | 7 | 2.1 | E | 8 | 0.067 | F | 8 | 0.17 | F | 8 | -9900 | -9900 | ? | 0
2004-11-24 | 14:00 | 515 | 1404 | 147 | 2 | 8 | 6 | 2 | 15 | 145 | 2 | 8 | 16500 | 2 | 8 | 400 | 2 | 15 | 16400 | 2 | 8 | 5340 | 2 | 19 | 10 | E | 9 | 10 | E | 9 | 16 | A | 7 | 9 | A | 7 | 63 | A | 7 | 1004 | E | 9 | 240 | A | 7 | 4.6 | A | 7 | 16100 | A | 7 | 1170 | A | 7 | 2 | E | 8 | 0.067 | F | 8 | 0.17 | F | 8 | -9900 | -9900 | ? | 0
2004-11-24 | 15:00 | 394 | 1404 | 92 | 2 | 8 | 0 | 2 | 15 | 92 | 2 | 8 | 10400 | 2 | 8 | 0 | 2 | 15 | 10400 | 2 | 8 | 3400 | 2 | 19 | 10 | E | 9 | 10 | E | 9 | 15 | A | 7 | 9 | A | 7 | 67 | A | 7 | 1004 | E | 9 | 210 | A | 7 | 3.6 | A | 7 | 16100 | A | 7 | 1290 | A | 7 | 1.8 | E | 8 | 0.067 | F | 8 | 0.17 | F | 8 | -9900 | -9900 | ? | 0
2004-11-24 | 16:00 | 222 | 1404 | 95 | 2 | 8 | 105 | 2 | 15 | 78 | 2 | 8 | 10100 | 2 | 8 | 7300 | 2 | 15 | 9000 | 2 | 8 | 1660 | 2 | 19 | 10 | E | 9 | 10 | E | 9 | 14 | A | 7 | 9 | A | 7 | 72 | A | 7 | 1004 | E | 9 | 210 | A | 7 | 3.6 | A | 7 | 16100 | A | 7 | 1290 | A | 7 | 1.7 | E | 8 | 0.067 | F | 8 | 0.17 | F | 8 | -9900 | -9900 | ? | 0
2004-11-24 | 17:00 | 37 | 854 | 2 | 2 | 8 | 26 | 2 | 15 | 2 | 2 | 8 | 400 | 2 | 8 | 1100 | 2 | 15 | 300 | 2 | 8 | 40 | 2 | 19 | 10 | E | 9 | 10 | E | 9 | 14 | A | 7 | 9 | A | 7 | 72 | A | 7 | 1004 | E | 9 | 190 | A | 7 | 4.1 | A | 7 | 16100 | A | 7 | 1350 | A | 7 | 1.9 | E | 8 | 0.067 | F | 8 | 0.17 | F | 8 | -9900 | -9900 | ? | 0
2004-11-24 | 18:00 | 0 | 0 | 0 | 2 | 0 | 0 | 2 | 0 | 0 | 2 | 0 | 0 | 2 | 0 | 0 | 2 | 0 | 0 | 2 | 0 | 0 | 2 | 0 | 10 | E | 9 | 10 | E | 9 | 13 | A | 7 | 9 | A | 7 | 77 | A | 7 | 1004 | E | 9 | 190 | A | 7 | 4.6 | A | 7 | 16100 | A | 7 | 1470 | A | 7 | 2.1 | E | 8 | 0.067 | F | 8 | 0.17 | F | 8 | -9900 | -9900 | ? | 0
2004-11-24 | 19:00 | 0 | 0 | 0 | 2 | 0 | 0 | 2 | 0 | 0 | 2 | 0 | 0 | 2 | 0 | 0 | 2 | 0 | 0 | 2 | 0 | 0 | 2 | 0 | 10 | E | 9 | 7 | E | 9 | 13 | A | 7 | 9 | A | 7 | 77 | A | 7 | 1004 | E | 9 | 190 | A | 7 | 5.7 | A | 7 | 16100 | A | 7 | 77777 | A | 7 | 2.3 | E | 8 | 0.067 | F | 8 | 0.17 | F | 8 | -9900 | -9900 | ? | 0
2004-11-24 | 20:00 | 0 | 0 | 0 | 2 | 0 | 0 | 2 | 0 | 0 | 2 | 0 | 0 | 2 | 0 | 0 | 2 | 0 | 0 | 2 | 0 | 0 | 2 | 0 | 10 | E | 9 | 10 | E | 9 | 13 | A | 7 | 9 | A | 7 | 77 | A | 7 | 1004 | E | 9 | 190 | A | 7 | 6.2 | A | 7 | 16100 | A | 7 | 1020 | A | 7 | 2.4 | E | 8 | 0.067 | F | 8 | 0.17 | F | 8 | -9900 | -9900 | ? | 0
2004-11-24 | 21:00 | 0 | 0 | 0 | 2 | 0 | 0 | 2 | 0 | 0 | 2 | 0 | 0 | 2 | 0 | 0 | 2 | 0 | 0 | 2 | 0 | 0 | 2 | 0 | 10 | E | 9 | 9 | E | 9 | 13 | A | 7 | 9 | A | 7 | 77 | A | 7 | 1004 | E | 9 | 180 | A | 7 | 7.7 | A | 7 | 16100 | A | 7 | 1080 | A | 7 | 2.5 | E | 8 | 0.067 | F | 8 | 0.17 | F | 8 | -9900 | -9900 | ? | 0
2004-11-24 | 22:00 | 0 | 0 | 0 | 2 | 0 | 0 | 2 | 0 | 0 | 2 | 0 | 0 | 2 | 0 | 0 | 2 | 0 | 0 | 2 | 0 | 0 | 2 | 0 | 10 | E | 9 | 9 | E | 9 | 13 | A | 7 | 9 | A | 7 | 77 | A | 7 | 1004 | E | 9 | 170 | A | 7 | 6.7 | A | 7 | 16100 | A | 7 | 1020 | A | 7 | 2.6 | E | 8 | 0.067 | F | 8 | 0.17 | F | 8 | -9900 | -9900 | ? | 0
2004-11-24 | 23:00 | 0 | 0 | 0 | 2 | 0 | 0 | 2 | 0 | 0 | 2 | 0 | 0 | 2 | 0 | 0 | 2 | 0 | 0 | 2 | 0 | 0 | 2 | 0 | 10 | E | 9 | 10 | E | 9 | 13 | A | 7 | 9 | A | 7 | 77 | A | 7 | 1004 | E | 9 | 160 | A | 7 | 8.7 | A | 7 | 16100 | A | 7 | 960 | A | 7 | 2.7 | E | 8 | 0.067 | F | 8 | 0.17 | F | 8 | -9900 | -9900 | ? | 0
2004-11-24 | 24:00 | 0 | 0 | 0 | 2 | 0 | 0 | 2 | 0 | 0 | 2 | 0 | 0 | 2 | 0 | 0 | 2 | 0 | 0 | 2 | 0 | 0 | 2 | 0 | 10 | E | 9 | 10 | E | 9 | 13 | A | 7 | 9 | A | 7 | 77 | A | 7 | 1004 | E | 9 | 160 | A | 7 | 6.7 | A | 7 | 16100 | A | 7 | 1020 | A | 7 | 2.7 | E | 8 | 0.067 | F | 8 | 0.17 | F | 8 | -9900 | -9900 | ? | 0
2004-11-25 | 1:00 | 0 | 0 | 0 | 2 | 0 | 0 | 2 | 0 | 0 | 2 | 0 | 0 | 2 | 0 | 0 | 2 | 0 | 0 | 2 | 0 | 0 | 2 | 0 | 10 | E | 9 | 9 | E | 9 | 12 | A | 7 | 9 | A | 7 | 82 | A | 7 | 1004 | E | 9 | 170 | A | 7 | 6.7 | A | 7 | 16100 | A | 7 | 990 | A | 7 | 2.8 | E | 8 | 0.066 | F | 8 | 0.17 | F | 8 | -9900 | -9900 | ? | 0
2004-11-25 | 2:00 | 0 | 0 | 0 | 2 | 0 | 0 | 2 | 0 | 0 | 2 | 0 | 0 | 2 | 0 | 0 | 2 | 0 | 0 | 2 | 0 | 0 | 2 | 0 | 10 | E | 9 | 10 | E | 9 | 12 | A | 7 | 9 | A | 7 | 82 | A | 7 | 1004 | E | 9 | 180 | A | 7 | 6.7 | A | 7 | 16100 | A | 7 | 1110 | A | 7 | 2.7 | E | 8 | 0.066 | F | 8 | 0.17 | F | 8 | 0 | 1 | A | 7
2004-11-25 | 3:00 | 0 | 0 | 0 | 2 | 0 | 0 | 2 | 0 | 0 | 2 | 0 | 0 | 2 | 0 | 0 | 2 | 0 | 0 | 2 | 0 | 0 | 2 | 0 | 9 | E | 9 | 8 | E | 9 | 12 | A | 7 | 9 | A | 7 | 82 | A | 7 | 1004 | E | 9 | 180 | A | 7 | 7.2 | A | 7 | 14500 | A | 7 | 930 | A | 7 | 2.6 | E | 8 | 0.066 | F | 8 | 0.17 | F | 8 | 1 | 1 | A | 7
2004-11-25 | 4:00 | 0 | 0 | 0 | 2 | 0 | 0 | 2 | 0 | 0 | 2 | 0 | 0 | 2 | 0 | 0 | 2 | 0 | 0 | 2 | 0 | 0 | 2 | 0 | 10 | E | 9 | 10 | E | 9 | 12 | A | 7 | 9 | A | 7 | 82 | A | 7 | 1004 | E | 9 | 180 | A | 7 | 3.6 | A | 7 | 14500 | A | 7 | 1140 | A | 7 | 2.6 | E | 8 | 0.066 | F | 8 | 0.17 | F | 8 | 0 | 1 | A | 7
2004-11-25 | 5:00 | 0 | 0 | 0 | 2 | 0 | 0 | 2 | 0 | 0 | 2 | 0 | 0 | 2 | 0 | 0 | 2 | 0 | 0 | 2 | 0 | 0 | 2 | 0 | 10 | E | 9 | 9 | E | 9 | 12 | A | 7 | 9 | A | 7 | 82 | A | 7 | 1004 | E | 9 | 160 | A | 7 | 6.7 | A | 7 | 16100 | A | 7 | 150 | A | 7 | 2.5 | E | 8 | 0.066 | F | 8 | 0.17 | F | 8 | 0 | 1 | A | 7
2004-11-25 | 6:00 | 0 | 0 | 0 | 2 | 0 | 0 | 2 | 0 | 0 | 2 | 0 | 0 | 2 | 0 | 0 | 2 | 0 | 0 | 2 | 0 | 0 | 2 | 0 | 10 | E | 9 | 10 | E | 9 | 12 | A | 7 | 9 | A | 7 | 82 | A | 7 | 1004 | E | 9 | 170 | A | 7 | 5.7 | A | 7 | 16100 | A | 7 | 1200 | A | 7 | 2.5 | E | 8 | 0.066 | F | 8 | 0.17 | F | 8 | -9900 | -9900 | ? | 0
2004-11-25 | 7:00 | 0 | 0 | 0 | 2 | 0 | 0 | 2 | 0 | 0 | 2 | 0 | 0 | 2 | 0 | 0 | 2 | 0 | 0 | 2 | 0 | 0 | 2 | 0 | 10 | E | 9 | 10 | E | 9 | 12 | A | 7 | 9 | A | 7 | 82 | A | 7 | 1004 | E | 9 | 170 | A | 7 | 4.6 | A | 7 | 16100 | A | 7 | 1020 | A | 7 | 2.4 | E | 8 | 0.066 | F | 8 | 0.17 | F | 8 | 0 | 3 | A | 7
2004-11-25 | 8:00 | 35 | 831 | 2 | 2 | 8 | 63 | 2 | 15 | 2 | 2 | 8 | 600 | 2 | 8 | 3500 | 2 | 15 | 400 | 2 | 8 | 80 | 2 | 19 | 10 | E | 9 | 10 | E | 9 | 12 | A | 7 | 9 | A | 7 | 82 | A | 7 | 1004 | E | 9 | 180 | A | 7 | 3.6 | A | 7 | 16100 | A | 7 | 780 | A | 7 | 2.1 | E | 8 | 0.066 | F | 8 | 0.17 | F | 8 | -9900 | -9900 | ? | 0
2004-11-25 | 9:00 | 219 | 1404 | 88 | 2 | 8 | 263 | 2 | 15 | 46 | 2 | 8 | 9200 | 2 | 8 | 17500 | 2 | 15 | 6400 | 2 | 8 | 820 | 2 | 19 | 8 | E | 9 | 8 | E | 9 | 12 | A | 7 | 9 | A | 7 | 82 | A | 7 | 1004 | E | 9 | 170 | A | 7 | 2.1 | A | 7 | 4800 | A | 7 | 300 | A | 7 | 1.9 | E | 8 | 0.066 | F | 8 | 0.17 | F | 8 | -9900 | -9900 | ? | 0
2004-11-25 | 10:00 | 390 | 1404 | 220 | 2 | 8 | 527 | 2 | 15 | 73 | 2 | 8 | 22600 | 2 | 8 | 45200 | 2 | 15 | 10000 | 2 | 8 | 1340 | 2 | 19 | 8 | E | 9 | 8 | E | 9 | 13 | A | 7 | 10 | A | 7 | 82 | A | 7 | 1004 | E | 9 | 300 | A | 7 | 2.1 | A | 7 | 16100 | A | 7 | 360 | A | 7 | 1.6 | E | 8 | 0.066 | F | 8 | 0.17 | F | 8 | 0 | 6 | A | 7
2004-11-25 | 11:00 | 511 | 1404 | 298 | 2 | 8 | 438 | 2 | 15 | 138 | 2 | 8 | 30900 | 2 | 8 | 41000 | 2 | 15 | 15900 | 2 | 8 | 2700 | 2 | 19 | 8 | E | 9 | 8 | E | 9 | 14 | A | 7 | 9 | A | 7 | 72 | A | 7 | 1004 | E | 9 | 310 | A | 7 | 3.6 | A | 7 | 16100 | A | 7 | 660 | A | 7 | 1.5 | E | 8 | 0.066 | F | 8 | 0.17 | F | 8 | -9900 | -9900 | ? | 0
2004-11-25 | 12:00 | 574 | 1404 | 135 | 2 | 8 | 0 | 2 | 15 | 135 | 2 | 8 | 15500 | 2 | 8 | 0 | 2 | 15 | 15500 | 2 | 8 | 5400 | 2 | 19 | 0 | E | 9 | 0 | E | 9 | 14 | A | 7 | 8 | A | 7 | 67 | A | 7 | 1004 | E | 9 | 290 | A | 7 | 6.2 | A | 7 | 16100 | A | 7 | 77777 | A | 7 | 1.5 | E | 8 | 0.066 | F | 8 | 0.17 | F | 8 | -9900 | -9900 | ? | 0
2004-11-25 | 13:00 | 575 | 1404 | 381 | 2 | 8 | 512 | 2 | 15 | 171 | 2 | 8 | 39200 | 2 | 8 | 49200 | 2 | 15 | 19000 | 2 | 8 | 3470 | 2 | 19 | 0 | E | 9 | 0 | E | 9 | 14 | A | 7 | 6 | A | 7 | 59 | A | 7 | 1004 | E | 9 | 290 | A | 7 | 4.1 | A | 7 | 16100 | A | 7 | 77777 | A | 7 | 1.4 | E | 8 | 0.066 | F | 8 | 0.17 | F | 8 | -9900 | -9900 | ? | 0
2004-11-25 | 14:00 | 512 | 1404 | 161 | 2 | 8 | 63 | 2 | 15 | 138 | 2 | 8 | 17700 | 2 | 8 | 6000 | 2 | 15 | 15500 | 2 | 8 | 3830 | 2 | 19 | 10 | E | 9 | 10 | E | 9 | 15 | A | 7 | 4 | A | 7 | 48 | A | 7 | 1004 | E | 9 | 280 | A | 7 | 5.1 | A | 7 | 16100 | A | 7 | 1320 | A | 7 | 1.4 | E | 8 | 0.066 | F | 8 | 0.17 | F | 8 | -9900 | -9900 | ? | 0
2004-11-25 | 15:00 | 391 | 1404 | 185 | 2 | 8 | 207 | 2 | 15 | 127 | 2 | 8 | 19300 | 2 | 8 | 18100 | 2 | 15 | 14200 | 2 | 8 | 2620 | 2 | 19 | 10 | E | 9 | 5 | A | 7 | 15 | A | 7 | 3 | A | 7 | 44 | A | 7 | 1004 | E | 9 | 340 | A | 7 | 4.1 | A | 7 | 16100 | A | 7 | 77777 | A | 7 | 1.4 | E | 8 | 0.066 | F | 8 | 0.17 | F | 8 | -9900 | -9900 | ? | 0
2004-11-25 | 16:00 | 220 | 1404 | 81 | 2 | 8 | 44 | 2 | 15 | 74 | 2 | 8 | 8800 | 2 | 8 | 3400 | 2 | 15 | 8300 | 2 | 8 | 1680 | 2 | 19 | 8 | E | 9 | 8 | E | 9 | 14 | A | 7 | 4 | A | 7 | 51 | A | 7 | 1004 | E | 9 | 310 | A | 7 | 2.6 | A | 7 | 16100 | A | 7 | 1440 | A | 7 | 1.4 | E | 8 | 0.066 | F | 8 | 0.17 | F | 8 | -9900 | -9900 | ? | 0
2004-11-25 | 17:00 | 36 | 831 | 2 | 2 | 8 | 11 | 2 | 15 | 1 | 2 | 8 | 200 | 2 | 8 | 500 | 2 | 15 | 200 | 2 | 8 | 20 | 2 | 19 | 8 | E | 9 | 8 | E | 9 | 11 | A | 7 | 4 | A | 7 | 62 | A | 7 | 1004 | E | 9 | 290 | A | 7 | 2.6 | A | 7 | 16100 | A | 7 | 1500 | A | 7 | 1.3 | E | 8 | 0.066 | F | 8 | 0.17 | F | 8 | -9900 | -9900 | ? | 0
2004-11-25 | 18:00 | 0 | 0 | 0 | 2 | 0 | 0 | 2 | 0 | 0 | 2 | 0 | 0 | 2 | 0 | 0 | 2 | 0 | 0 | 2 | 0 | 0 | 2 | 0 | 8 | E | 9 | 8 | E | 9 | 11 | A | 7 | 4 | A | 7 | 62 | A | 7 | 1004 | E | 9 | 0 | A | 7 | 0 | A | 7 | 16100 | A | 7 | 1800 | A | 7 | 1.2 | E | 8 | 0.066 | F | 8 | 0.17 | F | 8 | -9900 | -9900 | ? | 0
2004-11-25 | 19:00 | 0 | 0 | 0 | 2 | 0 | 0 | 2 | 0 | 0 | 2 | 0 | 0 | 2 | 0 | 0 | 2 | 0 | 0 | 2 | 0 | 0 | 2 | 0 | 10 | E | 9 | 10 | E | 9 | 10 | A | 7 | 6 | A | 7 | 76 | A | 7 | 1004 | E | 9 | 300 | A | 7 | 4.1 | A | 7 | 16100 | A | 7 | 1380 | A | 7 | 1.1 | E | 8 | 0.066 | F | 8 | 0.17 | F | 8 | -9900 | -9900 | ? | 0
2004-11-25 | 20:00 | 0 | 0 | 0 | 2 | 0 | 0 | 2 | 0 | 0 | 2 | 0 | 0 | 2 | 0 | 0 | 2 | 0 | 0 | 2 | 0 | 0 | 2 | 0 | 8 | E | 9 | 8 | E | 9 | 9 | A | 7 | 6 | A | 7 | 81 | A | 7 | 1004 | E | 9 | 260 | A | 7 | 2.1 | A | 7 | 16100 | A | 7 | 1800 | A | 7 | 1 | E | 8 | 0.066 | F | 8 | 0.17 | F | 8 | 0 | 1 | A | 7
2004-11-25 | 21:00 | 0 | 0 | 0 | 2 | 0 | 0 | 2 | 0 | 0 | 2 | 0 | 0 | 2 | 0 | 0 | 2 | 0 | 0 | 2 | 0 | 0 | 2 | 0 | 0 | E | 9 | 0 | E | 9 | 7 | A | 7 | 5 | A | 7 | 87 | A | 7 | 1004 | E | 9 | 300 | A | 7 | 1.5 | A | 7 | 16100 | A | 7 | 77777 | A | 7 | 1 | E | 8 | 0.066 | F | 8 | 0.17 | F | 8 | -9900 | -9900 | ? | 0
2004-11-25 | 22:00 | 0 | 0 | 0 | 2 | 0 | 0 | 2 | 0 | 0 | 2 | 0 | 0 | 2 | 0 | 0 | 2 | 0 | 0 | 2 | 0 | 0 | 2 | 0 | 3 | E | 9 | 3 | E | 9 | 6 | A | 7 | 3 | A | 7 | 81 | A | 7 | 1004 | E | 9 | 290 | A | 7 | 3.1 | A | 7 | 16100 | A | 7 | 77777 | A | 7 | 1 | E | 8 | 0.066 | F | 8 | 0.17 | F | 8 | 0 | 6 | A | 7
2004-11-25 | 23:00 | 0 | 0 | 0 | 2 | 0 | 0 | 2 | 0 | 0 | 2 | 0 | 0 | 2 | 0 | 0 | 2 | 0 | 0 | 2 | 0 | 0 | 2 | 0 | 3 | E | 9 | 3 | E | 9 | 6 | A | 7 | 3 | A | 7 | 81 | A | 7 | 1004 | E | 9 | 290 | A | 7 | 3.1 | A | 7 | 16100 | A | 7 | 77777 | A | 7 | 1 | E | 8 | 0.066 | F | 8 | 0.17 | F | 8 | -9900 | -9900 | ? | 0
2004-11-25 | 24:00 | 0 | 0 | 0 | 2 | 0 | 0 | 2 | 0 | 0 | 2 | 0 | 0 | 2 | 0 | 0 | 2 | 0 | 0 | 2 | 0 | 0 | 2 | 0 | 0 | E | 9 | 0 | E | 9 | 3 | A | 7 | 1 | A | 7 | 87 | A | 7 | 1004 | E | 9 | 200 | A | 7 | 2.1 | A | 7 | 1600 | A | 7 | 77777 | A | 7 | 0.9 | E | 8 | 0.066 | F | 8 | 0.17 | F | 8 | -9900 | -9900 | ? | 0
2004-11-26 | 1:00 | 0 | 0 | 0 | 2 | 0 | 0 | 2 | 0 | 0 | 2 | 0 | 0 | 2 | 0 | 0 | 2 | 0 | 0 | 2 | 0 | 0 | 2 | 0 | 0 | E | 9 | 0 | E | 9 | 2 | A | 7 | 1 | A | 7 | 93 | A | 7 | 1004 | E | 9 | 0 | A | 7 | 0 | A | 7 | 3200 | A | 7 | 77777 | A | 7 | 0.9 | E | 8 | 0.066 | F | 8 | 0.17 | F | 8 | -9900 | -9900 | ? | 0
2004-11-26 | 2:00 | 0 | 0 | 0 | 2 | 0 | 0 | 2 | 0 | 0 | 2 | 0 | 0 | 2 | 0 | 0 | 2 | 0 | 0 | 2 | 0 | 0 | 2 | 0 | 10 | E | 9 | 10 | A | 7 | 1 | A | 7 | 0 | A | 7 | 93 | A | 7 | 1004 | E | 9 | 200 | A | 7 | 1.5 | A | 7 | 800 | A | 7 | 150 | A | 7 | 1 | E | 8 | 0.066 | F | 8 | 0.17 | F | 8 | -9900 | -9900 | ? | 0
2004-11-26 | 3:00 | 0 | 0 | 0 | 2 | 0 | 0 | 2 | 0 | 0 | 2 | 0 | 0 | 2 | 0 | 0 | 2 | 0 | 0 | 2 | 0 | 0 | 2 | 0 | 10 | E | 9 | 10 | E | 9 | 2 | A | 7 | 1 | A | 7 | 93 | A | 7 | 1004 | E | 9 | 130 | A | 7 | 2.1 | A | 7 | 800 | A | 7 | 30 | A | 7 | 1 | E | 8 | 0.066 | F | 8 | 0.17 | F | 8 | -9900 | -9900 | ? | 0
2004-11-26 | 4:00 | 0 | 0 | 0 | 2 | 0 | 0 | 2 | 0 | 0 | 2 | 0 | 0 | 2 | 0 | 0 | 2 | 0 | 0 | 2 | 0 | 0 | 2 | 0 | 8 | E | 9 | 8 | E | 9 | 3 | A | 7 | 2 | A | 7 | 93 | A | 7 | 1004 | E | 9 | 0 | A | 7 | 0 | A | 7 | 14500 | A | 7 | 1410 | A | 7 | 1.1 | E | 8 | 0.066 | F | 8 | 0.17 | F | 8 | 1 | 24 | A | 7
2004-11-26 | 5:00 | 0 | 0 | 0 | 2 | 0 | 0 | 2 | 0 | 0 | 2 | 0 | 0 | 2 | 0 | 0 | 2 | 0 | 0 | 2 | 0 | 0 | 2 | 0 | 10 | E | 9 | 10 | E | 9 | 3 | A | 7 | 2 | A | 7 | 93 | A | 7 | 1004 | E | 9 | 0 | A | 7 | 0 | A | 7 | 16100 | A | 7 | 1350 | A | 7 | 1.1 | E | 8 | 0.066 | F | 8 | 0.17 | F | 8 | -9900 | -9900 | ? | 0
2004-11-26 | 6:00 | 0 | 0 | 0 | 2 | 0 | 0 | 2 | 0 | 0 | 2 | 0 | 0 | 2 | 0 | 0 | 2 | 0 | 0 | 2 | 0 | 0 | 2 | 0 | 10 | E | 9 | 10 | E | 9 | 3 | A | 7 | 2 | A | 7 | 93 | A | 7 | 1004 | E | 9 | 0 | A | 7 | 0 | A | 7 | 1200 | A | 7 | 30 | A | 7 | 1.1 | E | 8 | 0.066 | F | 8 | 0.17 | F | 8 | -9900 | -9900 | ? | 0
2004-11-26 | 7:00 | 0 | 0 | 0 | 2 | 0 | 0 | 2 | 0 | 0 | 2 | 0 | 0 | 2 | 0 | 0 | 2 | 0 | 0 | 2 | 0 | 0 | 2 | 0 | 10 | E | 9 | 10 | E | 9 | 4 | A | 7 | 3 | A | 7 | 93 | A | 7 | 1004 | E | 9 | 10 | A | 7 | 1.5 | A | 7 | 16100 | A | 7 | 1260 | A | 7 | 1.1 | E | 8 | 0.066 | F | 8 | 0.17 | F | 8 | -9900 | -9900 | ? | 0
2004-11-26 | 8:00 | 32 | 808 | 1 | 2 | 8 | 0 | 2 | 15 | 1 | 2 | 8 | 100 | 2 | 8 | 0 | 2 | 15 | 100 | 2 | 8 | 40 | 2 | 19 | 10 | E | 9 | 10 | E | 9 | 6 | A | 7 | 3 | A | 7 | 81 | A | 7 | 1004 | E | 9 | 0 | A | 7 | 0 | A | 7 | 14500 | A | 7 | 90 | A | 7 | 1.1 | E | 8 | 0.066 | F | 8 | 0.17 | F | 8 | -9900 | -9900 | ? | 0
2004-11-26 | 9:00 | 214 | 1405 | 17 | 2 | 8 | 0 | 2 | 15 | 17 | 2 | 8 | 2100 | 2 | 8 | 0 | 2 | 15 | 2100 | 2 | 8 | 700 | 2 | 19 | 10 | E | 9 | 10 | E | 9 | 6 | A | 7 | 4 | A | 7 | 87 | A | 7 | 1004 | E | 9 | 160 | A | 7 | 2.1 | A | 7 | 8000 | A | 7 | 30 | A | 7 | 1.1 | E | 8 | 0.066 | F | 8 | 0.17 | F | 8 | -9900 | -9900 | ? | 0
2004-11-26 | 10:00 | 385 | 1405 | 86 | 2 | 8 | 0 | 2 | 15 | 86 | 2 | 8 | 9800 | 2 | 8 | 0 | 2 | 15 | 9800 | 2 | 8 | 3210 | 2 | 19 | 10 | E | 9 | 10 | E | 9 | 6 | A | 7 | 4 | A | 7 | 87 | A | 7 | 1004 | E | 9 | 0 | A | 7 | 0 | A | 7 | 16100 | A | 7 | 60 | A | 7 | 1.1 | E | 8 | 0.066 | F | 8 | 0.17 | F | 8 | -9900 | -9900 | ? | 0
2004-11-26 | 11:00 | 507 | 1405 | 146 | 2 | 8 | 12 | 2 | 15 | 142 | 2 | 8 | 16400 | 2 | 8 | 900 | 2 | 15 | 16100 | 2 | 8 | 5220 | 2 | 19 | 10 | E | 9 | 10 | E | 9 | 7 | A | 7 | 4 | A | 7 | 81 | A | 7 | 1004 | E | 9 | 0 | A | 7 | 0 | A | 7 | 16100 | A | 7 | 60 | A | 7 | 1.2 | E | 8 | 0.066 | F | 8 | 0.17 | F | 8 | -9900 | -9900 | ? | 0
2004-11-26 | 12:00 | 570 | 1405 | 159 | 2 | 8 | 6 | 2 | 15 | 156 | 2 | 8 | 17900 | 2 | 8 | 500 | 2 | 15 | 17700 | 2 | 8 | 5950 | 2 | 19 | 10 | E | 9 | 10 | E | 9 | 7 | A | 7 | 4 | A | 7 | 81 | A | 7 | 1004 | E | 9 | 0 | A | 7 | 0 | A | 7 | 16100 | A | 7 | 90 | A | 7 | 1.2 | E | 8 | 0.066 | F | 8 | 0.17 | F | 8 | -9900 | -9900 | ? | 0
2004-11-26 | 13:00 | 571 | 1405 | 102 | 2 | 8 | 0 | 2 | 15 | 102 | 2 | 8 | 11900 | 2 | 8 | 0 | 2 | 15 | 11900 | 2 | 8 | 4340 | 2 | 19 | 10 | E | 9 | 10 | E | 9 | 8 | A | 7 | 4 | A | 7 | 76 | A | 7 | 1004 | E | 9 | 0 | A | 7 | 0 | A | 7 | 14500 | A | 7 | 150 | A | 7 | 1.2 | E | 8 | 0.066 | F | 8 | 0.17 | F | 8 | -9900 | -9900 | ? | 0
2004-11-26 | 14:00 | 509 | 1405 | 133 | 2 | 8 | 0 | 2 | 15 | 133 | 2 | 8 | 15000 | 2 | 8 | 0 | 2 | 15 | 15000 | 2 | 8 | 5010 | 2 | 19 | 10 | E | 9 | 9 | E | 9 | 8 | A | 7 | 5 | A | 7 | 81 | A | 7 | 1004 | E | 9 | 0 | A | 7 | 0 | A | 7 | 16100 | A | 7 | 240 | A | 7 | 1.1 | E | 8 | 0.066 | F | 8 | 0.17 | F | 8 | -9900 | -9900 | ? | 0
2004-11-26 | 15:00 | 388 | 1405 | 93 | 2 | 8 | 0 | 2 | 15 | 93 | 2 | 8 | 10500 | 2 | 8 | 0 | 2 | 15 | 10500 | 2 | 8 | 3400 | 2 | 19 | 10 | E | 9 | 9 | E | 9 | 8 | A | 7 | 5 | A | 7 | 81 | A | 7 | 1004 | E | 9 | 0 | A | 7 | 0 | A | 7 | 16100 | A | 7 | 180 | A | 7 | 1.1 | E | 8 | 0.066 | F | 8 | 0.17 | F | 8 | -9900 | -9900 | ? | 0
2004-11-26 | 16:00 | 217 | 1405 | 65 | 2 | 8 | 0 | 2 | 15 | 65 | 2 | 8 | 7100 | 2 | 8 | 0 | 2 | 15 | 7100 | 2 | 8 | 2030 | 2 | 19 | 10 | E | 9 | 10 | E | 9 | 8 | A | 7 | 5 | A | 7 | 81 | A | 7 | 1004 | E | 9 | 90 | A | 7 | 1.5 | A | 7 | 16100 | A | 7 | 300 | A | 7 | 1 | E | 8 | 0.066 | F | 8 | 0.17 | F | 8 | -9900 | -9900 | ? | 0
2004-11-26 | 17:00 | 34 | 831 | 1 | 2 | 8 | 0 | 2 | 15 | 1 | 2 | 8 | 100 | 2 | 8 | 0 | 2 | 15 | 100 | 2 | 8 | 40 | 2 | 19 | 10 | E | 9 | 10 | E | 9 | 8 | A | 7 | 4 | A | 7 | 76 | A | 7 | 1004 | E | 9 | 0 | A | 7 | 0 | A | 7 | 16100 | A | 7 | 300 | A | 7 | 1 | E | 8 | 0.066 | F | 8 | 0.17 | F | 8 | -9900 | -9900 | ? | 0
2004-11-26 | 18:00 | 0 | 0 | 0 | 2 | 0 | 0 | 2 | 0 | 0 | 2 | 0 | 0 | 2 | 0 | 0 | 2 | 0 | 0 | 2 | 0 | 0 | 2 | 0 | 10 | E | 9 | 10 | E | 9 | 8 | A | 7 | 5 | A | 7 | 81 | A | 7 | 1004 | E | 9 | 0 | A | 7 | 0 | A | 7 | 16100 | A | 7 | 360 | A | 7 | 1 | E | 8 | 0.066 | F | 8 | 0.17 | F | 8 | -9900 | -9900 | ? | 0
2004-11-26 | 19:00 | 0 | 0 | 0 | 2 | 0 | 0 | 2 | 0 | 0 | 2 | 0 | 0 | 2 | 0 | 0 | 2 | 0 | 0 | 2 | 0 | 0 | 2 | 0 | 10 | E | 9 | 9 | E | 9 | 7 | A | 7 | 4 | A | 7 | 81 | A | 7 | 1004 | E | 9 | 0 | A | 7 | 0 | A | 7 | 16100 | A | 7 | 360 | A | 7 | 1 | E | 8 | 0.066 | F | 8 | 0.17 | F | 8 | -9900 | -9900 | ? | 0
2004-11-26 | 20:00 | 0 | 0 | 0 | 2 | 0 | 0 | 2 | 0 | 0 | 2 | 0 | 0 | 2 | 0 | 0 | 2 | 0 | 0 | 2 | 0 | 0 | 2 | 0 | 10 | E | 9 | 10 | E | 9 | 8 | A | 7 | 5 | A | 7 | 81 | A | 7 | 1004 | E | 9 | 0 | A | 7 | 0 | A | 7 | 16100 | A | 7 | 330 | A | 7 | 1 | E | 8 | 0.066 | F | 8 | 0.17 | F | 8 | -9900 | -9900 | ? | 0
2004-11-26 | 21:00 | 0 | 0 | 0 | 2 | 0 | 0 | 2 | 0 | 0 | 2 | 0 | 0 | 2 | 0 | 0 | 2 | 0 | 0 | 2 | 0 | 0 | 2 | 0 | 10 | E | 9 | 10 | E | 9 | 8 | A | 7 | 4 | A | 7 | 76 | A | 7 | 1004 | E | 9 | 60 | A | 7 | 1.5 | A | 7 | 16100 | A | 7 | 240 | A | 7 | 1 | E | 8 | 0.066 | F | 8 | 0.17 | F | 8 | -9900 | -9900 | ? | 0
2004-11-26 | 22:00 | 0 | 0 | 0 | 2 | 0 | 0 | 2 | 0 | 0 | 2 | 0 | 0 | 2 | 0 | 0 | 2 | 0 | 0 | 2 | 0 | 0 | 2 | 0 | 10 | E | 9 | 10 | E | 9 | 7 | A | 7 | 4 | A | 7 | 81 | A | 7 | 1004 | E | 9 | 0 | A | 7 | 0 | A | 7 | 16100 | A | 7 | 240 | A | 7 | 1 | E | 8 | 0.066 | F | 8 | 0.17 | F | 8 | -9900 | -9900 | ? | 0
2004-11-26 | 23:00 | 0 | 0 | 0 | 2 | 0 | 0 | 2 | 0 | 0 | 2 | 0 | 0 | 2 | 0 | 0 | 2 | 0 | 0 | 2 | 0 | 0 | 2 | 0 | 10 | E | 9 | 10 | E | 9 | 7 | A | 7 | 4 | A | 7 | 81 | A | 7 | 1004 | E | 9 | 30 | A | 7 | 1.5 | A | 7 | 16100 | A | 7 | 120 | A | 7 | 1.1 | E | 8 | 0.066 | F | 8 | 0.17 | F | 8 | -9900 | -9900 | ? | 0
2004-11-26 | 24:00 | 0 | 0 | 0 | 2 | 0 | 0 | 2 | 0 | 0 | 2 | 0 | 0 | 2 | 0 | 0 | 2 | 0 | 0 | 2 | 0 | 0 | 2 | 0 | 10 | E | 9 | 10 | E | 9 | 7 | A | 7 | 4 | A | 7 | 81 | A | 7 | 1004 | E | 9 | 40 | A | 7 | 1.5 | A | 7 | 16100 | A | 7 | 300 | A | 7 | 1.1 | E | 8 | 0.066 | F | 8 | 0.17 | F | 8 | -9900 | -9900 | ? | 0
2004-11-27 | 1:00 | 0 | 0 | 0 | 2 | 0 | 0 | 2 | 0 | 0 | 2 | 0 | 0 | 2 | 0 | 0 | 2 | 0 | 0 | 2 | 0 | 0 | 2 | 0 | 10 | E | 9 | 10 | E | 9 | 7 | A | 7 | 4 | A | 7 | 81 | A | 7 | 1004 | E | 9 | 0 | A | 7 | 0 | A | 7 | 16100 | A | 7 | 240 | A | 7 | 1.1 | E | 8 | 0.066 | F | 8 | 0.17 | F | 8 | -9900 | -9900 | ? | 0
2004-11-27 | 2:00 | 0 | 0 | 0 | 2 | 0 | 0 | 2 | 0 | 0 | 2 | 0 | 0 | 2 | 0 | 0 | 2 | 0 | 0 | 2 | 0 | 0 | 2 | 0 | 10 | E | 9 | 10 | E | 9 | 7 | A | 7 | 3 | A | 7 | 76 | A | 7 | 1004 | E | 9 | 320 | A | 7 | 1.5 | A | 7 | 16100 | A | 7 | 360 | A | 7 | 1.1 | E | 8 | 0.066 | F | 8 | 0.17 | F | 8 | -9900 | -9900 | ? | 0
2004-11-27 | 3:00 | 0 | 0 | 0 | 2 | 0 | 0 | 2 | 0 | 0 | 2 | 0 | 0 | 2 | 0 | 0 | 2 | 0 | 0 | 2 | 0 | 0 | 2 | 0 | 10 | E | 9 | 10 | E | 9 | 6 | A | 7 | 3 | A | 7 | 81 | A | 7 | 1004 | E | 9 | 0 | A | 7 | 0 | A | 7 | 16100 | A | 7 | 360 | A | 7 | 1.1 | E | 8 | 0.066 | F | 8 | 0.17 | F | 8 | -9900 | -9900 | ? | 0
2004-11-27 | 4:00 | 0 | 0 | 0 | 2 | 0 | 0 | 2 | 0 | 0 | 2 | 0 | 0 | 2 | 0 | 0 | 2 | 0 | 0 | 2 | 0 | 0 | 2 | 0 | 10 | E | 9 | 10 | E | 9 | 6 | A | 7 | 3 | A | 7 | 81 | A | 7 | 1004 | E | 9 | 320 | A | 7 | 1.5 | A | 7 | 16100 | A | 7 | 300 | A | 7 | 1.1 | E | 8 | 0.066 | F | 8 | 0.17 | F | 8 | -9900 | -9900 | ? | 0
2004-11-27 | 5:00 | 0 | 0 | 0 | 2 | 0 | 0 | 2 | 0 | 0 | 2 | 0 | 0 | 2 | 0 | 0 | 2 | 0 | 0 | 2 | 0 | 0 | 2 | 0 | 8 | E | 9 | 8 | E | 9 | 6 | A | 7 | 3 | A | 7 | 81 | A | 7 | 1004 | E | 9 | 0 | A | 7 | 0 | A | 7 | 14500 | A | 7 | 780 | A | 7 | 1.1 | E | 8 | 0.066 | F | 8 | 0.17 | F | 8 | -9900 | -9900 | ? | 0
2004-11-27 | 6:00 | 0 | 0 | 0 | 2 | 0 | 0 | 2 | 0 | 0 | 2 | 0 | 0 | 2 | 0 | 0 | 2 | 0 | 0 | 2 | 0 | 0 | 2 | 0 | 10 | E | 9 | 10 | E | 9 | 6 | A | 7 | 3 | A | 7 | 81 | A | 7 | 1004 | E | 9 | 0 | A | 7 | 0 | A | 7 | 14500 | A | 7 | 840 | A | 7 | 1.1 | E | 8 | 0.066 | F | 8 | 0.17 | F | 8 | -9900 | -9900 | ? | 0
2004-11-27 | 7:00 | 0 | 0 | 0 | 2 | 0 | 0 | 2 | 0 | 0 | 2 | 0 | 0 | 2 | 0 | 0 | 2 | 0 | 0 | 2 | 0 | 0 | 2 | 0 | 8 | E | 9 | 8 | E | 9 | 6 | A | 7 | 3 | A | 7 | 81 | A | 7 | 1004 | E | 9 | 270 | A | 7 | 2.1 | A | 7 | 16100 | A | 7 | 690 | A | 7 | 1.1 | E | 8 | 0.066 | F | 8 | 0.17 | F | 8 | -9900 | -9900 | ? | 0
2004-11-27 | 8:00 | 30 | 761 | 0 | 2 | 8 | 0 | 2 | 15 | 0 | 2 | 8 | 0 | 2 | 8 | 0 | 2 | 15 | 0 | 2 | 8 | 0 | 2 | 19 | 10 | E | 9 | 10 | E | 9 | 6 | A | 7 | 3 | A | 7 | 81 | A | 7 | 1004 | E | 9 | 290 | A | 7 | 1.5 | A | 7 | 16100 | A | 7 | 1140 | A | 7 | 1 | E | 8 | 0.066 | F | 8 | 0.17 | F | 8 | -9900 | -9900 | ? | 0
2004-11-27 | 9:00 | 210 | 1405 | 62 | 2 | 8 | 93 | 2 | 15 | 48 | 2 | 8 | 6800 | 2 | 8 | 6400 | 2 | 15 | 5800 | 2 | 8 | 1020 | 2 | 19 | 4 | E | 9 | 4 | E | 9 | 6 | A | 7 | 4 | A | 7 | 87 | A | 7 | 1004 | E | 9 | 0 | A | 7 | 0 | A | 7 | 16100 | A | 7 | 77777 | A | 7 | 1 | E | 8 | 0.066 | F | 8 | 0.17 | F | 8 | -9900 | -9900 | ? | 0
2004-11-27 | 10:00 | 381 | 1405 | 218 | 2 | 8 | 486 | 2 | 15 | 86 | 2 | 8 | 22900 | 2 | 8 | 41500 | 2 | 15 | 11600 | 2 | 8 | 1590 | 2 | 19 | 0 | E | 9 | 0 | E | 9 | 8 | A | 7 | 4 | A | 7 | 76 | A | 7 | 1004 | E | 9 | 0 | A | 7 | 0 | A | 7 | 16100 | A | 7 | 77777 | A | 7 | 0.9 | E | 8 | 0.066 | F | 8 | 0.17 | F | 8 | -9900 | -9900 | ? | 0
2004-11-27 | 11:00 | 503 | 1405 | 319 | 2 | 8 | 683 | 2 | 15 | 74 | 2 | 8 | 33500 | 2 | 8 | 63600 | 2 | 15 | 10700 | 2 | 8 | 1460 | 2 | 19 | 0 | E | 9 | 0 | E | 9 | 11 | A | 7 | 5 | A | 7 | 66 | A | 7 | 1004 | E | 9 | 0 | A | 7 | 0 | A | 7 | 16100 | A | 7 | 77777 | A | 7 | 0.9 | E | 8 | 0.066 | F | 8 | 0.17 | F | 8 | -9900 | -9900 | ? | 0
2004-11-27 | 12:00 | 566 | 1405 | 365 | 2 | 8 | 537 | 2 | 15 | 147 | 2 | 8 | 38000 | 2 | 8 | 51600 | 2 | 15 | 17100 | 2 | 8 | 2920 | 2 | 19 | 0 | E | 9 | 0 | E | 9 | 11 | A | 7 | 4 | A | 7 | 62 | A | 7 | 1004 | E | 9 | 300 | A | 7 | 5.7 | A | 7 | 16100 | A | 7 | 77777 | A | 7 | 0.9 | E | 8 | 0.066 | F | 8 | 0.17 | F | 8 | -9900 | -9900 | ? | 0
2004-11-27 | 13:00 | 567 | 1405 | 197 | 2 | 8 | 61 | 2 | 15 | 172 | 2 | 8 | 21600 | 2 | 8 | 5900 | 2 | 15 | 19200 | 2 | 8 | 4790 | 2 | 19 | 3 | E | 9 | 3 | E | 9 | 12 | A | 7 | 4 | A | 7 | 58 | A | 7 | 1004 | E | 9 | 300 | A | 7 | 6.2 | A | 7 | 16100 | A | 7 | 77777 | A | 7 | 0.8 | E | 8 | 0.066 | F | 8 | 0.17 | F | 8 | -9900 | -9900 | ? | 0
2004-11-27 | 14:00 | 505 | 1405 | 168 | 2 | 8 | 31 | 2 | 15 | 157 | 2 | 8 | 18400 | 2 | 8 | 2900 | 2 | 15 | 17400 | 2 | 8 | 4210 | 2 | 19 | 4 | E | 9 | 4 | E | 9 | 12 | A | 7 | 4 | A | 7 | 58 | A | 7 | 1004 | E | 9 | 290 | A | 7 | 3.6 | A | 7 | 16100 | A | 7 | 77777 | A | 7 | 0.8 | E | 8 | 0.066 | F | 8 | 0.17 | F | 8 | -9900 | -9900 | ? | 0
2004-11-27 | 15:00 | 385 | 1405 | 194 | 2 | 8 | 228 | 2 | 15 | 132 | 2 | 8 | 20200 | 2 | 8 | 19800 | 2 | 15 | 14800 | 2 | 8 | 2750 | 2 | 19 | 0 | E | 9 | 0 | E | 9 | 10 | A | 7 | 4 | A | 7 | 66 | A | 7 | 1004 | E | 9 | 310 | A | 7 | 3.6 | A | 7 | 16100 | A | 7 | 77777 | A | 7 | 0.8 | E | 8 | 0.066 | F | 8 | 0.17 | F | 8 | -9900 | -9900 | ? | 0
2004-11-27 | 16:00 | 215 | 1405 | 132 | 2 | 8 | 286 | 2 | 15 | 88 | 2 | 8 | 13400 | 2 | 8 | 18200 | 2 | 15 | 10600 | 2 | 8 | 1860 | 2 | 19 | 0 | E | 9 | 0 | E | 9 | 9 | A | 7 | 3 | A | 7 | 66 | A | 7 | 1004 | E | 9 | 310 | A | 7 | 3.6 | A | 7 | 16100 | A | 7 | 77777 | A | 7 | 0.8 | E | 8 | 0.066 | F | 8 | 0.17 | F | 8 | -9900 | -9900 | ? | 0
2004-11-27 | 17:00 | 33 | 808 | 2 | 2 | 8 | 65 | 2 | 15 | 1 | 2 | 8 | 400 | 2 | 8 | 3600 | 2 | 15 | 300 | 2 | 8 | 40 | 2 | 19 | 0 | E | 9 | 0 | E | 9 | 8 | A | 7 | 1 | A | 7 | 61 | A | 7 | 1004 | E | 9 | 310 | A | 7 | 3.1 | A | 7 | 16100 | A | 7 | 77777 | A | 7 | 0.8 | E | 8 | 0.066 | F | 8 | 0.17 | F | 8 | -9900 | -9900 | ? | 0
2004-11-27 | 18:00 | 0 | 0 | 0 | 2 | 0 | 0 | 2 | 0 | 0 | 2 | 0 | 0 | 2 | 0 | 0 | 2 | 0 | 0 | 2 | 0 | 0 | 2 | 0 | 0 | E | 9 | 0 | E | 9 | 4 | A | 7 | 1 | A | 7 | 81 | A | 7 | 1004 | E | 9 | 310 | A | 7 | 3.1 | A | 7 | 16100 | A | 7 | 77777 | A | 7 | 0.8 | E | 8 | 0.066 | F | 8 | 0.17 | F | 8 | -9900 | -9900 | ? | 0
2004-11-27 | 19:00 | 0 | 0 | 0 | 2 | 0 | 0 | 2 | 0 | 0 | 2 | 0 | 0 | 2 | 0 | 0 | 2 | 0 | 0 | 2 | 0 | 0 | 2 | 0 | 0 | E | 9 | 0 | E | 9 | 6 | A | 7 | 1 | A | 7 | 70 | A | 7 | 1004 | E | 9 | 310 | A | 7 | 4.1 | A | 7 | 16100 | A | 7 | 77777 | A | 7 | 0.8 | E | 8 | 0.066 | F | 8 | 0.17 | F | 8 | -9900 | -9900 | ? | 0
2004-11-27 | 20:00 | 0 | 0 | 0 | 2 | 0 | 0 | 2 | 0 | 0 | 2 | 0 | 0 | 2 | 0 | 0 | 2 | 0 | 0 | 2 | 0 | 0 | 2 | 0 | 0 | B | 8 | 0 | B | 8 | 4.1 | B | 8 | 0.1 | B | 8 | 75 | A | 7 | 1004 | E | 9 | 310 | B | 8 | 3.9 | B | 8 | -9900 | ? | 0 | 77777 | B | 8 | 0.8 | E | 8 | 0.066 | F | 8 | 0.17 | F | 8 | -9900 | -9900 | ? | 0
2004-11-27 | 21:00 | 0 | 0 | 0 | 2 | 0 | 0 | 2 | 0 | 0 | 2 | 0 | 0 | 2 | 0 | 0 | 2 | 0 | 0 | 2 | 0 | 0 | 2 | 0 | 0 | E | 9 | 0 | E | 9 | 2 | A | 7 | -1 | A | 7 | 80 | A | 7 | 1004 | E | 9 | 300 | A | 7 | 3.6 | A | 7 | 16100 | A | 7 | 77777 | A | 7 | 0.8 | E | 8 | 0.066 | F | 8 | 0.17 | F | 8 | -9900 | -9900 | ? | 0
2004-11-27 | 22:00 | 0 | 0 | 0 | 2 | 0 | 0 | 2 | 0 | 0 | 2 | 0 | 0 | 2 | 0 | 0 | 2 | 0 | 0 | 2 | 0 | 0 | 2 | 0 | 0 | E | 9 | 0 | E | 9 | 1 | A | 7 | -2 | A | 7 | 79 | A | 7 | 1004 | E | 9 | 0 | A | 7 | 0 | A | 7 | 16100 | A | 7 | 77777 | A | 7 | 0.8 | E | 8 | 0.066 | F | 8 | 0.17 | F | 8 | -9900 | -9900 | ? | 0
2004-11-27 | 23:00 | 0 | 0 | 0 | 2 | 0 | 0 | 2 | 0 | 0 | 2 | 0 | 0 | 2 | 0 | 0 | 2 | 0 | 0 | 2 | 0 | 0 | 2 | 0 | 0 | E | 9 | 0 | E | 9 | 1 | A | 7 | -2 | A | 7 | 79 | A | 7 | 1004 | E | 9 | 0 | A | 7 | 0 | A | 7 | 16100 | A | 7 | 77777 | A | 7 | 0.8 | E | 8 | 0.066 | F | 8 | 0.17 | F | 8 | -9900 | -9900 | ? | 0
2004-11-27 | 24:00 | 0 | 0 | 0 | 2 | 0 | 0 | 2 | 0 | 0 | 2 | 0 | 0 | 2 | 0 | 0 | 2 | 0 | 0 | 2 | 0 | 0 | 2 | 0 | 0 | E | 9 | 0 | E | 9 | -2 | A | 7 | -4 | A | 7 | 85 | A | 7 | 1004 | E | 9 | 260 | A | 7 | 1.5 | A | 7 | 16100 | A | 7 | 77777 | A | 7 | 0.8 | E | 8 | 0.066 | F | 8 | 0.17 | F | 8 | -9900 | -9900 | ? | 0
2004-11-28 | 1:00 | 0 | 0 | 0 | 2 | 0 | 0 | 2 | 0 | 0 | 2 | 0 | 0 | 2 | 0 | 0 | 2 | 0 | 0 | 2 | 0 | 0 | 2 | 0 | 0 | E | 9 | 0 | E | 9 | -1 | A | 7 | -2 | A | 7 | 92 | A | 7 | 1004 | E | 9 | 60 | A | 7 | 1.5 | A | 7 | 16100 | A | 7 | 77777 | A | 7 | 0.8 | E | 8 | 0.066 | F | 8 | 0.17 | F | 8 | -9900 | -9900 | ? | 0
2004-11-28 | 2:00 | 0 | 0 | 0 | 2 | 0 | 0 | 2 | 0 | 0 | 2 | 0 | 0 | 2 | 0 | 0 | 2 | 0 | 0 | 2 | 0 | 0 | 2 | 0 | 0 | E | 9 | 0 | E | 9 | -3 | A | 7 | -5 | A | 7 | 84 | A | 7 | 1004 | E | 9 | 0 | A | 7 | 0 | A | 7 | 11300 | A | 7 | 77777 | A | 7 | 0.8 | E | 8 | 0.066 | F | 8 | 0.17 | F | 8 | -9900 | -9900 | ? | 0
2004-11-28 | 3:00 | 0 | 0 | 0 | 2 | 0 | 0 | 2 | 0 | 0 | 2 | 0 | 0 | 2 | 0 | 0 | 2 | 0 | 0 | 2 | 0 | 0 | 2 | 0 | 0 | E | 9 | 0 | E | 9 | -2 | A | 7 | -3 | A | 7 | 92 | A | 7 | 1004 | E | 9 | 0 | A | 7 | 0 | A | 7 | 16100 | A | 7 | 77777 | A | 7 | 0.7 | E | 8 | 0.066 | F | 8 | 0.17 | F | 8 | -9900 | -9900 | ? | 0
2004-11-28 | 4:00 | 0 | 0 | 0 | 2 | 0 | 0 | 2 | 0 | 0 | 2 | 0 | 0 | 2 | 0 | 0 | 2 | 0 | 0 | 2 | 0 | 0 | 2 | 0 | 0 | E | 9 | 0 | E | 9 | -3 | A | 7 | -6 | A | 7 | 77 | A | 7 | 1004 | E | 9 | 0 | A | 7 | 0 | A | 7 | 16100 | A | 7 | 77777 | A | 7 | 0.7 | E | 8 | 0.066 | F | 8 | 0.17 | F | 8 | -9900 | -9900 | ? | 0
2004-11-28 | 5:00 | 0 | 0 | 0 | 2 | 0 | 0 | 2 | 0 | 0 | 2 | 0 | 0 | 2 | 0 | 0 | 2 | 0 | 0 | 2 | 0 | 0 | 2 | 0 | 0 | E | 9 | 0 | E | 9 | -4 | A | 7 | -5 | A | 7 | 92 | A | 7 | 1004 | E | 9 | 0 | A | 7 | 0 | A | 7 | 4800 | A | 7 | 77777 | A | 7 | 0.7 | E | 8 | 0.066 | F | 8 | 0.17 | F | 8 | -9900 | -9900 | ? | 0
2004-11-28 | 6:00 | 0 | 0 | 0 | 2 | 0 | 0 | 2 | 0 | 0 | 2 | 0 | 0 | 2 | 0 | 0 | 2 | 0 | 0 | 2 | 0 | 0 | 2 | 0 | 10 | E | 9 | 10 | E | 9 | -2 | A | 7 | -3 | A | 7 | 92 | A | 7 | 1004 | E | 9 | 0 | A | 7 | 0 | A | 7 | 400 | A | 7 | 30 | A | 7 | 0.7 | E | 8 | 0.066 | F | 8 | 0.17 | F | 8 | -9900 | -9900 | ? | 0
2004-11-28 | 7:00 | 0 | 0 | 0 | 2 | 0 | 0 | 2 | 0 | 0 | 2 | 0 | 0 | 2 | 0 | 0 | 2 | 0 | 0 | 2 | 0 | 0 | 2 | 0 | 10 | E | 9 | 10 | E | 9 | -2 | A | 7 | -3 | A | 7 | 92 | A | 7 | 1004 | E | 9 | 0 | A | 7 | 0 | A | 7 | 400 | A | 7 | 30 | A | 7 | 0.7 | E | 8 | 0.066 | F | 8 | 0.17 | F | 8 | -9900 | -9900 | ? | 0
2004-11-28 | 8:00 | 28 | 738 | 0 | 2 | 8 | 0 | 2 | 15 | 0 | 2 | 8 | 0 | 2 | 8 | 0 | 2 | 15 | 0 | 2 | 8 | 0 | 2 | 19 | 10 | E | 9 | 10 | E | 9 | -3 | A | 7 | -4 | A | 7 | 92 | A | 7 | 1004 | E | 9 | 0 | A | 7 | 0 | A | 7 | 400 | A | 7 | 30 | A | 7 | 0.7 | E | 8 | 0.066 | F | 8 | 0.17 | F | 8 | -9900 | -9900 | ? | 0
2004-11-28 | 9:00 | 205 | 1406 | 44 | 2 | 8 | 0 | 2 | 15 | 44 | 2 | 8 | 5000 | 2 | 8 | 0 | 2 | 15 | 5000 | 2 | 8 | 1530 | 2 | 19 | 10 | E | 9 | 10 | E | 9 | -2 | A | 7 | -3 | A | 7 | 92 | A | 7 | 1004 | E | 9 | 0 | A | 7 | 0 | A | 7 | 400 | A | 7 | 30 | A | 7 | 0.7 | E | 8 | 0.066 | F | 8 | 0.17 | F | 8 | -9900 | -9900 | ? | 0
2004-11-28 | 10:00 | 376 | 1406 | 99 | 2 | 8 | 11 | 2 | 15 | 96 | 2 | 8 | 11100 | 2 | 8 | 600 | 2 | 15 | 10900 | 2 | 8 | 3430 | 2 | 19 | 10 | E | 9 | 10 | E | 9 | -1 | A | 7 | -2 | A | 7 | 92 | A | 7 | 1004 | E | 9 | 270 | A | 7 | 1.5 | A | 7 | 400 | A | 7 | 30 | A | 7 | 0.7 | E | 8 | 0.066 | F | 8 | 0.17 | F | 8 | -9900 | -9900 | ? | 0
2004-11-28 | 11:00 | 499 | 1406 | 167 | 2 | 8 | 29 | 2 | 15 | 157 | 2 | 8 | 18300 | 2 | 8 | 2700 | 2 | 15 | 17300 | 2 | 8 | 4180 | 2 | 19 | 10 | B | 8 | 10 | B | 8 | 0.1 | B | 8 | -0.9 | B | 8 | 92 | A | 7 | 1004 | E | 9 | 320 | B | 8 | 0.8 | B | 8 | -9900 | ? | 0 | 30 | B | 8 | 0.8 | E | 8 | 0.066 | F | 8 | 0.17 | F | 8 | -9900 | -9900 | ? | 0
2004-11-28 | 12:00 | 563 | 1406 | 159 | 2 | 8 | 12 | 2 | 15 | 154 | 2 | 8 | 17900 | 2 | 8 | 900 | 2 | 15 | 17600 | 2 | 8 | 5850 | 2 | 19 | 10 | E | 9 | 10 | E | 9 | 1 | A | 7 | 0 | A | 7 | 93 | A | 7 | 1004 | E | 9 | 0 | A | 7 | 0 | A | 7 | 400 | A | 7 | 30 | A | 7 | 0.8 | E | 8 | 0.066 | F | 8 | 0.17 | F | 8 | -9900 | -9900 | ? | 0
2004-11-28 | 13:00 | 564 | 1406 | 146 | 2 | 8 | 0 | 2 | 15 | 146 | 2 | 8 | 16600 | 2 | 8 | 0 | 2 | 15 | 16600 | 2 | 8 | 5650 | 2 | 19 | 10 | E | 9 | 10 | E | 9 | 2 | A | 7 | 1 | A | 7 | 93 | A | 7 | 1004 | E | 9 | 0 | A | 7 | 0 | A | 7 | 800 | A | 7 | 30 | A | 7 | 0.8 | E | 8 | 0.066 | F | 8 | 0.17 | F | 8 | -9900 | -9900 | ? | 0
2004-11-28 | 14:00 | 502 | 1406 | 175 | 2 | 8 | 44 | 2 | 15 | 160 | 2 | 8 | 19300 | 2 | 8 | 4200 | 2 | 15 | 17800 | 2 | 8 | 4250 | 2 | 19 | 10 | E | 9 | 10 | E | 9 | 4 | A | 7 | 1 | A | 7 | 81 | A | 7 | 1004 | E | 9 | 60 | A | 7 | 1.5 | A | 7 | 1600 | A | 7 | 30 | A | 7 | 0.8 | E | 8 | 0.066 | F | 8 | 0.17 | F | 8 | -9900 | -9900 | ? | 0
2004-11-28 | 15:00 | 382 | 1406 | 93 | 2 | 8 | 0 | 2 | 15 | 93 | 2 | 8 | 10500 | 2 | 8 | 0 | 2 | 15 | 10500 | 2 | 8 | 3380 | 2 | 19 | 10 | E | 9 | 10 | E | 9 | 2 | A | 7 | 1 | A | 7 | 93 | A | 7 | 1004 | E | 9 | 110 | A | 7 | 1.5 | A | 7 | 400 | A | 7 | 30 | A | 7 | 0.8 | E | 8 | 0.066 | F | 8 | 0.17 | F | 8 | -9900 | -9900 | ? | 0
2004-11-28 | 16:00 | 213 | 1406 | 17 | 2 | 8 | 0 | 2 | 15 | 17 | 2 | 8 | 2100 | 2 | 8 | 0 | 2 | 15 | 2100 | 2 | 8 | 700 | 2 | 19 | 10 | E | 9 | 10 | E | 9 | 2 | A | 7 | 1 | A | 7 | 93 | A | 7 | 1004 | E | 9 | 0 | A | 7 | 0 | A | 7 | 400 | A | 7 | 30 | A | 7 | 0.8 | E | 8 | 0.066 | F | 8 | 0.17 | F | 8 | -9900 | -9900 | ? | 0
2004-11-28 | 17:00 | 32 | 808 | 0 | 2 | 8 | 0 | 2 | 15 | 0 | 2 | 8 | 0 | 2 | 8 | 0 | 2 | 15 | 0 | 2 | 8 | 0 | 2 | 19 | 10 | E | 9 | 10 | E | 9 | 2 | A | 7 | 1 | A | 7 | 93 | A | 7 | 1004 | E | 9 | 300 | A | 7 | 1.5 | A | 7 | 1200 | A | 7 | 30 | A | 7 | 0.8 | E | 8 | 0.066 | F | 8 | 0.17 | F | 8 | -9900 | -9900 | ? | 0
2004-11-28 | 18:00 | 0 | 0 | 0 | 2 | 0 | 0 | 2 | 0 | 0 | 2 | 0 | 0 | 2 | 0 | 0 | 2 | 0 | 0 | 2 | 0 | 0 | 2 | 0 | 10 | E | 9 | 10 | E | 9 | 2 | A | 7 | 1 | A | 7 | 93 | A | 7 | 1004 | E | 9 | 0 | A | 7 | 0 | A | 7 | 2000 | A | 7 | 30 | A | 7 | 0.8 | E | 8 | 0.066 | F | 8 | 0.17 | F | 8 | -9900 | -9900 | ? | 0
2004-11-28 | 19:00 | 0 | 0 | 0 | 2 | 0 | 0 | 2 | 0 | 0 | 2 | 0 | 0 | 2 | 0 | 0 | 2 | 0 | 0 | 2 | 0 | 0 | 2 | 0 | 10 | E | 9 | 10 | E | 9 | 2 | A | 7 | 1 | A | 7 | 93 | A | 7 | 1004 | E | 9 | 10 | A | 7 | 1.5 | A | 7 | 400 | A | 7 | 30 | A | 7 | 0.8 | E | 8 | 0.066 | F | 8 | 0.17 | F | 8 | -9900 | -9900 | ? | 0
2004-11-28 | 20:00 | 0 | 0 | 0 | 2 | 0 | 0 | 2 | 0 | 0 | 2 | 0 | 0 | 2 | 0 | 0 | 2 | 0 | 0 | 2 | 0 | 0 | 2 | 0 | 10 | E | 9 | 10 | E | 9 | 1 | A | 7 | 0 | A | 7 | 93 | A | 7 | 1004 | E | 9 | 0 | A | 7 | 0 | A | 7 | 800 | A | 7 | 30 | A | 7 | 0.8 | E | 8 | 0.066 | F | 8 | 0.17 | F | 8 | -9900 | -9900 | ? | 0
2004-11-28 | 21:00 | 0 | 0 | 0 | 2 | 0 | 0 | 2 | 0 | 0 | 2 | 0 | 0 | 2 | 0 | 0 | 2 | 0 | 0 | 2 | 0 | 0 | 2 | 0 | 10 | E | 9 | 10 | E | 9 | 1 | A | 7 | -1 | A | 7 | 86 | A | 7 | 1004 | E | 9 | 0 | A | 7 | 0 | A | 7 | 1200 | A | 7 | 30 | A | 7 | 0.8 | E | 8 | 0.066 | F | 8 | 0.17 | F | 8 | -9900 | -9900 | ? | 0
2004-11-28 | 22:00 | 0 | 0 | 0 | 2 | 0 | 0 | 2 | 0 | 0 | 2 | 0 | 0 | 2 | 0 | 0 | 2 | 0 | 0 | 2 | 0 | 0 | 2 | 0 | 10 | E | 9 | 10 | E | 9 | 1 | A | 7 | 0 | A | 7 | 93 | A | 7 | 1004 | E | 9 | 320 | A | 7 | 1.5 | A | 7 | 1600 | A | 7 | 30 | A | 7 | 0.8 | E | 8 | 0.066 | F | 8 | 0.17 | F | 8 | -9900 | -9900 | ? | 0
2004-11-28 | 23:00 | 0 | 0 | 0 | 2 | 0 | 0 | 2 | 0 | 0 | 2 | 0 | 0 | 2 | 0 | 0 | 2 | 0 | 0 | 2 | 0 | 0 | 2 | 0 | 10 | E | 9 | 10 | E | 9 | 1 | A | 7 | 0 | A | 7 | 93 | A | 7 | 1004 | E | 9 | 50 | A | 7 | 2.1 | A | 7 | 2800 | A | 7 | 30 | A | 7 | 0.8 | E | 8 | 0.066 | F | 8 | 0.17 | F | 8 | -9900 | -9900 | ? | 0
2004-11-28 | 24:00 | 0 | 0 | 0 | 2 | 0 | 0 | 2 | 0 | 0 | 2 | 0 | 0 | 2 | 0 | 0 | 2 | 0 | 0 | 2 | 0 | 0 | 2 | 0 | 10 | E | 9 | 10 | E | 9 | 1 | A | 7 | 0 | A | 7 | 93 | A | 7 | 1004 | E | 9 | 0 | A | 7 | 0 | A | 7 | 4800 | A | 7 | 30 | A | 7 | 0.8 | E | 8 | 0.066 | F | 8 | 0.17 | F | 8 | -9900 | -9900 | ? | 0
2004-11-29 | 1:00 | 0 | 0 | 0 | 2 | 0 | 0 | 2 | 0 | 0 | 2 | 0 | 0 | 2 | 0 | 0 | 2 | 0 | 0 | 2 | 0 | 0 | 2 | 0 | 10 | E | 9 | 10 | E | 9 | 1 | A | 7 | 0 | A | 7 | 93 | A | 7 | 1004 | E | 9 | 30 | A | 7 | 1.5 | A | 7 | 4800 | A | 7 | 30 | A | 7 | 0.7 | E | 8 | 0.066 | F | 8 | 0.17 | F | 8 | -9900 | -9900 | ? | 0
2004-11-29 | 2:00 | 0 | 0 | 0 | 2 | 0 | 0 | 2 | 0 | 0 | 2 | 0 | 0 | 2 | 0 | 0 | 2 | 0 | 0 | 2 | 0 | 0 | 2 | 0 | 10 | E | 9 | 10 | E | 9 | 1 | A | 7 | 0 | A | 7 | 93 | A | 7 | 1004 | E | 9 | 0 | A | 7 | 0 | A | 7 | 2000 | A | 7 | 30 | A | 7 | 0.7 | E | 8 | 0.066 | F | 8 | 0.17 | F | 8 | -9900 | -9900 | ? | 0
2004-11-29 | 3:00 | 0 | 0 | 0 | 2 | 0 | 0 | 2 | 0 | 0 | 2 | 0 | 0 | 2 | 0 | 0 | 2 | 0 | 0 | 2 | 0 | 0 | 2 | 0 | 10 | E | 9 | 10 | E | 9 | 1 | A | 7 | -1 | A | 7 | 86 | A | 7 | 1004 | E | 9 | 50 | A | 7 | 1.5 | A | 7 | 800 | A | 7 | 30 | A | 7 | 0.7 | E | 8 | 0.066 | F | 8 | 0.17 | F | 8 | -9900 | -9900 | ? | 0
2004-11-29 | 4:00 | 0 | 0 | 0 | 2 | 0 | 0 | 2 | 0 | 0 | 2 | 0 | 0 | 2 | 0 | 0 | 2 | 0 | 0 | 2 | 0 | 0 | 2 | 0 | 10 | E | 9 | 10 | E | 9 | 1 | A | 7 | -1 | A | 7 | 86 | A | 7 | 1004 | E | 9 | 0 | A | 7 | 0 | A | 7 | 800 | A | 7 | 30 | A | 7 | 0.7 | E | 8 | 0.066 | F | 8 | 0.17 | F | 8 | -9900 | -9900 | ? | 0
2004-11-29 | 5:00 | 0 | 0 | 0 | 2 | 0 | 0 | 2 | 0 | 0 | 2 | 0 | 0 | 2 | 0 | 0 | 2 | 0 | 0 | 2 | 0 | 0 | 2 | 0 | 10 | E | 9 | 10 | E | 9 | 1 | A | 7 | -1 | A | 7 | 86 | A | 7 | 1004 | E | 9 | 0 | A | 7 | 0 | A | 7 | 3200 | A | 7 | 30 | A | 7 | 0.7 | E | 8 | 0.066 | F | 8 | 0.17 | F | 8 | -9900 | -9900 | ? | 0
2004-11-29 | 6:00 | 0 | 0 | 0 | 2 | 0 | 0 | 2 | 0 | 0 | 2 | 0 | 0 | 2 | 0 | 0 | 2 | 0 | 0 | 2 | 0 | 0 | 2 | 0 | 10 | E | 9 | 10 | E | 9 | 1 | A | 7 | -1 | A | 7 | 86 | A | 7 | 1004 | E | 9 | 0 | A | 7 | 0 | A | 7 | 6400 | A | 7 | 30 | A | 7 | 0.7 | E | 8 | 0.066 | F | 8 | 0.17 | F | 8 | -9900 | -9900 | ? | 0
2004-11-29 | 7:00 | 0 | 0 | 0 | 2 | 0 | 0 | 2 | 0 | 0 | 2 | 0 | 0 | 2 | 0 | 0 | 2 | 0 | 0 | 2 | 0 | 0 | 2 | 0 | 10 | E | 9 | 10 | E | 9 | 1 | A | 7 | -1 | A | 7 | 86 | A | 7 | 1004 | E | 9 | 190 | A | 7 | 2.1 | A | 7 | 11300 | A | 7 | 90 | A | 7 | 0.7 | E | 8 | 0.066 | F | 8 | 0.17 | F | 8 | -9900 | -9900 | ? | 0
2004-11-29 | 8:00 | 26 | 715 | 0 | 2 | 8 | 0 | 2 | 15 | 0 | 2 | 8 | 0 | 2 | 8 | 0 | 2 | 15 | 0 | 2 | 8 | 0 | 2 | 19 | 10 | E | 9 | 10 | E | 9 | 1 | A | 7 | -1 | A | 7 | 86 | A | 7 | 1004 | E | 9 | 190 | A | 7 | 2.1 | A | 7 | 8000 | A | 7 | 60 | A | 7 | 0.8 | E | 8 | 0.066 | F | 8 | 0.17 | F | 8 | -9900 | -9900 | ? | 0
2004-11-29 | 9:00 | 201 | 1406 | 17 | 2 | 8 | 0 | 2 | 15 | 17 | 2 | 8 | 2100 | 2 | 8 | 0 | 2 | 15 | 2100 | 2 | 8 | 690 | 2 | 19 | 10 | E | 9 | 10 | E | 9 | 1 | A | 7 | -1 | A | 7 | 86 | A | 7 | 1004 | E | 9 | 100 | A | 7 | 1.5 | A | 7 | 14500 | A | 7 | 120 | A | 7 | 0.8 | E | 8 | 0.066 | F | 8 | 0.17 | F | 8 | -9900 | -9900 | ? | 0
2004-11-29 | 10:00 | 372 | 1406 | 104 | 2 | 8 | 33 | 2 | 15 | 95 | 2 | 8 | 11400 | 2 | 8 | 2900 | 2 | 15 | 10600 | 2 | 8 | 2490 | 2 | 19 | 10 | E | 9 | 10 | E | 9 | 2 | A | 7 | -1 | A | 7 | 80 | A | 7 | 1004 | E | 9 | 120 | A | 7 | 1.5 | A | 7 | 16100 | A | 7 | 150 | A | 7 | 0.8 | E | 8 | 0.066 | F | 8 | 0.17 | F | 8 | -9900 | -9900 | ? | 0
2004-11-29 | 11:00 | 495 | 1406 | 70 | 2 | 8 | 0 | 2 | 15 | 70 | 2 | 8 | 8300 | 2 | 8 | 0 | 2 | 15 | 8300 | 2 | 8 | 3010 | 2 | 19 | 10 | E | 9 | 10 | E | 9 | 2 | A | 7 | -1 | A | 7 | 80 | A | 7 | 1004 | E | 9 | 0 | A | 7 | 0 | A | 7 | 16100 | A | 7 | 240 | A | 7 | 0.9 | E | 8 | 0.066 | F | 8 | 0.17 | F | 8 | -9900 | -9900 | ? | 0
2004-11-29 | 12:00 | 559 | 1406 | 188 | 2 | 8 | 54 | 2 | 15 | 167 | 2 | 8 | 20700 | 2 | 8 | 5200 | 2 | 15 | 18600 | 2 | 8 | 4640 | 2 | 19 | 10 | E | 9 | 10 | E | 9 | 4 | A | 7 | -1 | A | 7 | 69 | A | 7 | 1004 | E | 9 | 0 | A | 7 | 0 | A | 7 | 16100 | A | 7 | 300 | A | 7 | 0.9 | E | 8 | 0.066 | F | 8 | 0.17 | F | 8 | -9900 | -9900 | ? | 0
2004-11-29 | 13:00 | 560 | 1406 | 273 | 2 | 8 | 250 | 2 | 15 | 173 | 2 | 8 | 28900 | 2 | 8 | 24700 | 2 | 15 | 19000 | 2 | 8 | 3710 | 2 | 19 | 10 | E | 9 | 10 | A | 7 | 4 | A | 7 | 0 | A | 7 | 75 | A | 7 | 1004 | E | 9 | 150 | A | 7 | 2.1 | A | 7 | 16100 | A | 7 | 300 | A | 7 | 0.9 | E | 8 | 0.066 | F | 8 | 0.17 | F | 8 | -9900 | -9900 | ? | 0
2004-11-29 | 14:00 | 499 | 1406 | 330 | 2 | 8 | 514 | 2 | 15 | 146 | 2 | 8 | 33800 | 2 | 8 | 47700 | 2 | 15 | 16800 | 2 | 8 | 2870 | 2 | 19 | 10 | E | 9 | 10 | A | 7 | 4 | A | 7 | 0 | A | 7 | 75 | A | 7 | 1004 | E | 9 | 0 | A | 7 | 0 | A | 7 | 16100 | A | 7 | 300 | A | 7 | 0.9 | E | 8 | 0.066 | F | 8 | 0.17 | F | 8 | -9900 | -9900 | ? | 0
2004-11-29 | 15:00 | 380 | 1406 | 136 | 2 | 8 | 67 | 2 | 15 | 117 | 2 | 8 | 14800 | 2 | 8 | 6000 | 2 | 15 | 13200 | 2 | 8 | 2940 | 2 | 19 | 9 | E | 9 | 9 | A | 7 | 5 | A | 7 | 1 | A | 7 | 75 | A | 7 | 1004 | E | 9 | 80 | A | 7 | 1.5 | A | 7 | 16100 | A | 7 | 360 | A | 7 | 0.9 | E | 8 | 0.066 | F | 8 | 0.17 | F | 8 | -9900 | -9900 | ? | 0
2004-11-29 | 16:00 | 211 | 1406 | 136 | 2 | 8 | 208 | 2 | 15 | 104 | 2 | 8 | 13500 | 2 | 8 | 13000 | 2 | 15 | 11600 | 2 | 8 | 2330 | 2 | 19 | 0 | E | 9 | 0 | A | 7 | 5 | A | 7 | 1 | A | 7 | 75 | A | 7 | 1004 | E | 9 | 30 | A | 7 | 1.5 | A | 7 | 16100 | A | 7 | 77777 | A | 7 | 0.9 | E | 8 | 0.066 | F | 8 | 0.17 | F | 8 | -9900 | -9900 | ? | 0
2004-11-29 | 17:00 | 31 | 785 | 2 | 2 | 8 | 45 | 2 | 15 | 1 | 2 | 8 | 300 | 2 | 8 | 2500 | 2 | 15 | 200 | 2 | 8 | 40 | 2 | 19 | 10 | E | 9 | 10 | E | 9 | 3 | A | 7 | 0 | A | 7 | 81 | A | 7 | 1004 | E | 9 | 120 | A | 7 | 2.1 | A | 7 | 16100 | A | 7 | 77777 | A | 7 | 1.1 | E | 8 | 0.066 | F | 8 | 0.17 | F | 8 | -9900 | -9900 | ? | 0
2004-11-29 | 18:00 | 0 | 0 | 0 | 2 | 0 | 0 | 2 | 0 | 0 | 2 | 0 | 0 | 2 | 0 | 0 | 2 | 0 | 0 | 2 | 0 | 0 | 2 | 0 | 10 | E | 9 | 10 | E | 9 | 2 | A | 7 | 0 | A | 7 | 87 | A | 7 | 1004 | E | 9 | 140 | A | 7 | 2.1 | A | 7 | 16100 | A | 7 | 240 | A | 7 | 1.2 | E | 8 | 0.066 | F | 8 | 0.17 | F | 8 | -9900 | -9900 | ? | 0
2004-11-29 | 19:00 | 0 | 0 | 0 | 2 | 0 | 0 | 2 | 0 | 0 | 2 | 0 | 0 | 2 | 0 | 0 | 2 | 0 | 0 | 2 | 0 | 0 | 2 | 0 | 10 | E | 9 | 10 | E | 9 | 3 | A | 7 | 0 | A | 7 | 81 | A | 7 | 1004 | E | 9 | 0 | A | 7 | 0 | A | 7 | 16100 | A | 7 | 1140 | A | 7 | 1.3 | E | 8 | 0.066 | F | 8 | 0.17 | F | 8 | -9900 | -9900 | ? | 0
2004-11-29 | 20:00 | 0 | 0 | 0 | 2 | 0 | 0 | 2 | 0 | 0 | 2 | 0 | 0 | 2 | 0 | 0 | 2 | 0 | 0 | 2 | 0 | 0 | 2 | 0 | 10 | E | 9 | 10 | E | 9 | 2 | A | 7 | 1 | A | 7 | 93 | A | 7 | 1004 | E | 9 | 0 | A | 7 | 0 | A | 7 | 14500 | A | 7 | 960 | A | 7 | 1.4 | E | 8 | 0.066 | F | 8 | 0.17 | F | 8 | -9900 | -9900 | ? | 0
2004-11-29 | 21:00 | 0 | 0 | 0 | 2 | 0 | 0 | 2 | 0 | 0 | 2 | 0 | 0 | 2 | 0 | 0 | 2 | 0 | 0 | 2 | 0 | 0 | 2 | 0 | 10 | E | 9 | 9 | E | 9 | 3 | A | 7 | 1 | A | 7 | 87 | A | 7 | 1004 | E | 9 | 0 | A | 7 | 0 | A | 7 | 14500 | A | 7 | 900 | A | 7 | 1.5 | E | 8 | 0.066 | F | 8 | 0.17 | F | 8 | 1 | 1 | A | 7
2004-11-29 | 22:00 | 0 | 0 | 0 | 2 | 0 | 0 | 2 | 0 | 0 | 2 | 0 | 0 | 2 | 0 | 0 | 2 | 0 | 0 | 2 | 0 | 0 | 2 | 0 | 10 | E | 9 | 10 | E | 9 | 3 | A | 7 | 1 | A | 7 | 87 | A | 7 | 1004 | E | 9 | 0 | A | 7 | 0 | A | 7 | 8000 | A | 7 | 840 | A | 7 | 1.6 | E | 8 | 0.066 | F | 8 | 0.17 | F | 8 | 0 | 1 | A | 7
2004-11-29 | 23:00 | 0 | 0 | 0 | 2 | 0 | 0 | 2 | 0 | 0 | 2 | 0 | 0 | 2 | 0 | 0 | 2 | 0 | 0 | 2 | 0 | 0 | 2 | 0 | 10 | E | 9 | 10 | E | 9 | 3 | A | 7 | 2 | A | 7 | 93 | A | 7 | 1004 | E | 9 | 0 | A | 7 | 0 | A | 7 | 11300 | A | 7 | 750 | A | 7 | 1.5 | E | 8 | 0.066 | F | 8 | 0.17 | F | 8 | 0 | 1 | A | 7
2004-11-29 | 24:00 | 0 | 0 | 0 | 2 | 0 | 0 | 2 | 0 | 0 | 2 | 0 | 0 | 2 | 0 | 0 | 2 | 0 | 0 | 2 | 0 | 0 | 2 | 0 | 10 | E | 9 | 10 | E | 9 | 5 | A | 7 | 3 | A | 7 | 87 | A | 7 | 1004 | E | 9 | 340 | A | 7 | 3.1 | A | 7 | 16100 | A | 7 | 660 | A | 7 | 1.5 | E | 8 | 0.066 | F | 8 | 0.17 | F | 8 | -9900 | -9900 | ? | 0
2004-11-30 | 1:00 | 0 | 0 | 0 | 2 | 0 | 0 | 2 | 0 | 0 | 2 | 0 | 0 | 2 | 0 | 0 | 2 | 0 | 0 | 2 | 0 | 0 | 2 | 0 | 10 | E | 9 | 10 | E | 9 | 6 | A | 7 | 3 | A | 7 | 81 | A | 7 | 1004 | E | 9 | 150 | A | 7 | 2.6 | A | 7 | 8000 | A | 7 | 930 | A | 7 | 1.4 | E | 8 | 0.066 | F | 8 | 0.17 | F | 8 | 0 | 1 | A | 7
2004-11-30 | 2:00 | 0 | 0 | 0 | 2 | 0 | 0 | 2 | 0 | 0 | 2 | 0 | 0 | 2 | 0 | 0 | 2 | 0 | 0 | 2 | 0 | 0 | 2 | 0 | 10 | E | 9 | 10 | E | 9 | 6 | A | 7 | 3 | A | 7 | 81 | A | 7 | 1004 | E | 9 | 180 | A | 7 | 5.1 | A | 7 | 16100 | A | 7 | 1320 | A | 7 | 1.4 | E | 8 | 0.066 | F | 8 | 0.17 | F | 8 | -9900 | -9900 | ? | 0
2004-11-30 | 3:00 | 0 | 0 | 0 | 2 | 0 | 0 | 2 | 0 | 0 | 2 | 0 | 0 | 2 | 0 | 0 | 2 | 0 | 0 | 2 | 0 | 0 | 2 | 0 | 8 | E | 9 | 8 | E | 9 | 4 | A | 7 | 3 | A | 7 | 93 | A | 7 | 1004 | E | 9 | 180 | A | 7 | 3.1 | A | 7 | 16100 | A | 7 | 960 | A | 7 | 1.3 | E | 8 | 0.066 | F | 8 | 0.17 | F | 8 | -9900 | -9900 | ? | 0
2004-11-30 | 4:00 | 0 | 0 | 0 | 2 | 0 | 0 | 2 | 0 | 0 | 2 | 0 | 0 | 2 | 0 | 0 | 2 | 0 | 0 | 2 | 0 | 0 | 2 | 0 | 10 | E | 9 | 10 | E | 9 | 6 | A | 7 | 3 | A | 7 | 81 | A | 7 | 1004 | E | 9 | 190 | A | 7 | 3.1 | A | 7 | 16100 | A | 7 | 60 | A | 7 | 1.3 | E | 8 | 0.066 | F | 8 | 0.17 | F | 8 | 1 | 6 | A | 7
2004-11-30 | 5:00 | 0 | 0 | 0 | 2 | 0 | 0 | 2 | 0 | 0 | 2 | 0 | 0 | 2 | 0 | 0 | 2 | 0 | 0 | 2 | 0 | 0 | 2 | 0 | 10 | E | 9 | 10 | E | 9 | 6 | A | 7 | 3 | A | 7 | 81 | A | 7 | 1004 | E | 9 | 150 | A | 7 | 1.5 | A | 7 | 16100 | A | 7 | 90 | A | 7 | 1.3 | E | 8 | 0.066 | F | 8 | 0.17 | F | 8 | -9900 | -9900 | ? | 0
2004-11-30 | 6:00 | 0 | 0 | 0 | 2 | 0 | 0 | 2 | 0 | 0 | 2 | 0 | 0 | 2 | 0 | 0 | 2 | 0 | 0 | 2 | 0 | 0 | 2 | 0 | 8 | E | 9 | 8 | E | 9 | 6 | A | 7 | 3 | A | 7 | 81 | A | 7 | 1004 | E | 9 | 190 | A | 7 | 1.5 | A | 7 | 16100 | A | 7 | 90 | A | 7 | 1.3 | E | 8 | 0.066 | F | 8 | 0.17 | F | 8 | -9900 | -9900 | ? | 0
2004-11-30 | 7:00 | 0 | 0 | 0 | 2 | 0 | 0 | 2 | 0 | 0 | 2 | 0 | 0 | 2 | 0 | 0 | 2 | 0 | 0 | 2 | 0 | 0 | 2 | 0 | 10 | E | 9 | 10 | E | 9 | 6 | A | 7 | 3 | A | 7 | 81 | A | 7 | 1004 | E | 9 | 0 | A | 7 | 0 | A | 7 | 11300 | A | 7 | 90 | A | 7 | 1.3 | E | 8 | 0.066 | F | 8 | 0.17 | F | 8 | -9900 | -9900 | ? | 0
2004-11-30 | 8:00 | 24 | 692 | 0 | 2 | 8 | 0 | 2 | 15 | 0 | 2 | 8 | 0 | 2 | 8 | 0 | 2 | 15 | 0 | 2 | 8 | 0 | 2 | 19 | 10 | E | 9 | 10 | E | 9 | 5 | A | 7 | 2 | A | 7 | 81 | A | 7 | 1004 | E | 9 | 0 | A | 7 | 0 | A | 7 | 3200 | A | 7 | 90 | A | 7 | 1.3 | E | 8 | 0.066 | F | 8 | 0.17 | F | 8 | -9900 | -9900 | ? | 0
2004-11-30 | 9:00 | 197 | 1407 | 40 | 2 | 8 | 10 | 2 | 15 | 38 | 2 | 8 | 4300 | 2 | 8 | 700 | 2 | 15 | 4200 | 2 | 8 | 970 | 2 | 19 | 10 | E | 9 | 10 | E | 9 | 6 | A | 7 | 4 | A | 7 | 87 | A | 7 | 1004 | E | 9 | 170 | A | 7 | 1.5 | A | 7 | 16100 | A | 7 | 90 | A | 7 | 1.3 | E | 8 | 0.066 | F | 8 | 0.17 | F | 8 | -9900 | -9900 | ? | 0
2004-11-30 | 10:00 | 368 | 1407 | 193 | 2 | 8 | 379 | 2 | 15 | 93 | 2 | 8 | 20000 | 2 | 8 | 31900 | 2 | 15 | 11600 | 2 | 8 | 1730 | 2 | 19 | 8 | E | 9 | 8 | E | 9 | 9 | A | 7 | 6 | A | 7 | 81 | A | 7 | 1004 | E | 9 | 180 | A | 7 | 4.1 | A | 7 | 16100 | A | 7 | 120 | A | 7 | 1.4 | E | 8 | 0.066 | F | 8 | 0.17 | F | 8 | -9900 | -9900 | ? | 0
2004-11-30 | 11:00 | 491 | 1407 | 237 | 2 | 8 | 262 | 2 | 15 | 145 | 2 | 8 | 25000 | 2 | 8 | 24900 | 2 | 15 | 16300 | 2 | 8 | 3010 | 2 | 19 | 10 | E | 9 | 10 | E | 9 | 10 | A | 7 | 7 | A | 7 | 82 | A | 7 | 1004 | E | 9 | 180 | A | 7 | 3.6 | A | 7 | 16100 | A | 7 | 240 | A | 7 | 1.4 | E | 8 | 0.066 | F | 8 | 0.17 | F | 8 | -9900 | -9900 | ? | 0
2004-11-30 | 12:00 | 555 | 1407 | 188 | 2 | 8 | 42 | 2 | 15 | 171 | 2 | 8 | 20600 | 2 | 8 | 4100 | 2 | 15 | 19000 | 2 | 8 | 4710 | 2 | 19 | 10 | E | 9 | 10 | E | 9 | 10 | A | 7 | 7 | A | 7 | 82 | A | 7 | 1004 | E | 9 | 180 | A | 7 | 5.7 | A | 7 | 16100 | A | 7 | 1140 | A | 7 | 1.5 | E | 8 | 0.066 | F | 8 | 0.17 | F | 8 | -9900 | -9900 | ? | 0
2004-11-30 | 13:00 | 557 | 1407 | 159 | 2 | 8 | 12 | 2 | 15 | 154 | 2 | 8 | 17900 | 2 | 8 | 900 | 2 | 15 | 17600 | 2 | 8 | 5810 | 2 | 19 | 10 | E | 9 | 10 | E | 9 | 11 | A | 7 | 7 | A | 7 | 76 | A | 7 | 1004 | E | 9 | 180 | A | 7 | 5.7 | A | 7 | 16100 | A | 7 | 1230 | A | 7 | 1.5 | E | 8 | 0.066 | F | 8 | 0.17 | F | 8 | -9900 | -9900 | ? | 0
2004-11-30 | 14:00 | 497 | 1407 | 232 | 2 | 8 | 195 | 2 | 15 | 163 | 2 | 8 | 25100 | 2 | 8 | 18600 | 2 | 15 | 18500 | 2 | 8 | 3730 | 2 | 19 | 9 | E | 9 | 9 | E | 9 | 12 | A | 7 | 7 | A | 7 | 71 | A | 7 | 1004 | E | 9 | 170 | A | 7 | 5.7 | A | 7 | 16100 | A | 7 | 1080 | A | 7 | 1.5 | E | 8 | 0.066 | F | 8 | 0.17 | F | 8 | -9900 | -9900 | ? | 0
2004-11-30 | 15:00 | 377 | 1407 | 42 | 2 | 8 | 0 | 2 | 15 | 42 | 2 | 8 | 5000 | 2 | 8 | 0 | 2 | 15 | 5000 | 2 | 8 | 1780 | 2 | 19 | 8 | E | 9 | 8 | E | 9 | 11 | A | 7 | 7 | A | 7 | 76 | A | 7 | 1004 | E | 9 | 170 | A | 7 | 5.7 | A | 7 | 16100 | A | 7 | 1110 | A | 7 | 1.4 | E | 8 | 0.066 | F | 8 | 0.17 | F | 8 | -9900 | -9900 | ? | 0
2004-11-30 | 16:00 | 209 | 1407 | 86 | 2 | 8 | 54 | 2 | 15 | 78 | 2 | 8 | 9400 | 2 | 8 | 4100 | 2 | 15 | 8800 | 2 | 8 | 1700 | 2 | 19 | 8 | E | 9 | 8 | E | 9 | 10 | A | 7 | 6 | A | 7 | 76 | A | 7 | 1004 | E | 9 | 190 | A | 7 | 4.6 | A | 7 | 16100 | A | 7 | 990 | A | 7 | 1.4 | E | 8 | 0.066 | F | 8 | 0.17 | F | 8 | -9900 | -9900 | ? | 0
2004-11-30 | 17:00 | 30 | 786 | 1 | 2 | 8 | 12 | 2 | 15 | 1 | 2 | 8 | 0 | 2 | 8 | 0 | 2 | 15 | 0 | 2 | 8 | 0 | 2 | 19 | 10 | E | 9 | 10 | E | 9 | 9 | A | 7 | 6 | A | 7 | 81 | A | 7 | 1004 | E | 9 | 170 | A | 7 | 4.1 | A | 7 | 16100 | A | 7 | 1260 | A | 7 | 1.4 | E | 8 | 0.066 | F | 8 | 0.17 | F | 8 | -9900 | -9900 | ? | 0
2004-11-30 | 18:00 | 0 | 0 | 0 | 2 | 0 | 0 | 2 | 0 | 0 | 2 | 0 | 0 | 2 | 0 | 0 | 2 | 0 | 0 | 2 | 0 | 0 | 2 | 0 | 9 | E | 9 | 9 | E | 9 | 9 | A | 7 | 6 | A | 7 | 81 | A | 7 | 1004 | E | 9 | 180 | A | 7 | 4.1 | A | 7 | 16100 | A | 7 | 1020 | A | 7 | 1.5 | E | 8 | 0.066 | F | 8 | 0.17 | F | 8 | -9900 | -9900 | ? | 0
2004-11-30 | 19:00 | 0 | 0 | 0 | 2 | 0 | 0 | 2 | 0 | 0 | 2 | 0 | 0 | 2 | 0 | 0 | 2 | 0 | 0 | 2 | 0 | 0 | 2 | 0 | 10 | E | 9 | 10 | E | 9 | 8 | A | 7 | 6 | A | 7 | 87 | A | 7 | 1004 | E | 9 | 180 | A | 7 | 3.1 | A | 7 | 16100 | A | 7 | 960 | A | 7 | 1.6 | E | 8 | 0.066 | F | 8 | 0.17 | F | 8 | -9900 | -9900 | ? | 0
2004-11-30 | 20:00 | 0 | 0 | 0 | 2 | 0 | 0 | 2 | 0 | 0 | 2 | 0 | 0 | 2 | 0 | 0 | 2 | 0 | 0 | 2 | 0 | 0 | 2 | 0 | 10 | E | 9 | 10 | E | 9 | 8 | A | 7 | 6 | A | 7 | 87 | A | 7 | 1004 | E | 9 | 180 | A | 7 | 3.6 | A | 7 | 16100 | A | 7 | 1140 | A | 7 | 1.6 | E | 8 | 0.066 | F | 8 | 0.17 | F | 8 | -9900 | -9900 | ? | 0
2004-11-30 | 21:00 | 0 | 0 | 0 | 2 | 0 | 0 | 2 | 0 | 0 | 2 | 0 | 0 | 2 | 0 | 0 | 2 | 0 | 0 | 2 | 0 | 0 | 2 | 0 | 10 | E | 9 | 10 | E | 9 | 8 | A | 7 | 6 | A | 7 | 87 | A | 7 | 1004 | E | 9 | 180 | A | 7 | 3.6 | A | 7 | 16100 | A | 7 | 840 | A | 7 | 1.6 | E | 8 | 0.066 | F | 8 | 0.17 | F | 8 | -9900 | -9900 | ? | 0
2004-11-30 | 22:00 | 0 | 0 | 0 | 2 | 0 | 0 | 2 | 0 | 0 | 2 | 0 | 0 | 2 | 0 | 0 | 2 | 0 | 0 | 2 | 0 | 0 | 2 | 0 | 10 | E | 9 | 10 | E | 9 | 8 | A | 7 | 6 | A | 7 | 87 | A | 7 | 1004 | E | 9 | 150 | A | 7 | 3.1 | A | 7 | 16100 | A | 7 | 750 | A | 7 | 1.7 | E | 8 | 0.066 | F | 8 | 0.17 | F | 8 | -9900 | -9900 | ? | 0
2004-11-30 | 23:00 | 0 | 0 | 0 | 2 | 0 | 0 | 2 | 0 | 0 | 2 | 0 | 0 | 2 | 0 | 0 | 2 | 0 | 0 | 2 | 0 | 0 | 2 | 0 | 10 | E | 9 | 10 | E | 9 | 8 | A | 7 | 6 | A | 7 | 87 | A | 7 | 1004 | E | 9 | 160 | A | 7 | 2.6 | A | 7 | 16100 | A | 7 | 870 | A | 7 | 1.7 | E | 8 | 0.066 | F | 8 | 0.17 | F | 8 | -9900 | -9900 | ? | 0
2004-11-30 | 24:00 | 0 | 0 | 0 | 2 | 0 | 0 | 2 | 0 | 0 | 2 | 0 | 0 | 2 | 0 | 0 | 2 | 0 | 0 | 2 | 0 | 0 | 2 | 0 | 10 | E | 9 | 10 | E | 9 | 8 | A | 7 | 6 | A | 7 | 81 | A | 7 | 1004 | E | 9 | 180 | A | 7 | 2.1 | A | 7 | 16100 | A | 7 | 690 | A | 7 | 1.7 | E | 8 | 0.066 | F | 8 | 0.17 | F | 8 | -9900 | -9900 | ? | 0
2003-12-01 | 1:00 | 0 | 0 | 0 | 2 | 0 | 0 | 2 | 0 | 0 | 2 | 0 | 0 | 2 | 0 | 0 | 2 | 0 | 0 | 2 | 0 | 0 | 2 | 0 | 10 | E | 9 | 10 | E | 9 | 8 | A | 7 | 6 | A | 7 | 87 | A | 7 | 1004 | E | 9 | 90 | A | 7 | 1.5 | A | 7 | 14500 | A | 7 | 1800 | A | 7 | 2.2 | E | 8 | 0.066 | F | 8 | 0.2 | F | 8 | -9900 | -9900 | ? | 0
2003-12-01 | 2:00 | 0 | 0 | 0 | 2 | 0 | 0 | 2 | 0 | 0 | 2 | 0 | 0 | 2 | 0 | 0 | 2 | 0 | 0 | 2 | 0 | 0 | 2 | 0 | 10 | E | 9 | 10 | E | 9 | 8 | A | 7 | 6 | A | 7 | 81 | A | 7 | 1004 | E | 9 | 50 | A | 7 | 1 | A | 7 | 16100 | A | 7 | 540 | A | 7 | 2.2 | E | 8 | 0.066 | F | 8 | 0.2 | F | 8 | -9900 | -9900 | ? | 0
2003-12-01 | 3:00 | 0 | 0 | 0 | 2 | 0 | 0 | 2 | 0 | 0 | 2 | 0 | 0 | 2 | 0 | 0 | 2 | 0 | 0 | 2 | 0 | 0 | 2 | 0 | 10 | E | 9 | 10 | E | 9 | 8 | A | 7 | 6 | A | 7 | 87 | A | 7 | 1004 | E | 9 | 0 | A | 7 | 0.5 | A | 7 | 16100 | A | 7 | 480 | A | 7 | 2.2 | E | 8 | 0.066 | F | 8 | 0.2 | F | 8 | -9900 | -9900 | ? | 0
2003-12-01 | 4:00 | 0 | 0 | 0 | 2 | 0 | 0 | 2 | 0 | 0 | 2 | 0 | 0 | 2 | 0 | 0 | 2 | 0 | 0 | 2 | 0 | 0 | 2 | 0 | 10 | E | 9 | 10 | E | 9 | 8 | A | 7 | 6 | A | 7 | 87 | A | 7 | 1004 | E | 9 | 0 | A | 7 | 0 | A | 7 | 16100 | A | 7 | 120 | A | 7 | 2.2 | E | 8 | 0.066 | F | 8 | 0.2 | F | 8 | 1 | 24 | A | 7
2003-12-01 | 5:00 | 0 | 0 | 0 | 2 | 0 | 0 | 2 | 0 | 0 | 2 | 0 | 0 | 2 | 0 | 0 | 2 | 0 | 0 | 2 | 0 | 0 | 2 | 0 | 10 | E | 9 | 10 | E | 9 | 8 | A | 7 | 6 | A | 7 | 87 | A | 7 | 1004 | E | 9 | 0 | A | 7 | 0 | A | 7 | 16100 | A | 7 | 1800 | A | 7 | 2.1 | E | 8 | 0.066 | F | 8 | 0.2 | F | 8 | -9900 | -9900 | ? | 0
2003-12-01 | 6:00 | 0 | 0 | 0 | 2 | 0 | 0 | 2 | 0 | 0 | 2 | 0 | 0 | 2 | 0 | 0 | 2 | 0 | 0 | 2 | 0 | 0 | 2 | 0 | 10 | E | 9 | 10 | E | 9 | 8 | A | 7 | 5 | A | 7 | 81 | A | 7 | 1004 | E | 9 | 0 | A | 7 | 0 | A | 7 | 16100 | A | 7 | 1500 | A | 7 | 2.1 | E | 8 | 0.066 | F | 8 | 0.2 | F | 8 | -9900 | -9900 | ? | 0
2003-12-01 | 7:00 | 0 | 0 | 0 | 2 | 0 | 0 | 2 | 0 | 0 | 2 | 0 | 0 | 2 | 0 | 0 | 2 | 0 | 0 | 2 | 0 | 0 | 2 | 0 | 10 | E | 9 | 10 | E | 9 | 8 | A | 7 | 6 | A | 7 | 87 | A | 7 | 1004 | E | 9 | 0 | A | 7 | 0 | A | 7 | 16100 | A | 7 | 1800 | A | 7 | 2.1 | E | 8 | 0.066 | F | 8 | 0.2 | F | 8 | -9900 | -9900 | ? | 0
2003-12-01 | 8:00 | 23 | 692 | 0 | 2 | 8 | 0 | 2 | 15 | 0 | 2 | 8 | 0 | 2 | 8 | 0 | 2 | 15 | 0 | 2 | 8 | 0 | 2 | 19 | 10 | E | 9 | 10 | E | 9 | 7 | A | 7 | 5 | A | 7 | 87 | A | 7 | 1004 | E | 9 | 0 | A | 7 | 0 | A | 7 | 16100 | A | 7 | 1800 | A | 7 | 2.1 | E | 8 | 0.066 | F | 8 | 0.2 | F | 8 | -9900 | -9900 | ? | 0
2003-12-01 | 9:00 | 196 | 1407 | 59 | 2 | 8 | 106 | 2 | 15 | 44 | 2 | 8 | 6300 | 2 | 8 | 6400 | 2 | 15 | 5400 | 2 | 8 | 800 | 2 | 19 | 8 | E | 9 | 8 | E | 9 | 8 | A | 7 | 5 | A | 7 | 81 | A | 7 | 1004 | E | 9 | 0 | A | 7 | 0 | A | 7 | 16100 | A | 7 | 1800 | A | 7 | 2.1 | E | 8 | 0.066 | F | 8 | 0.2 | F | 8 | 0 | 1 | A | 7
2003-12-01 | 10:00 | 367 | 1407 | 207 | 2 | 8 | 451 | 2 | 15 | 88 | 2 | 8 | 21500 | 2 | 8 | 37900 | 2 | 15 | 11500 | 2 | 8 | 1630 | 2 | 19 | 8 | E | 9 | 8 | E | 9 | 9 | A | 7 | 6 | A | 7 | 81 | A | 7 | 1004 | E | 9 | 0 | A | 7 | 0 | A | 7 | 11300 | A | 7 | 1800 | A | 7 | 2.1 | E | 8 | 0.066 | F | 8 | 0.2 | F | 8 | 0 | 6 | A | 7
2003-12-01 | 11:00 | 490 | 1407 | 296 | 2 | 8 | 460 | 2 | 15 | 135 | 2 | 8 | 30500 | 2 | 8 | 42500 | 2 | 15 | 15700 | 2 | 8 | 2630 | 2 | 19 | 10 | E | 9 | 10 | E | 9 | 9 | A | 7 | 6 | A | 7 | 81 | A | 7 | 1004 | E | 9 | 0 | A | 7 | 0 | A | 7 | 16100 | A | 7 | 240 | A | 7 | 2 | E | 8 | 0.066 | F | 8 | 0.2 | F | 8 | -9900 | -9900 | ? | 0
2003-12-01 | 12:00 | 554 | 1407 | 176 | 2 | 8 | 42 | 2 | 15 | 160 | 2 | 8 | 19400 | 2 | 8 | 4000 | 2 | 15 | 17800 | 2 | 8 | 4470 | 2 | 19 | 10 | E | 9 | 10 | E | 9 | 10 | A | 7 | 7 | A | 7 | 82 | A | 7 | 1004 | E | 9 | 0 | A | 7 | 0 | A | 7 | 16100 | A | 7 | 240 | A | 7 | 2 | E | 8 | 0.066 | F | 8 | 0.2 | F | 8 | -9900 | -9900 | ? | 0
2003-12-01 | 13:00 | 556 | 1407 | 254 | 2 | 8 | 177 | 2 | 15 | 184 | 2 | 8 | 27500 | 2 | 8 | 17300 | 2 | 15 | 20600 | 2 | 8 | 4310 | 2 | 19 | 10 | B | 8 | 10 | B | 8 | 10.1 | B | 8 | 6.5 | B | 8 | 78 | A | 7 | 1004 | E | 9 | 0 | B | 8 | 0 | B | 8 | -9900 | ? | 0 | 270 | B | 8 | 2 | E | 8 | 0.066 | F | 8 | 0.2 | F | 8 | -9900 | -9900 | ? | 0
2003-12-01 | 14:00 | 496 | 1407 | 218 | 2 | 8 | 113 | 2 | 15 | 178 | 2 | 8 | 23800 | 2 | 8 | 10800 | 2 | 15 | 20000 | 2 | 8 | 4560 | 2 | 19 | 10 | E | 9 | 10 | E | 9 | 10 | A | 7 | 6 | A | 7 | 76 | A | 7 | 1004 | E | 9 | 0 | A | 7 | 0 | A | 7 | 16100 | A | 7 | 300 | A | 7 | 1.9 | E | 8 | 0.066 | F | 8 | 0.2 | F | 8 | -9900 | -9900 | ? | 0
2003-12-01 | 15:00 | 377 | 1407 | 153 | 2 | 8 | 101 | 2 | 15 | 126 | 2 | 8 | 16500 | 2 | 8 | 8800 | 2 | 15 | 14100 | 2 | 8 | 2780 | 2 | 19 | 8 | E | 9 | 8 | E | 9 | 11 | A | 7 | 7 | A | 7 | 76 | A | 7 | 1004 | E | 9 | 50 | A | 7 | 1.5 | A | 7 | 16100 | A | 7 | 300 | A | 7 | 1.9 | E | 8 | 0.066 | F | 8 | 0.2 | F | 8 | -9900 | -9900 | ? | 0
2003-12-01 | 16:00 | 208 | 1407 | 52 | 2 | 8 | 0 | 2 | 15 | 52 | 2 | 8 | 5800 | 2 | 8 | 0 | 2 | 15 | 5800 | 2 | 8 | 1730 | 2 | 19 | 10 | E | 9 | 10 | E | 9 | 11 | A | 7 | 7 | A | 7 | 76 | A | 7 | 1004 | E | 9 | 120 | A | 7 | 1.5 | A | 7 | 16100 | A | 7 | 300 | A | 7 | 1.8 | E | 8 | 0.066 | F | 8 | 0.2 | F | 8 | -9900 | -9900 | ? | 0
2003-12-01 | 17:00 | 30 | 786 | 1 | 2 | 8 | 0 | 2 | 15 | 1 | 2 | 8 | 0 | 2 | 8 | 0 | 2 | 15 | 0 | 2 | 8 | 0 | 2 | 19 | 10 | E | 9 | 10 | E | 9 | 10 | A | 7 | 7 | A | 7 | 82 | A | 7 | 1004 | E | 9 | 170 | A | 7 | 1.5 | A | 7 | 16100 | A | 7 | 360 | A | 7 | 1.8 | E | 8 | 0.066 | F | 8 | 0.2 | F | 8 | -9900 | -9900 | ? | 0
2003-12-01 | 18:00 | 0 | 0 | 0 | 2 | 0 | 0 | 2 | 0 | 0 | 2 | 0 | 0 | 2 | 0 | 0 | 2 | 0 | 0 | 2 | 0 | 0 | 2 | 0 | 10 | E | 9 | 10 | E | 9 | 10 | A | 7 | 7 | A | 7 | 82 | A | 7 | 1004 | E | 9 | 0 | A | 7 | 0 | A | 7 | 16100 | A | 7 | 360 | A | 7 | 1.8 | E | 8 | 0.066 | F | 8 | 0.2 | F | 8 | -9900 | -9900 | ? | 0
2003-12-01 | 19:00 | 0 | 0 | 0 | 2 | 0 | 0 | 2 | 0 | 0 | 2 | 0 | 0 | 2 | 0 | 0 | 2 | 0 | 0 | 2 | 0 | 0 | 2 | 0 | 10 | E | 9 | 10 | E | 9 | 10 | A | 7 | 7 | A | 7 | 82 | A | 7 | 1004 | E | 9 | 80 | A | 7 | 1.5 | A | 7 | 16100 | A | 7 | 300 | A | 7 | 1.8 | E | 8 | 0.066 | F | 8 | 0.2 | F | 8 | -9900 | -9900 | ? | 0
2003-12-01 | 20:00 | 0 | 0 | 0 | 2 | 0 | 0 | 2 | 0 | 0 | 2 | 0 | 0 | 2 | 0 | 0 | 2 | 0 | 0 | 2 | 0 | 0 | 2 | 0 | 10 | E | 9 | 10 | E | 9 | 10 | A | 7 | 7 | A | 7 | 82 | A | 7 | 1004 | E | 9 | 0 | A | 7 | 0 | A | 7 | 16100 | A | 7 | 300 | A | 7 | 1.9 | E | 8 | 0.066 | F | 8 | 0.2 | F | 8 | -9900 | -9900 | ? | 0
2003-12-01 | 21:00 | 0 | 0 | 0 | 2 | 0 | 0 | 2 | 0 | 0 | 2 | 0 | 0 | 2 | 0 | 0 | 2 | 0 | 0 | 2 | 0 | 0 | 2 | 0 | 10 | E | 9 | 10 | E | 9 | 10 | A | 7 | 7 | A | 7 | 82 | A | 7 | 1004 | E | 9 | 0 | A | 7 | 0 | A | 7 | 16100 | A | 7 | 180 | A | 7 | 1.9 | E | 8 | 0.066 | F | 8 | 0.2 | F | 8 | -9900 | -9900 | ? | 0
2003-12-01 | 22:00 | 0 | 0 | 0 | 2 | 0 | 0 | 2 | 0 | 0 | 2 | 0 | 0 | 2 | 0 | 0 | 2 | 0 | 0 | 2 | 0 | 0 | 2 | 0 | 10 | E | 9 | 10 | E | 9 | 9 | A | 7 | 7 | A | 7 | 87 | A | 7 | 1004 | E | 9 | 0 | A | 7 | 0 | A | 7 | 8000 | A | 7 | 180 | A | 7 | 1.9 | E | 8 | 0.066 | F | 8 | 0.2 | F | 8 | -9900 | -9900 | ? | 0
2003-12-01 | 23:00 | 0 | 0 | 0 | 2 | 0 | 0 | 2 | 0 | 0 | 2 | 0 | 0 | 2 | 0 | 0 | 2 | 0 | 0 | 2 | 0 | 0 | 2 | 0 | 10 | E | 9 | 10 | E | 9 | 9 | A | 7 | 7 | A | 7 | 87 | A | 7 | 1004 | E | 9 | 180 | A | 7 | 1.5 | A | 7 | 8000 | A | 7 | 240 | A | 7 | 1.9 | E | 8 | 0.066 | F | 8 | 0.2 | F | 8 | -9900 | -9900 | ? | 0
2003-12-01 | 24:00 | 0 | 0 | 0 | 2 | 0 | 0 | 2 | 0 | 0 | 2 | 0 | 0 | 2 | 0 | 0 | 2 | 0 | 0 | 2 | 0 | 0 | 2 | 0 | 10 | E | 9 | 10 | E | 9 | 9 | A | 7 | 7 | A | 7 | 87 | A | 7 | 1004 | E | 9 | 0 | A | 7 | 0 | A | 7 | 8000 | A | 7 | 990 | A | 7 | 2 | E | 8 | 0.066 | F | 8 | 0.2 | F | 8 | -9900 | -9900 | ? | 0
2003-12-02 | 1:00 | 0 | 0 | 0 | 2 | 0 | 0 | 2 | 0 | 0 | 2 | 0 | 0 | 2 | 0 | 0 | 2 | 0 | 0 | 2 | 0 | 0 | 2 | 0 | 10 | E | 9 | 10 | E | 9 | 9 | A | 7 | 7 | A | 7 | 87 | A | 7 | 1004 | E | 9 | 110 | A | 7 | 1.5 | A | 7 | 2400 | A | 7 | 360 | A | 7 | 2 | E | 8 | 0.066 | F | 8 | 0.2 | F | 8 | -9900 | -9900 | ? | 0
2003-12-02 | 2:00 | 0 | 0 | 0 | 2 | 0 | 0 | 2 | 0 | 0 | 2 | 0 | 0 | 2 | 0 | 0 | 2 | 0 | 0 | 2 | 0 | 0 | 2 | 0 | 10 | E | 9 | 9 | E | 9 | 9 | A | 7 | 7 | A | 7 | 87 | A | 7 | 1004 | E | 9 | 0 | A | 7 | 0 | A | 7 | 4800 | A | 7 | 300 | A | 7 | 2 | E | 8 | 0.066 | F | 8 | 0.2 | F | 8 | -9900 | -9900 | ? | 0
2003-12-02 | 3:00 | 0 | 0 | 0 | 2 | 0 | 0 | 2 | 0 | 0 | 2 | 0 | 0 | 2 | 0 | 0 | 2 | 0 | 0 | 2 | 0 | 0 | 2 | 0 | 10 | E | 9 | 10 | E | 9 | 9 | A | 7 | 7 | A | 7 | 87 | A | 7 | 1004 | E | 9 | 0 | A | 7 | 0 | A | 7 | 6400 | A | 7 | 60 | A | 7 | 2 | E | 8 | 0.066 | F | 8 | 0.2 | F | 8 | -9900 | -9900 | ? | 0
2003-12-02 | 4:00 | 0 | 0 | 0 | 2 | 0 | 0 | 2 | 0 | 0 | 2 | 0 | 0 | 2 | 0 | 0 | 2 | 0 | 0 | 2 | 0 | 0 | 2 | 0 | 10 | E | 9 | 10 | E | 9 | 9 | A | 7 | 7 | A | 7 | 87 | A | 7 | 1004 | E | 9 | 0 | A | 7 | 0 | A | 7 | 4800 | A | 7 | 60 | A | 7 | 1.9 | E | 8 | 0.066 | F | 8 | 0.2 | F | 8 | 0 | 24 | A | 7
2003-12-02 | 5:00 | 0 | 0 | 0 | 2 | 0 | 0 | 2 | 0 | 0 | 2 | 0 | 0 | 2 | 0 | 0 | 2 | 0 | 0 | 2 | 0 | 0 | 2 | 0 | 10 | E | 9 | 10 | E | 9 | 9 | A | 7 | 8 | A | 7 | 93 | A | 7 | 1004 | E | 9 | 0 | A | 7 | 0 | A | 7 | 4800 | A | 7 | 60 | A | 7 | 2 | E | 8 | 0.066 | F | 8 | 0.2 | F | 8 | -9900 | -9900 | ? | 0
2003-12-02 | 6:00 | 0 | 0 | 0 | 2 | 0 | 0 | 2 | 0 | 0 | 2 | 0 | 0 | 2 | 0 | 0 | 2 | 0 | 0 | 2 | 0 | 0 | 2 | 0 | 10 | E | 9 | 10 | E | 9 | 9 | A | 7 | 7 | A | 7 | 87 | A | 7 | 1004 | E | 9 | 350 | A | 7 | 1.5 | A | 7 | 2800 | A | 7 | 30 | A | 7 | 2 | E | 8 | 0.066 | F | 8 | 0.2 | F | 8 | -9900 | -9900 | ? | 0
2003-12-02 | 7:00 | 0 | 0 | 0 | 2 | 0 | 0 | 2 | 0 | 0 | 2 | 0 | 0 | 2 | 0 | 0 | 2 | 0 | 0 | 2 | 0 | 0 | 2 | 0 | 10 | E | 9 | 10 | E | 9 | 9 | A | 7 | 7 | A | 7 | 87 | A | 7 | 1004 | E | 9 | 0 | A | 7 | 0 | A | 7 | 4000 | A | 7 | 1230 | A | 7 | 2.1 | E | 8 | 0.066 | F | 8 | 0.2 | F | 8 | -9900 | -9900 | ? | 0
2003-12-02 | 8:00 | 21 | 645 | 0 | 2 | 8 | 0 | 2 | 15 | 0 | 2 | 8 | 0 | 2 | 8 | 0 | 2 | 15 | 0 | 2 | 8 | 0 | 2 | 19 | 10 | E | 9 | 10 | E | 9 | 9 | A | 7 | 7 | A | 7 | 87 | A | 7 | 1004 | E | 9 | 0 | A | 7 | 0 | A | 7 | 4800 | A | 7 | 1170 | A | 7 | 2.1 | E | 8 | 0.066 | F | 8 | 0.2 | F | 8 | -9900 | -9900 | ? | 0
2003-12-02 | 9:00 | 191 | 1407 | 42 | 2 | 8 | 5 | 2 | 15 | 42 | 2 | 8 | 4800 | 2 | 8 | 0 | 2 | 15 | 4800 | 2 | 8 | 1440 | 2 | 19 | 10 | E | 9 | 10 | E | 9 | 10 | A | 7 | 8 | A | 7 | 87 | A | 7 | 1004 | E | 9 | 330 | A | 7 | 1.5 | A | 7 | 6400 | A | 7 | 1170 | A | 7 | 2.2 | E | 8 | 0.066 | F | 8 | 0.2 | F | 8 | -9900 | -9900 | ? | 0
2003-12-02 | 10:00 | 363 | 1407 | 98 | 2 | 8 | 11 | 2 | 15 | 95 | 2 | 8 | 10900 | 2 | 8 | 600 | 2 | 15 | 10800 | 2 | 8 | 3340 | 2 | 19 | 10 | E | 9 | 10 | E | 9 | 11 | A | 7 | 9 | A | 7 | 87 | A | 7 | 1004 | E | 9 | 130 | A | 7 | 1.5 | A | 7 | 16100 | A | 7 | 1110 | A | 7 | 2.2 | E | 8 | 0.066 | F | 8 | 0.2 | F | 8 | -9900 | -9900 | ? | 0
2003-12-02 | 11:00 | 486 | 1407 | 102 | 2 | 8 | 0 | 2 | 15 | 102 | 2 | 8 | 11700 | 2 | 8 | 0 | 2 | 15 | 11700 | 2 | 8 | 4040 | 2 | 19 | 10 | E | 9 | 9 | E | 9 | 13 | A | 7 | 9 | A | 7 | 77 | A | 7 | 1004 | E | 9 | 180 | A | 7 | 4.1 | A | 7 | 16100 | A | 7 | 1290 | A | 7 | 2.3 | E | 8 | 0.066 | F | 8 | 0.2 | F | 8 | -9900 | -9900 | ? | 0
2003-12-02 | 12:00 | 551 | 1407 | 170 | 2 | 8 | 24 | 2 | 15 | 161 | 2 | 8 | 19100 | 2 | 8 | 1800 | 2 | 15 | 18400 | 2 | 8 | 5940 | 2 | 19 | 10 | E | 9 | 10 | E | 9 | 13 | A | 7 | 9 | A | 7 | 77 | A | 7 | 1004 | E | 9 | 180 | A | 7 | 5.1 | A | 7 | 16100 | A | 7 | 1200 | A | 7 | 2.3 | E | 8 | 0.066 | F | 8 | 0.2 | F | 8 | -9900 | -9900 | ? | 0
2003-12-02 | 13:00 | 553 | 1407 | 133 | 2 | 8 | 0 | 2 | 15 | 133 | 2 | 8 | 15200 | 2 | 8 | 0 | 2 | 15 | 15200 | 2 | 8 | 5230 | 2 | 19 | 10 | E | 9 | 10 | E | 9 | 14 | A | 7 | 9 | A | 7 | 72 | A | 7 | 1004 | E | 9 | 190 | A | 7 | 2.1 | A | 7 | 16100 | A | 7 | 1170 | A | 7 | 2.4 | E | 8 | 0.066 | F | 8 | 0.2 | F | 8 | -9900 | -9900 | ? | 0
2003-12-02 | 14:00 | 493 | 1407 | 105 | 2 | 8 | 0 | 2 | 15 | 105 | 2 | 8 | 12000 | 2 | 8 | 0 | 2 | 15 | 12000 | 2 | 8 | 4160 | 2 | 19 | 10 | E | 9 | 9 | E | 9 | 14 | A | 7 | 9 | A | 7 | 72 | A | 7 | 1004 | E | 9 | 190 | A | 7 | 3.1 | A | 7 | 16100 | A | 7 | 1410 | A | 7 | 2.3 | E | 8 | 0.066 | F | 8 | 0.2 | F | 8 | -9900 | -9900 | ? | 0
2003-12-02 | 15:00 | 375 | 1407 | 68 | 2 | 8 | 0 | 2 | 15 | 68 | 2 | 8 | 7800 | 2 | 8 | 0 | 2 | 15 | 7800 | 2 | 8 | 2660 | 2 | 19 | 10 | E | 9 | 9 | E | 9 | 14 | A | 7 | 10 | A | 7 | 77 | A | 7 | 1004 | E | 9 | 220 | A | 7 | 2.6 | A | 7 | 16100 | A | 7 | 1500 | A | 7 | 2.2 | E | 8 | 0.066 | F | 8 | 0.2 | F | 8 | -9900 | -9900 | ? | 0
2003-12-02 | 16:00 | 207 | 1407 | 69 | 2 | 8 | 0 | 2 | 15 | 69 | 2 | 8 | 7500 | 2 | 8 | 0 | 2 | 15 | 7500 | 2 | 8 | 2030 | 2 | 19 | 10 | E | 9 | 9 | E | 9 | 13 | A | 7 | 10 | A | 7 | 82 | A | 7 | 1004 | E | 9 | 190 | A | 7 | 3.1 | A | 7 | 16100 | A | 7 | 1140 | A | 7 | 2 | E | 8 | 0.066 | F | 8 | 0.2 | F | 8 | -9900 | -9900 | ? | 0
2003-12-02 | 17:00 | 29 | 762 | 1 | 2 | 8 | 0 | 2 | 15 | 1 | 2 | 8 | 0 | 2 | 8 | 0 | 2 | 15 | 0 | 2 | 8 | 0 | 2 | 19 | 10 | E | 9 | 9 | E | 9 | 13 | A | 7 | 10 | A | 7 | 82 | A | 7 | 1004 | E | 9 | 220 | A | 7 | 4.1 | A | 7 | 6400 | A | 7 | 780 | A | 7 | 2.1 | E | 8 | 0.066 | F | 8 | 0.2 | F | 8 | 1 | 1 | A | 7
2003-12-02 | 18:00 | 0 | 0 | 0 | 2 | 0 | 0 | 2 | 0 | 0 | 2 | 0 | 0 | 2 | 0 | 0 | 2 | 0 | 0 | 2 | 0 | 0 | 2 | 0 | 10 | E | 9 | 4 | E | 9 | 13 | A | 7 | 9 | A | 7 | 77 | A | 7 | 1004 | E | 9 | 200 | A | 7 | 4.6 | A | 7 | 16100 | A | 7 | 77777 | A | 7 | 2.1 | E | 8 | 0.066 | F | 8 | 0.2 | F | 8 | -9900 | -9900 | ? | 0
2003-12-02 | 19:00 | 0 | 0 | 0 | 2 | 0 | 0 | 2 | 0 | 0 | 2 | 0 | 0 | 2 | 0 | 0 | 2 | 0 | 0 | 2 | 0 | 0 | 2 | 0 | 10 | E | 9 | 10 | E | 9 | 13 | A | 7 | 9 | A | 7 | 77 | A | 7 | 1004 | E | 9 | 190 | A | 7 | 4.6 | A | 7 | 16100 | A | 7 | 1230 | A | 7 | 2.1 | E | 8 | 0.066 | F | 8 | 0.2 | F | 8 | 1 | 3 | A | 7
2003-12-02 | 20:00 | 0 | 0 | 0 | 2 | 0 | 0 | 2 | 0 | 0 | 2 | 0 | 0 | 2 | 0 | 0 | 2 | 0 | 0 | 2 | 0 | 0 | 2 | 0 | 10 | E | 9 | 10 | E | 9 | 12 | A | 7 | 9 | A | 7 | 82 | A | 7 | 1004 | E | 9 | 180 | A | 7 | 5.1 | A | 7 | 14500 | A | 7 | 1290 | A | 7 | 2 | E | 8 | 0.066 | F | 8 | 0.2 | F | 8 | 0 | 1 | A | 7
2003-12-02 | 21:00 | 0 | 0 | 0 | 2 | 0 | 0 | 2 | 0 | 0 | 2 | 0 | 0 | 2 | 0 | 0 | 2 | 0 | 0 | 2 | 0 | 0 | 2 | 0 | 10 | E | 9 | 10 | E | 9 | 12 | A | 7 | 10 | A | 7 | 88 | A | 7 | 1004 | E | 9 | 170 | A | 7 | 5.7 | A | 7 | 16100 | A | 7 | 1110 | A | 7 | 2 | E | 8 | 0.066 | F | 8 | 0.2 | F | 8 | 0 | 1 | A | 7
2003-12-02 | 22:00 | 0 | 0 | 0 | 2 | 0 | 0 | 2 | 0 | 0 | 2 | 0 | 0 | 2 | 0 | 0 | 2 | 0 | 0 | 2 | 0 | 0 | 2 | 0 | 10 | E | 9 | 10 | E | 9 | 12 | A | 7 | 10 | A | 7 | 88 | A | 7 | 1004 | E | 9 | 190 | A | 7 | 4.6 | A | 7 | 6400 | A | 7 | 690 | A | 7 | 1.9 | E | 8 | 0.066 | F | 8 | 0.2 | F | 8 | 0 | 1 | A | 7
2003-12-02 | 23:00 | 0 | 0 | 0 | 2 | 0 | 0 | 2 | 0 | 0 | 2 | 0 | 0 | 2 | 0 | 0 | 2 | 0 | 0 | 2 | 0 | 0 | 2 | 0 | 10 | E | 9 | 10 | E | 9 | 11 | A | 7 | 8 | A | 7 | 82 | A | 7 | 1004 | E | 9 | 310 | A | 7 | 5.1 | A | 7 | 4800 | A | 7 | 480 | A | 7 | 1.8 | E | 8 | 0.066 | F | 8 | 0.2 | F | 8 | 4 | 1 | A | 7
2003-12-02 | 24:00 | 0 | 0 | 0 | 2 | 0 | 0 | 2 | 0 | 0 | 2 | 0 | 0 | 2 | 0 | 0 | 2 | 0 | 0 | 2 | 0 | 0 | 2 | 0 | 9 | E | 9 | 9 | E | 9 | 11 | A | 7 | 7 | A | 7 | 76 | A | 7 | 1004 | E | 9 | 300 | A | 7 | 5.1 | A | 7 | 16100 | A | 7 | 1050 | A | 7 | 1.7 | E | 8 | 0.066 | F | 8 | 0.2 | F | 8 | 1 | 1 | A | 7
2003-12-03 | 1:00 | 0 | 0 | 0 | 2 | 0 | 0 | 2 | 0 | 0 | 2 | 0 | 0 | 2 | 0 | 0 | 2 | 0 | 0 | 2 | 0 | 0 | 2 | 0 | 10 | E | 9 | 10 | E | 9 | 10 | A | 7 | 6 | A | 7 | 76 | A | 7 | 1004 | E | 9 | 290 | A | 7 | 4.6 | A | 7 | 16100 | A | 7 | 1380 | A | 7 | 1.7 | E | 8 | 0.066 | F | 8 | 0.2 | F | 8 | 5 | 3 | A | 7
2003-12-03 | 2:00 | 0 | 0 | 0 | 2 | 0 | 0 | 2 | 0 | 0 | 2 | 0 | 0 | 2 | 0 | 0 | 2 | 0 | 0 | 2 | 0 | 0 | 2 | 0 | 10 | E | 9 | 10 | E | 9 | 9 | A | 7 | 6 | A | 7 | 81 | A | 7 | 1004 | E | 9 | 30 | A | 7 | 2.1 | A | 7 | 16100 | A | 7 | 1500 | A | 7 | 1.6 | E | 8 | 0.066 | F | 8 | 0.2 | F | 8 | -9900 | -9900 | ? | 0
2003-12-03 | 3:00 | 0 | 0 | 0 | 2 | 0 | 0 | 2 | 0 | 0 | 2 | 0 | 0 | 2 | 0 | 0 | 2 | 0 | 0 | 2 | 0 | 0 | 2 | 0 | 10 | E | 9 | 10 | E | 9 | 9 | A | 7 | 6 | A | 7 | 81 | A | 7 | 1004 | E | 9 | 310 | A | 7 | 2.1 | A | 7 | 16100 | A | 7 | 1350 | A | 7 | 1.6 | E | 8 | 0.066 | F | 8 | 0.2 | F | 8 | -9900 | -9900 | ? | 0
2003-12-03 | 4:00 | 0 | 0 | 0 | 2 | 0 | 0 | 2 | 0 | 0 | 2 | 0 | 0 | 2 | 0 | 0 | 2 | 0 | 0 | 2 | 0 | 0 | 2 | 0 | 10 | E | 9 | 10 | E | 9 | 9 | A | 7 | 7 | A | 7 | 87 | A | 7 | 1004 | E | 9 | 360 | A | 7 | 1.5 | A | 7 | 14500 | A | 7 | 300 | A | 7 | 1.5 | E | 8 | 0.066 | F | 8 | 0.2 | F | 8 | 5 | 6 | A | 7
2003-12-03 | 5:00 | 0 | 0 | 0 | 2 | 0 | 0 | 2 | 0 | 0 | 2 | 0 | 0 | 2 | 0 | 0 | 2 | 0 | 0 | 2 | 0 | 0 | 2 | 0 | 10 | E | 9 | 10 | E | 9 | 9 | A | 7 | 5 | A | 7 | 76 | A | 7 | 1004 | E | 9 | 10 | A | 7 | 2.6 | A | 7 | 16100 | A | 7 | 660 | A | 7 | 1.4 | E | 8 | 0.066 | F | 8 | 0.2 | F | 8 | -9900 | -9900 | ? | 0
2003-12-03 | 6:00 | 0 | 0 | 0 | 2 | 0 | 0 | 2 | 0 | 0 | 2 | 0 | 0 | 2 | 0 | 0 | 2 | 0 | 0 | 2 | 0 | 0 | 2 | 0 | 10 | E | 9 | 10 | E | 9 | 8 | A | 7 | 4 | A | 7 | 76 | A | 7 | 1004 | E | 9 | 300 | A | 7 | 2.1 | A | 7 | 16100 | A | 7 | 1080 | A | 7 | 1.4 | E | 8 | 0.066 | F | 8 | 0.2 | F | 8 | -9900 | -9900 | ? | 0
2003-12-03 | 7:00 | 0 | 0 | 0 | 2 | 0 | 0 | 2 | 0 | 0 | 2 | 0 | 0 | 2 | 0 | 0 | 2 | 0 | 0 | 2 | 0 | 0 | 2 | 0 | 2 | E | 9 | 2 | E | 9 | 7 | A | 7 | 3 | A | 7 | 76 | A | 7 | 1004 | E | 9 | 310 | A | 7 | 2.1 | A | 7 | 16100 | A | 7 | 77777 | A | 7 | 1.3 | E | 8 | 0.066 | F | 8 | 0.2 | F | 8 | -9900 | -9900 | ? | 0
2003-12-03 | 8:00 | 20 | 622 | 0 | 2 | 8 | 0 | 2 | 15 | 0 | 2 | 8 | 0 | 2 | 8 | 0 | 2 | 15 | 0 | 2 | 8 | 0 | 2 | 19 | 0 | E | 9 | 0 | E | 9 | 6 | A | 7 | 3 | A | 7 | 81 | A | 7 | 1004 | E | 9 | 320 | A | 7 | 3.1 | A | 7 | 16100 | A | 7 | 77777 | A | 7 | 1.2 | E | 8 | 0.066 | F | 8 | 0.2 | F | 8 | -9900 | -9900 | ? | 0
2003-12-03 | 9:00 | 187 | 1408 | 87 | 2 | 8 | 448 | 2 | 15 | 27 | 2 | 8 | 8800 | 2 | 8 | 30900 | 2 | 15 | 4700 | 2 | 8 | 520 | 2 | 19 | 0 | E | 9 | 0 | E | 9 | 7 | A | 7 | 4 | A | 7 | 81 | A | 7 | 1004 | E | 9 | 300 | A | 7 | 2.1 | A | 7 | 16100 | A | 7 | 77777 | A | 7 | 1.2 | E | 8 | 0.066 | F | 8 | 0.2 | F | 8 | -9900 | -9900 | ? | 0
2003-12-03 | 10:00 | 359 | 1408 | 219 | 2 | 8 | 672 | 2 | 15 | 47 | 2 | 8 | 22600 | 2 | 8 | 57500 | 2 | 15 | 7800 | 2 | 8 | 930 | 2 | 19 | 0 | E | 9 | 0 | E | 9 | 9 | A | 7 | 4 | A | 7 | 71 | A | 7 | 1004 | E | 9 | 30 | A | 7 | 3.1 | A | 7 | 16100 | A | 7 | 77777 | A | 7 | 1.2 | E | 8 | 0.066 | F | 8 | 0.2 | F | 8 | -9900 | -9900 | ? | 0
2003-12-03 | 11:00 | 482 | 1408 | 317 | 2 | 8 | 751 | 2 | 15 | 58 | 2 | 8 | 33000 | 2 | 8 | 69400 | 2 | 15 | 9100 | 2 | 8 | 1190 | 2 | 19 | 0 | E | 9 | 0 | E | 9 | 10 | A | 7 | 4 | A | 7 | 66 | A | 7 | 1004 | E | 9 | 20 | A | 7 | 4.1 | A | 7 | 16100 | A | 7 | 77777 | A | 7 | 1.2 | E | 8 | 0.066 | F | 8 | 0.2 | F | 8 | -9900 | -9900 | ? | 0
2003-12-03 | 12:00 | 548 | 1408 | 369 | 2 | 8 | 775 | 2 | 15 | 66 | 2 | 8 | 38500 | 2 | 8 | 73300 | 2 | 15 | 9900 | 2 | 8 | 1360 | 2 | 19 | 0 | E | 9 | 0 | E | 9 | 11 | A | 7 | 3 | A | 7 | 58 | A | 7 | 1004 | E | 9 | 20 | A | 7 | 5.1 | A | 7 | 16100 | A | 7 | 77777 | A | 7 | 1.3 | E | 8 | 0.066 | F | 8 | 0.2 | F | 8 | -9900 | -9900 | ? | 0
2003-12-03 | 13:00 | 551 | 1408 | 374 | 2 | 8 | 780 | 2 | 15 | 68 | 2 | 8 | 39000 | 2 | 8 | 73800 | 2 | 15 | 10000 | 2 | 8 | 1390 | 2 | 19 | 0 | E | 9 | 0 | E | 9 | 11 | A | 7 | 3 | A | 7 | 58 | A | 7 | 1004 | E | 9 | 30 | A | 7 | 6.7 | A | 7 | 16100 | A | 7 | 77777 | A | 7 | 1.3 | E | 8 | 0.066 | F | 8 | 0.2 | F | 8 | -9900 | -9900 | ? | 0
2003-12-03 | 14:00 | 491 | 1408 | 330 | 2 | 8 | 709 | 2 | 15 | 81 | 2 | 8 | 34300 | 2 | 8 | 65300 | 2 | 15 | 11400 | 2 | 8 | 1560 | 2 | 19 | 0 | E | 9 | 0 | E | 9 | 11 | A | 7 | 2 | A | 7 | 54 | A | 7 | 1004 | E | 9 | 20 | A | 7 | 4.6 | A | 7 | 16100 | A | 7 | 77777 | A | 7 | 1.2 | E | 8 | 0.066 | F | 8 | 0.2 | F | 8 | -9900 | -9900 | ? | 0
2003-12-03 | 15:00 | 373 | 1408 | 222 | 2 | 8 | 445 | 2 | 15 | 103 | 2 | 8 | 22700 | 2 | 8 | 37500 | 2 | 15 | 12700 | 2 | 8 | 1950 | 2 | 19 | 0 | E | 9 | 0 | E | 9 | 11 | A | 7 | 1 | A | 7 | 50 | A | 7 | 1004 | E | 9 | 30 | A | 7 | 4.1 | A | 7 | 16100 | A | 7 | 77777 | A | 7 | 1 | E | 8 | 0.066 | F | 8 | 0.2 | F | 8 | -9900 | -9900 | ? | 0
2003-12-03 | 16:00 | 205 | 1408 | 122 | 2 | 8 | 348 | 2 | 15 | 71 | 2 | 8 | 12200 | 2 | 8 | 22000 | 2 | 15 | 8900 | 2 | 8 | 1350 | 2 | 19 | 10 | E | 9 | 9 | E | 9 | 9 | A | 7 | 2 | A | 7 | 61 | A | 7 | 1004 | E | 9 | 40 | A | 7 | 4.1 | A | 7 | 16100 | A | 7 | 77777 | A | 7 | 0.9 | E | 8 | 0.066 | F | 8 | 0.2 | F | 8 | -9900 | -9900 | ? | 0
2003-12-03 | 17:00 | 29 | 763 | 1 | 2 | 8 | 71 | 2 | 15 | 1 | 2 | 8 | 0 | 2 | 8 | 0 | 2 | 15 | 0 | 2 | 8 | 0 | 2 | 19 | 10 | E | 9 | 9 | E | 9 | 8 | A | 7 | 2 | A | 7 | 66 | A | 7 | 1004 | E | 9 | 30 | A | 7 | 3.1 | A | 7 | 16100 | A | 7 | 77777 | A | 7 | 0.9 | E | 8 | 0.066 | F | 8 | 0.2 | F | 8 | -9900 | -9900 | ? | 0
2003-12-03 | 18:00 | 0 | 0 | 0 | 2 | 0 | 0 | 2 | 0 | 0 | 2 | 0 | 0 | 2 | 0 | 0 | 2 | 0 | 0 | 2 | 0 | 0 | 2 | 0 | 4 | E | 9 | 4 | E | 9 | 6 | A | 7 | 1 | A | 7 | 70 | A | 7 | 1004 | E | 9 | 300 | A | 7 | 1.5 | A | 7 | 16100 | A | 7 | 77777 | A | 7 | 1 | E | 8 | 0.066 | F | 8 | 0.2 | F | 8 | -9900 | -9900 | ? | 0
2003-12-03 | 19:00 | 0 | 0 | 0 | 2 | 0 | 0 | 2 | 0 | 0 | 2 | 0 | 0 | 2 | 0 | 0 | 2 | 0 | 0 | 2 | 0 | 0 | 2 | 0 | 1 | E | 9 | 1 | E | 9 | 3 | A | 7 | 2 | A | 7 | 93 | A | 7 | 1004 | E | 9 | 300 | A | 7 | 2.1 | A | 7 | 16100 | A | 7 | 77777 | A | 7 | 1 | E | 8 | 0.066 | F | 8 | 0.2 | F | 8 | -9900 | -9900 | ? | 0
2003-12-03 | 20:00 | 0 | 0 | 0 | 2 | 0 | 0 | 2 | 0 | 0 | 2 | 0 | 0 | 2 | 0 | 0 | 2 | 0 | 0 | 2 | 0 | 0 | 2 | 0 | 5 | E | 9 | 5 | E | 9 | 3 | A | 7 | 1 | A | 7 | 87 | A | 7 | 1004 | E | 9 | 280 | A | 7 | 1.5 | A | 7 | 16100 | A | 7 | 77777 | A | 7 | 1.1 | E | 8 | 0.066 | F | 8 | 0.2 | F | 8 | -9900 | -9900 | ? | 0
2003-12-03 | 21:00 | 0 | 0 | 0 | 2 | 0 | 0 | 2 | 0 | 0 | 2 | 0 | 0 | 2 | 0 | 0 | 2 | 0 | 0 | 2 | 0 | 0 | 2 | 0 | 0 | E | 9 | 0 | E | 9 | 3 | A | 7 | 1 | A | 7 | 87 | A | 7 | 1004 | E | 9 | 0 | A | 7 | 0 | A | 7 | 16100 | A | 7 | 77777 | A | 7 | 1.2 | E | 8 | 0.066 | F | 8 | 0.2 | F | 8 | -9900 | -9900 | ? | 0
2003-12-03 | 22:00 | 0 | 0 | 0 | 2 | 0 | 0 | 2 | 0 | 0 | 2 | 0 | 0 | 2 | 0 | 0 | 2 | 0 | 0 | 2 | 0 | 0 | 2 | 0 | 10 | E | 9 | 7 | E | 9 | 3 | A | 7 | 1 | A | 7 | 87 | A | 7 | 1004 | E | 9 | 0 | A | 7 | 0 | A | 7 | 16100 | A | 7 | 77777 | A | 7 | 1.3 | E | 8 | 0.066 | F | 8 | 0.2 | F | 8 | -9900 | -9900 | ? | 0
2003-12-03 | 23:00 | 0 | 0 | 0 | 2 | 0 | 0 | 2 | 0 | 0 | 2 | 0 | 0 | 2 | 0 | 0 | 2 | 0 | 0 | 2 | 0 | 0 | 2 | 0 | 10 | E | 9 | 8 | E | 9 | 3 | A | 7 | 1 | A | 7 | 87 | A | 7 | 1004 | E | 9 | 0 | A | 7 | 0 | A | 7 | 16100 | A | 7 | 77777 | A | 7 | 1.4 | E | 8 | 0.066 | F | 8 | 0.2 | F | 8 | -9900 | -9900 | ? | 0
2003-12-03 | 24:00 | 0 | 0 | 0 | 2 | 0 | 0 | 2 | 0 | 0 | 2 | 0 | 0 | 2 | 0 | 0 | 2 | 0 | 0 | 2 | 0 | 0 | 2 | 0 | 10 | E | 9 | 9 | E | 9 | 2 | A | 7 | 1 | A | 7 | 93 | A | 7 | 1004 | E | 9 | 250 | A | 7 | 2.1 | A | 7 | 16100 | A | 7 | 77777 | A | 7 | 1.5 | E | 8 | 0.066 | F | 8 | 0.2 | F | 8 | -9900 | -9900 | ? | 0
2003-12-04 | 1:00 | 0 | 0 | 0 | 2 | 0 | 0 | 2 | 0 | 0 | 2 | 0 | 0 | 2 | 0 | 0 | 2 | 0 | 0 | 2 | 0 | 0 | 2 | 0 | 10 | E | 9 | 9 | E | 9 | 2 | A | 7 | 1 | A | 7 | 93 | A | 7 | 1004 | E | 9 | 0 | A | 7 | 0 | A | 7 | 16100 | A | 7 | 77777 | A | 7 | 1.6 | E | 8 | 0.066 | F | 8 | 0.2 | F | 8 | -9900 | -9900 | ? | 0
2003-12-04 | 2:00 | 0 | 0 | 0 | 2 | 0 | 0 | 2 | 0 | 0 | 2 | 0 | 0 | 2 | 0 | 0 | 2 | 0 | 0 | 2 | 0 | 0 | 2 | 0 | 10 | E | 9 | 6 | E | 9 | 2 | A | 7 | 1 | A | 7 | 93 | A | 7 | 1004 | E | 9 | 240 | A | 7 | 2.1 | A | 7 | 16100 | A | 7 | 77777 | A | 7 | 1.6 | E | 8 | 0.066 | F | 8 | 0.2 | F | 8 | -9900 | -9900 | ? | 0
2003-12-04 | 3:00 | 0 | 0 | 0 | 2 | 0 | 0 | 2 | 0 | 0 | 2 | 0 | 0 | 2 | 0 | 0 | 2 | 0 | 0 | 2 | 0 | 0 | 2 | 0 | 10 | E | 9 | 4 | E | 9 | 2 | A | 7 | 1 | A | 7 | 93 | A | 7 | 1004 | E | 9 | 0 | A | 7 | 0 | A | 7 | 16100 | A | 7 | 77777 | A | 7 | 1.6 | E | 8 | 0.066 | F | 8 | 0.2 | F | 8 | -9900 | -9900 | ? | 0
2003-12-04 | 4:00 | 0 | 0 | 0 | 2 | 0 | 0 | 2 | 0 | 0 | 2 | 0 | 0 | 2 | 0 | 0 | 2 | 0 | 0 | 2 | 0 | 0 | 2 | 0 | 10 | E | 9 | 4 | E | 9 | 2 | A | 7 | 1 | A | 7 | 93 | A | 7 | 1004 | E | 9 | 130 | A | 7 | 1.5 | A | 7 | 16100 | A | 7 | 77777 | A | 7 | 1.7 | E | 8 | 0.066 | F | 8 | 0.2 | F | 8 | -9900 | -9900 | ? | 0
2003-12-04 | 5:00 | 0 | 0 | 0 | 2 | 0 | 0 | 2 | 0 | 0 | 2 | 0 | 0 | 2 | 0 | 0 | 2 | 0 | 0 | 2 | 0 | 0 | 2 | 0 | 9 | E | 9 | 4 | E | 9 | 3 | A | 7 | 1 | A | 7 | 87 | A | 7 | 1004 | E | 9 | 0 | A | 7 | 0 | A | 7 | 16100 | A | 7 | 77777 | A | 7 | 1.7 | E | 8 | 0.066 | F | 8 | 0.2 | F | 8 | -9900 | -9900 | ? | 0
2003-12-04 | 6:00 | 0 | 0 | 0 | 2 | 0 | 0 | 2 | 0 | 0 | 2 | 0 | 0 | 2 | 0 | 0 | 2 | 0 | 0 | 2 | 0 | 0 | 2 | 0 | 10 | E | 9 | 4 | E | 9 | 2 | A | 7 | 1 | A | 7 | 93 | A | 7 | 1004 | E | 9 | 0 | A | 7 | 0 | A | 7 | 16100 | A | 7 | 77777 | A | 7 | 1.6 | E | 8 | 0.066 | F | 8 | 0.2 | F | 8 | -9900 | -9900 | ? | 0
2003-12-04 | 7:00 | 0 | 0 | 0 | 2 | 0 | 0 | 2 | 0 | 0 | 2 | 0 | 0 | 2 | 0 | 0 | 2 | 0 | 0 | 2 | 0 | 0 | 2 | 0 | 10 | E | 9 | 5 | E | 9 | 2 | A | 7 | 1 | A | 7 | 93 | A | 7 | 1004 | E | 9 | 180 | A | 7 | 1.5 | A | 7 | 16100 | A | 7 | 77777 | A | 7 | 1.6 | E | 8 | 0.066 | F | 8 | 0.2 | F | 8 | -9900 | -9900 | ? | 0
2003-12-04 | 8:00 | 18 | 599 | 0 | 2 | 8 | 0 | 2 | 15 | 0 | 2 | 8 | 0 | 2 | 8 | 0 | 2 | 15 | 0 | 2 | 8 | 0 | 2 | 19 | 0 | E | 9 | 0 | A | 7 | 2 | A | 7 | 1 | A | 7 | 93 | A | 7 | 1004 | E | 9 | 0 | A | 7 | 0 | A | 7 | 16100 | A | 7 | 77777 | A | 7 | 1.8 | E | 8 | 0.066 | F | 8 | 0.2 | F | 8 | -9900 | -9900 | ? | 0
2003-12-04 | 9:00 | 183 | 1408 | 32 | 2 | 8 | 0 | 2 | 15 | 32 | 2 | 8 | 3700 | 2 | 8 | 0 | 2 | 15 | 3700 | 2 | 8 | 1160 | 2 | 19 | 10 | E | 9 | 4 | E | 9 | 3 | A | 7 | 2 | A | 7 | 93 | A | 7 | 1004 | E | 9 | 190 | A | 7 | 2.1 | A | 7 | 16100 | A | 7 | 77777 | A | 7 | 1.9 | E | 8 | 0.066 | F | 8 | 0.2 | F | 8 | -9900 | -9900 | ? | 0
2003-12-04 | 10:00 | 355 | 1408 | 84 | 2 | 8 | 0 | 2 | 15 | 84 | 2 | 8 | 9500 | 2 | 8 | 0 | 2 | 15 | 9500 | 2 | 8 | 3040 | 2 | 19 | 10 | E | 9 | 4 | E | 9 | 5 | A | 7 | 2 | A | 7 | 81 | A | 7 | 1004 | E | 9 | 180 | A | 7 | 1.5 | A | 7 | 16100 | A | 7 | 77777 | A | 7 | 2.1 | E | 8 | 0.066 | F | 8 | 0.2 | F | 8 | -9900 | -9900 | ? | 0
2003-12-04 | 11:00 | 479 | 1408 | 113 | 2 | 8 | 0 | 2 | 15 | 113 | 2 | 8 | 12800 | 2 | 8 | 0 | 2 | 15 | 12800 | 2 | 8 | 4330 | 2 | 19 | 10 | E | 9 | 9 | E | 9 | 6 | A | 7 | 3 | A | 7 | 81 | A | 7 | 1004 | E | 9 | 40 | A | 7 | 2.6 | A | 7 | 16100 | A | 7 | 1230 | A | 7 | 2.2 | E | 8 | 0.066 | F | 8 | 0.2 | F | 8 | -9900 | -9900 | ? | 0
2003-12-04 | 12:00 | 545 | 1408 | 158 | 2 | 8 | 12 | 2 | 15 | 154 | 2 | 8 | 17800 | 2 | 8 | 900 | 2 | 15 | 17500 | 2 | 8 | 5730 | 2 | 19 | 10 | E | 9 | 9 | E | 9 | 7 | A | 7 | 3 | A | 7 | 76 | A | 7 | 1004 | E | 9 | 300 | A | 7 | 1.5 | A | 7 | 16100 | A | 7 | 1440 | A | 7 | 2.4 | E | 8 | 0.066 | F | 8 | 0.2 | F | 8 | -9900 | -9900 | ? | 0
2003-12-04 | 13:00 | 548 | 1408 | 146 | 2 | 8 | 6 | 2 | 15 | 144 | 2 | 8 | 16600 | 2 | 8 | 400 | 2 | 15 | 16400 | 2 | 8 | 5500 | 2 | 19 | 10 | E | 9 | 10 | E | 9 | 7 | A | 7 | 4 | A | 7 | 81 | A | 7 | 1004 | E | 9 | 230 | A | 7 | 3.6 | A | 7 | 12900 | A | 7 | 1320 | A | 7 | 2.5 | E | 8 | 0.066 | F | 8 | 0.2 | F | 8 | 0 | 1 | A | 7
2003-12-04 | 14:00 | 489 | 1408 | 63 | 2 | 8 | 0 | 2 | 15 | 63 | 2 | 8 | 7500 | 2 | 8 | 0 | 2 | 15 | 7500 | 2 | 8 | 2740 | 2 | 19 | 10 | E | 9 | 10 | E | 9 | 7 | A | 7 | 4 | A | 7 | 81 | A | 7 | 1004 | E | 9 | 0 | A | 7 | 0 | A | 7 | 14500 | A | 7 | 1110 | A | 7 | 2.5 | E | 8 | 0.066 | F | 8 | 0.2 | F | 8 | 0 | 1 | A | 7
2003-12-04 | 15:00 | 371 | 1408 | 43 | 2 | 8 | 0 | 2 | 15 | 43 | 2 | 8 | 5100 | 2 | 8 | 0 | 2 | 15 | 5100 | 2 | 8 | 1810 | 2 | 19 | 10 | E | 9 | 10 | E | 9 | 8 | A | 7 | 5 | A | 7 | 81 | A | 7 | 1004 | E | 9 | 120 | A | 7 | 1.5 | A | 7 | 8000 | A | 7 | 780 | A | 7 | 2.4 | E | 8 | 0.066 | F | 8 | 0.2 | F | 8 | 0 | 1 | A | 7
2003-12-04 | 16:00 | 204 | 1408 | 18 | 2 | 8 | 0 | 2 | 15 | 18 | 2 | 8 | 2200 | 2 | 8 | 0 | 2 | 15 | 2200 | 2 | 8 | 730 | 2 | 19 | 10 | E | 9 | 10 | E | 9 | 8 | A | 7 | 5 | A | 7 | 81 | A | 7 | 1004 | E | 9 | 0 | A | 7 | 0 | A | 7 | 4800 | A | 7 | 750 | A | 7 | 2.4 | E | 8 | 0.066 | F | 8 | 0.2 | F | 8 | 0 | 1 | A | 7
2003-12-04 | 17:00 | 28 | 763 | 0 | 2 | 8 | 0 | 2 | 15 | 0 | 2 | 8 | 0 | 2 | 8 | 0 | 2 | 15 | 0 | 2 | 8 | 0 | 2 | 19 | 10 | E | 9 | 8 | E | 9 | 8 | B | 8 | 5.1 | B | 8 | 82 | A | 7 | 1004 | E | 9 | 80 | A | 7 | 1.5 | A | 7 | 6400 | A | 7 | 77777 | A | 7 | 2.4 | E | 8 | 0.066 | F | 8 | 0.2 | F | 8 | 1 | 1 | A | 7
2003-12-04 | 18:00 | 0 | 0 | 0 | 2 | 0 | 0 | 2 | 0 | 0 | 2 | 0 | 0 | 2 | 0 | 0 | 2 | 0 | 0 | 2 | 0 | 0 | 2 | 0 | 10 | E | 9 | 10 | E | 9 | 8 | A | 7 | 5 | A | 7 | 81 | A | 7 | 1004 | E | 9 | 0 | A | 7 | 0 | A | 7 | 6400 | A | 7 | 150 | A | 7 | 2.3 | E | 8 | 0.066 | F | 8 | 0.2 | F | 8 | 0 | 1 | A | 7
2003-12-04 | 19:00 | 0 | 0 | 0 | 2 | 0 | 0 | 2 | 0 | 0 | 2 | 0 | 0 | 2 | 0 | 0 | 2 | 0 | 0 | 2 | 0 | 0 | 2 | 0 | 10 | E | 9 | 10 | E | 9 | 8 | A | 7 | 6 | A | 7 | 87 | A | 7 | 1004 | E | 9 | 130 | A | 7 | 1.5 | A | 7 | 6400 | A | 7 | 180 | A | 7 | 2.2 | E | 8 | 0.066 | F | 8 | 0.2 | F | 8 | 1 | 1 | A | 7
2003-12-04 | 20:00 | 0 | 0 | 0 | 2 | 0 | 0 | 2 | 0 | 0 | 2 | 0 | 0 | 2 | 0 | 0 | 2 | 0 | 0 | 2 | 0 | 0 | 2 | 0 | 10 | E | 9 | 10 | E | 9 | 8 | A | 7 | 6 | A | 7 | 87 | A | 7 | 1004 | E | 9 | 0 | A | 7 | 0 | A | 7 | 8000 | A | 7 | 180 | A | 7 | 2.2 | E | 8 | 0.066 | F | 8 | 0.2 | F | 8 | 0 | 1 | A | 7
2003-12-04 | 21:00 | 0 | 0 | 0 | 2 | 0 | 0 | 2 | 0 | 0 | 2 | 0 | 0 | 2 | 0 | 0 | 2 | 0 | 0 | 2 | 0 | 0 | 2 | 0 | 10 | E | 9 | 10 | E | 9 | 8 | A | 7 | 6 | A | 7 | 87 | A | 7 | 1004 | E | 9 | 280 | A | 7 | 1.5 | A | 7 | 4000 | A | 7 | 90 | A | 7 | 2.2 | E | 8 | 0.066 | F | 8 | 0.2 | F | 8 | 0 | 1 | A | 7
2003-12-04 | 22:00 | 0 | 0 | 0 | 2 | 0 | 0 | 2 | 0 | 0 | 2 | 0 | 0 | 2 | 0 | 0 | 2 | 0 | 0 | 2 | 0 | 0 | 2 | 0 | 10 | E | 9 | 9 | E | 9 | 8 | A | 7 | 6 | A | 7 | 87 | A | 7 | 1004 | E | 9 | 0 | A | 7 | 0 | A | 7 | 12900 | A | 7 | 900 | A | 7 | 2.1 | E | 8 | 0.066 | F | 8 | 0.2 | F | 8 | 0 | 1 | A | 7
2003-12-04 | 23:00 | 0 | 0 | 0 | 2 | 0 | 0 | 2 | 0 | 0 | 2 | 0 | 0 | 2 | 0 | 0 | 2 | 0 | 0 | 2 | 0 | 0 | 2 | 0 | 10 | E | 9 | 10 | E | 9 | 9 | A | 7 | 7 | A | 7 | 87 | A | 7 | 1004 | E | 9 | 130 | A | 7 | 2.6 | A | 7 | 16100 | A | 7 | 1320 | A | 7 | 2.1 | E | 8 | 0.066 | F | 8 | 0.2 | F | 8 | -9900 | -9900 | ? | 0
2003-12-04 | 24:00 | 0 | 0 | 0 | 2 | 0 | 0 | 2 | 0 | 0 | 2 | 0 | 0 | 2 | 0 | 0 | 2 | 0 | 0 | 2 | 0 | 0 | 2 | 0 | 10 | E | 9 | 10 | E | 9 | 9 | A | 7 | 7 | A | 7 | 87 | A | 7 | 1004 | E | 9 | 0 | A | 7 | 0 | A | 7 | 14500 | A | 7 | 1500 | A | 7 | 2.1 | E | 8 | 0.066 | F | 8 | 0.2 | F | 8 | 0 | 1 | A | 7
2003-12-05 | 1:00 | 0 | 0 | 0 | 2 | 0 | 0 | 2 | 0 | 0 | 2 | 0 | 0 | 2 | 0 | 0 | 2 | 0 | 0 | 2 | 0 | 0 | 2 | 0 | 10 | E | 9 | 10 | E | 9 | 9 | A | 7 | 7 | A | 7 | 87 | A | 7 | 1004 | E | 9 | 90 | A | 7 | 2.6 | A | 7 | 14500 | A | 7 | 1230 | A | 7 | 2.1 | E | 8 | 0.066 | F | 8 | 0.2 | F | 8 | 0 | 3 | A | 7
2003-12-05 | 2:00 | 0 | 0 | 0 | 2 | 0 | 0 | 2 | 0 | 0 | 2 | 0 | 0 | 2 | 0 | 0 | 2 | 0 | 0 | 2 | 0 | 0 | 2 | 0 | 10 | B | 8 | 9 | B | 8 | 9.4 | B | 8 | 7.4 | B | 8 | 87 | A | 7 | 1004 | E | 9 | 100 | B | 8 | 2.1 | B | 8 | -9900 | ? | 0 | 1125 | B | 8 | 2.1 | E | 8 | 0.066 | F | 8 | 0.2 | F | 8 | -9900 | -9900 | ? | 0
2003-12-05 | 3:00 | 0 | 0 | 0 | 2 | 0 | 0 | 2 | 0 | 0 | 2 | 0 | 0 | 2 | 0 | 0 | 2 | 0 | 0 | 2 | 0 | 0 | 2 | 0 | 10 | E | 9 | 9 | E | 9 | 10 | A | 7 | 8 | A | 7 | 87 | A | 7 | 1004 | E | 9 | 100 | A | 7 | 1.5 | A | 7 | 16100 | A | 7 | 1020 | A | 7 | 2.1 | E | 8 | 0.066 | F | 8 | 0.2 | F | 8 | -9900 | -9900 | ? | 0
2003-12-05 | 4:00 | 0 | 0 | 0 | 2 | 0 | 0 | 2 | 0 | 0 | 2 | 0 | 0 | 2 | 0 | 0 | 2 | 0 | 0 | 2 | 0 | 0 | 2 | 0 | 10 | E | 9 | 9 | E | 9 | 10 | A | 7 | 8 | A | 7 | 87 | A | 7 | 1004 | E | 9 | 130 | A | 7 | 2.1 | A | 7 | 16100 | A | 7 | 900 | A | 7 | 2.1 | E | 8 | 0.066 | F | 8 | 0.2 | F | 8 | 0 | 6 | A | 7
2003-12-05 | 5:00 | 0 | 0 | 0 | 2 | 0 | 0 | 2 | 0 | 0 | 2 | 0 | 0 | 2 | 0 | 0 | 2 | 0 | 0 | 2 | 0 | 0 | 2 | 0 | 10 | E | 9 | 9 | E | 9 | 10 | A | 7 | 8 | A | 7 | 87 | A | 7 | 1004 | E | 9 | 140 | A | 7 | 2.6 | A | 7 | 16100 | A | 7 | 1380 | A | 7 | 2.1 | E | 8 | 0.066 | F | 8 | 0.2 | F | 8 | -9900 | -9900 | ? | 0
2003-12-05 | 6:00 | 0 | 0 | 0 | 2 | 0 | 0 | 2 | 0 | 0 | 2 | 0 | 0 | 2 | 0 | 0 | 2 | 0 | 0 | 2 | 0 | 0 | 2 | 0 | 10 | E | 9 | 10 | E | 9 | 10 | A | 7 | 8 | A | 7 | 87 | A | 7 | 1004 | E | 9 | 0 | A | 7 | 0 | A | 7 | 16100 | A | 7 | 900 | A | 7 | 2.1 | E | 8 | 0.066 | F | 8 | 0.2 | F | 8 | -9900 | -9900 | ? | 0
2003-12-05 | 7:00 | 0 | 0 | 0 | 2 | 0 | 0 | 2 | 0 | 0 | 2 | 0 | 0 | 2 | 0 | 0 | 2 | 0 | 0 | 2 | 0 | 0 | 2 | 0 | 10 | E | 9 | 10 | E | 9 | 9 | A | 7 | 8 | A | 7 | 93 | A | 7 | 1004 | E | 9 | 0 | A | 7 | 0 | A | 7 | 12900 | A | 7 | 690 | A | 7 | 2.1 | E | 8 | 0.066 | F | 8 | 0.2 | F | 8 | 0 | 1 | A | 7
2003-12-05 | 8:00 | 17 | 575 | 0 | 2 | 8 | 0 | 2 | 15 | 0 | 2 | 8 | 0 | 2 | 8 | 0 | 2 | 15 | 0 | 2 | 8 | 0 | 2 | 19 | 10 | E | 9 | 10 | E | 9 | 10 | A | 7 | 8 | A | 7 | 87 | A | 7 | 1004 | E | 9 | 0 | A | 7 | 0 | A | 7 | 14500 | A | 7 | 990 | A | 7 | 2 | E | 8 | 0.066 | F | 8 | 0.2 | F | 8 | 0 | 1 | A | 7
2003-12-05 | 9:00 | 180 | 1409 | 19 | 2 | 8 | 0 | 2 | 15 | 19 | 2 | 8 | 2300 | 2 | 8 | 0 | 2 | 15 | 2300 | 2 | 8 | 750 | 2 | 19 | 10 | E | 9 | 10 | E | 9 | 11 | A | 7 | 8 | A | 7 | 82 | A | 7 | 1004 | E | 9 | 160 | A | 7 | 2.1 | A | 7 | 14500 | A | 7 | 1230 | A | 7 | 2 | E | 8 | 0.066 | F | 8 | 0.2 | F | 8 | 0 | 1 | A | 7
2003-12-05 | 10:00 | 352 | 1409 | 88 | 2 | 8 | 6 | 2 | 15 | 87 | 2 | 8 | 9900 | 2 | 8 | 300 | 2 | 15 | 9900 | 2 | 8 | 3100 | 2 | 19 | 10 | E | 9 | 10 | E | 9 | 11 | A | 7 | 9 | A | 7 | 87 | A | 7 | 1004 | E | 9 | 170 | A | 7 | 2.1 | A | 7 | 12900 | A | 7 | 1230 | A | 7 | 2 | E | 8 | 0.066 | F | 8 | 0.2 | F | 8 | 1 | 6 | A | 7
2003-12-05 | 11:00 | 475 | 1409 | 80 | 2 | 8 | 0 | 2 | 15 | 80 | 2 | 8 | 9300 | 2 | 8 | 0 | 2 | 15 | 9300 | 2 | 8 | 3310 | 2 | 19 | 10 | E | 9 | 10 | E | 9 | 12 | A | 7 | 9 | A | 7 | 82 | A | 7 | 1004 | E | 9 | 110 | A | 7 | 2.1 | A | 7 | 16100 | A | 7 | 1080 | A | 7 | 2 | E | 8 | 0.066 | F | 8 | 0.2 | F | 8 | 0 | 1 | A | 7
2003-12-05 | 12:00 | 542 | 1409 | 100 | 2 | 8 | 0 | 2 | 15 | 100 | 2 | 8 | 11600 | 2 | 8 | 0 | 2 | 15 | 11600 | 2 | 8 | 4170 | 2 | 19 | 9 | E | 9 | 8 | E | 9 | 12 | A | 7 | 9 | A | 7 | 82 | A | 7 | 1004 | E | 9 | 160 | A | 7 | 3.1 | A | 7 | 16100 | A | 7 | 1050 | A | 7 | 1.9 | E | 8 | 0.066 | F | 8 | 0.2 | F | 8 | 0 | 1 | A | 7
2003-12-05 | 13:00 | 545 | 1409 | 108 | 2 | 8 | 0 | 2 | 15 | 108 | 2 | 8 | 12500 | 2 | 8 | 0 | 2 | 15 | 12500 | 2 | 8 | 4450 | 2 | 19 | 10 | E | 9 | 9 | E | 9 | 12 | A | 7 | 9 | A | 7 | 82 | A | 7 | 1004 | E | 9 | 170 | A | 7 | 4.1 | A | 7 | 16100 | A | 7 | 1440 | A | 7 | 1.9 | E | 8 | 0.066 | F | 8 | 0.2 | F | 8 | 0 | 3 | A | 7
2003-12-05 | 14:00 | 487 | 1409 | 84 | 2 | 8 | 0 | 2 | 15 | 84 | 2 | 8 | 9800 | 2 | 8 | 0 | 2 | 15 | 9800 | 2 | 8 | 3470 | 2 | 19 | 10 | E | 9 | 10 | E | 9 | 13 | A | 7 | 10 | A | 7 | 82 | A | 7 | 1004 | E | 9 | 180 | A | 7 | 4.6 | A | 7 | 16100 | A | 7 | 1170 | A | 7 | 1.9 | E | 8 | 0.066 | F | 8 | 0.2 | F | 8 | -9900 | -9900 | ? | 0
2003-12-05 | 15:00 | 369 | 1409 | 68 | 2 | 8 | 0 | 2 | 15 | 68 | 2 | 8 | 7800 | 2 | 8 | 0 | 2 | 15 | 7800 | 2 | 8 | 2640 | 2 | 19 | 10 | E | 9 | 10 | E | 9 | 13 | A | 7 | 11 | A | 7 | 88 | A | 7 | 1004 | E | 9 | 180 | A | 7 | 3.6 | A | 7 | 16100 | A | 7 | 1170 | A | 7 | 2 | E | 8 | 0.066 | F | 8 | 0.2 | F | 8 | -9900 | -9900 | ? | 0
2003-12-05 | 16:00 | 203 | 1409 | 53 | 2 | 8 | 0 | 2 | 15 | 53 | 2 | 8 | 5900 | 2 | 8 | 0 | 2 | 15 | 5900 | 2 | 8 | 1730 | 2 | 19 | 10 | E | 9 | 10 | E | 9 | 12 | A | 7 | 10 | A | 7 | 88 | A | 7 | 1004 | E | 9 | 210 | A | 7 | 1.5 | A | 7 | 12900 | A | 7 | 810 | A | 7 | 2 | E | 8 | 0.066 | F | 8 | 0.2 | F | 8 | 0 | 1 | A | 7
2003-12-05 | 17:00 | 28 | 740 | 0 | 2 | 8 | 0 | 2 | 15 | 0 | 2 | 8 | 0 | 2 | 8 | 0 | 2 | 15 | 0 | 2 | 8 | 0 | 2 | 19 | 10 | E | 9 | 10 | E | 9 | 12 | A | 7 | 9 | A | 7 | 82 | A | 7 | 1004 | E | 9 | 160 | A | 7 | 2.1 | A | 7 | 16100 | A | 7 | 1080 | A | 7 | 2 | E | 8 | 0.066 | F | 8 | 0.2 | F | 8 | -9900 | -9900 | ? | 0
2003-12-05 | 18:00 | 0 | 0 | 0 | 2 | 0 | 0 | 2 | 0 | 0 | 2 | 0 | 0 | 2 | 0 | 0 | 2 | 0 | 0 | 2 | 0 | 0 | 2 | 0 | 10 | E | 9 | 10 | E | 9 | 12 | A | 7 | 9 | A | 7 | 82 | A | 7 | 1004 | E | 9 | 180 | A | 7 | 2.6 | A | 7 | 16100 | A | 7 | 1050 | A | 7 | 2 | E | 8 | 0.066 | F | 8 | 0.2 | F | 8 | -9900 | -9900 | ? | 0
2003-12-05 | 19:00 | 0 | 0 | 0 | 2 | 0 | 0 | 2 | 0 | 0 | 2 | 0 | 0 | 2 | 0 | 0 | 2 | 0 | 0 | 2 | 0 | 0 | 2 | 0 | 10 | E | 9 | 10 | E | 9 | 12 | A | 7 | 9 | A | 7 | 82 | A | 7 | 1004 | E | 9 | 200 | A | 7 | 4.1 | A | 7 | 16100 | A | 7 | 1260 | A | 7 | 2 | E | 8 | 0.066 | F | 8 | 0.2 | F | 8 | -9900 | -9900 | ? | 0
2003-12-05 | 20:00 | 0 | 0 | 0 | 2 | 0 | 0 | 2 | 0 | 0 | 2 | 0 | 0 | 2 | 0 | 0 | 2 | 0 | 0 | 2 | 0 | 0 | 2 | 0 | 9 | E | 9 | 7 | E | 9 | 12 | A | 7 | 8 | A | 7 | 76 | A | 7 | 1004 | E | 9 | 190 | A | 7 | 5.7 | A | 7 | 16100 | A | 7 | 77777 | A | 7 | 2 | E | 8 | 0.066 | F | 8 | 0.2 | F | 8 | -9900 | -9900 | ? | 0
2003-12-05 | 21:00 | 0 | 0 | 0 | 2 | 0 | 0 | 2 | 0 | 0 | 2 | 0 | 0 | 2 | 0 | 0 | 2 | 0 | 0 | 2 | 0 | 0 | 2 | 0 | 9 | E | 9 | 4 | E | 9 | 13 | A | 7 | 8 | A | 7 | 72 | A | 7 | 1004 | E | 9 | 190 | A | 7 | 8.7 | A | 7 | 16100 | A | 7 | 77777 | A | 7 | 2.1 | E | 8 | 0.066 | F | 8 | 0.2 | F | 8 | -9900 | -9900 | ? | 0
2003-12-05 | 22:00 | 0 | 0 | 0 | 2 | 0 | 0 | 2 | 0 | 0 | 2 | 0 | 0 | 2 | 0 | 0 | 2 | 0 | 0 | 2 | 0 | 0 | 2 | 0 | 10 | E | 9 | 10 | E | 9 | 12 | A | 7 | 8 | A | 7 | 76 | A | 7 | 1004 | E | 9 | 220 | A | 7 | 4.6 | A | 7 | 8000 | A | 7 | 510 | A | 7 | 2.2 | E | 8 | 0.066 | F | 8 | 0.2 | F | 8 | 2 | 1 | A | 7
2003-12-05 | 23:00 | 0 | 0 | 0 | 2 | 0 | 0 | 2 | 0 | 0 | 2 | 0 | 0 | 2 | 0 | 0 | 2 | 0 | 0 | 2 | 0 | 0 | 2 | 0 | 10 | E | 9 | 10 | E | 9 | 12 | A | 7 | 8 | A | 7 | 76 | A | 7 | 1004 | E | 9 | 220 | A | 7 | 8.7 | A | 7 | 8000 | A | 7 | 630 | A | 7 | 2.1 | E | 8 | 0.066 | F | 8 | 0.2 | F | 8 | 7 | 1 | A | 7
2003-12-05 | 24:00 | 0 | 0 | 0 | 2 | 0 | 0 | 2 | 0 | 0 | 2 | 0 | 0 | 2 | 0 | 0 | 2 | 0 | 0 | 2 | 0 | 0 | 2 | 0 | 10 | E | 9 | 9 | E | 9 | 10 | A | 7 | 6 | A | 7 | 76 | A | 7 | 1004 | E | 9 | 250 | A | 7 | 3.6 | A | 7 | 16100 | A | 7 | 1320 | A | 7 | 2 | E | 8 | 0.066 | F | 8 | 0.2 | F | 8 | 1 | 1 | A | 7
2003-12-06 | 1:00 | 0 | 0 | 0 | 2 | 0 | 0 | 2 | 0 | 0 | 2 | 0 | 0 | 2 | 0 | 0 | 2 | 0 | 0 | 2 | 0 | 0 | 2 | 0 | 10 | E | 9 | 10 | E | 9 | 9 | A | 7 | 6 | A | 7 | 81 | A | 7 | 1004 | E | 9 | 310 | A | 7 | 4.1 | A | 7 | 14500 | A | 7 | 660 | A | 7 | 1.8 | E | 8 | 0.065 | F | 8 | 0.2 | F | 8 | 8 | 3 | A | 7
2003-12-06 | 2:00 | 0 | 0 | 0 | 2 | 0 | 0 | 2 | 0 | 0 | 2 | 0 | 0 | 2 | 0 | 0 | 2 | 0 | 0 | 2 | 0 | 0 | 2 | 0 | 3 | E | 9 | 3 | E | 9 | 7 | A | 7 | 3 | A | 7 | 76 | A | 7 | 1004 | E | 9 | 200 | A | 7 | 1.5 | A | 7 | 16100 | A | 7 | 77777 | A | 7 | 1.6 | E | 8 | 0.065 | F | 8 | 0.2 | F | 8 | -9900 | -9900 | ? | 0
2003-12-06 | 3:00 | 0 | 0 | 0 | 2 | 0 | 0 | 2 | 0 | 0 | 2 | 0 | 0 | 2 | 0 | 0 | 2 | 0 | 0 | 2 | 0 | 0 | 2 | 0 | 0 | E | 9 | 0 | E | 9 | 7 | A | 7 | 4 | A | 7 | 81 | A | 7 | 1004 | E | 9 | 0 | A | 7 | 0 | A | 7 | 16100 | A | 7 | 77777 | A | 7 | 1.4 | E | 8 | 0.065 | F | 8 | 0.2 | F | 8 | -9900 | -9900 | ? | 0
2003-12-06 | 4:00 | 0 | 0 | 0 | 2 | 0 | 0 | 2 | 0 | 0 | 2 | 0 | 0 | 2 | 0 | 0 | 2 | 0 | 0 | 2 | 0 | 0 | 2 | 0 | 0 | E | 9 | 0 | E | 9 | 7 | A | 7 | 3 | A | 7 | 76 | A | 7 | 1004 | E | 9 | 0 | A | 7 | 0 | A | 7 | 16100 | A | 7 | 77777 | A | 7 | 1.2 | E | 8 | 0.065 | F | 8 | 0.2 | F | 8 | 8 | 6 | A | 7
2003-12-06 | 5:00 | 0 | 0 | 0 | 2 | 0 | 0 | 2 | 0 | 0 | 2 | 0 | 0 | 2 | 0 | 0 | 2 | 0 | 0 | 2 | 0 | 0 | 2 | 0 | 3 | E | 9 | 3 | E | 9 | 3 | A | 7 | 2 | A | 7 | 93 | A | 7 | 1004 | E | 9 | 0 | A | 7 | 0 | A | 7 | 16100 | A | 7 | 77777 | A | 7 | 1.2 | E | 8 | 0.065 | F | 8 | 0.2 | F | 8 | -9900 | -9900 | ? | 0
2003-12-06 | 6:00 | 0 | 0 | 0 | 2 | 0 | 0 | 2 | 0 | 0 | 2 | 0 | 0 | 2 | 0 | 0 | 2 | 0 | 0 | 2 | 0 | 0 | 2 | 0 | 0 | E | 9 | 0 | E | 9 | 2 | A | 7 | 1 | A | 7 | 93 | A | 7 | 1004 | E | 9 | 0 | A | 7 | 0 | A | 7 | 9700 | A | 7 | 77777 | A | 7 | 1.2 | E | 8 | 0.065 | F | 8 | 0.2 | F | 8 | -9900 | -9900 | ? | 0
2003-12-06 | 7:00 | 0 | 0 | 0 | 2 | 0 | 0 | 2 | 0 | 0 | 2 | 0 | 0 | 2 | 0 | 0 | 2 | 0 | 0 | 2 | 0 | 0 | 2 | 0 | 0 | E | 9 | 0 | E | 9 | 2 | A | 7 | 1 | A | 7 | 93 | A | 7 | 1004 | E | 9 | 0 | A | 7 | 0 | A | 7 | 2400 | A | 7 | 77777 | A | 7 | 1.2 | E | 8 | 0.065 | F | 8 | 0.2 | F | 8 | -9900 | -9900 | ? | 0
2003-12-06 | 8:00 | 15 | 552 | 0 | 2 | 8 | 0 | 2 | 15 | 0 | 2 | 8 | 0 | 2 | 8 | 0 | 2 | 15 | 0 | 2 | 8 | 0 | 2 | 19 | 4 | B | 8 | 4 | B | 8 | 2.3 | B | 8 | 1.3 | B | 8 | 93 | A | 7 | 1004 | E | 9 | 270 | A | 7 | 1.5 | A | 7 | -9900 | ? | 0 | 77777 | A | 7 | 1.2 | E | 8 | 0.065 | F | 8 | 0.2 | F | 8 | -9900 | -9900 | ? | 0
2003-12-06 | 9:00 | 176 | 1409 | 80 | 2 | 8 | 286 | 2 | 15 | 44 | 2 | 8 | 8300 | 2 | 8 | 16800 | 2 | 15 | 6100 | 2 | 8 | 800 | 2 | 19 | 8 | E | 9 | 8 | E | 9 | 3 | A | 7 | 2 | A | 7 | 93 | A | 7 | 1004 | E | 9 | 0 | A | 7 | 0 | A | 7 | 6400 | A | 7 | 1350 | A | 7 | 1.2 | E | 8 | 0.065 | F | 8 | 0.2 | F | 8 | -9900 | -9900 | ? | 0
2003-12-06 | 10:00 | 348 | 1409 | 148 | 2 | 8 | 199 | 2 | 15 | 98 | 2 | 8 | 15500 | 2 | 8 | 16600 | 2 | 15 | 11400 | 2 | 8 | 1930 | 2 | 19 | 0 | E | 9 | 0 | E | 9 | 7 | A | 7 | 4 | A | 7 | 81 | A | 7 | 1004 | E | 9 | 170 | A | 7 | 2.6 | A | 7 | 16100 | A | 7 | 77777 | A | 7 | 1.1 | E | 8 | 0.065 | F | 8 | 0.2 | F | 8 | -9900 | -9900 | ? | 0
2003-12-06 | 11:00 | 472 | 1409 | 316 | 2 | 8 | 645 | 2 | 15 | 98 | 2 | 8 | 32200 | 2 | 8 | 58100 | 2 | 15 | 12700 | 2 | 8 | 1790 | 2 | 19 | 0 | E | 9 | 0 | E | 9 | 9 | A | 7 | 6 | A | 7 | 81 | A | 7 | 1004 | E | 9 | 170 | A | 7 | 5.1 | A | 7 | 16100 | A | 7 | 77777 | A | 7 | 1.2 | E | 8 | 0.065 | F | 8 | 0.2 | F | 8 | -9900 | -9900 | ? | 0
2003-12-06 | 12:00 | 539 | 1409 | 374 | 2 | 8 | 679 | 2 | 15 | 113 | 2 | 8 | 38300 | 2 | 8 | 63100 | 2 | 15 | 14100 | 2 | 8 | 2110 | 2 | 19 | 0 | E | 9 | 0 | E | 9 | 11 | A | 7 | 6 | A | 7 | 71 | A | 7 | 1004 | E | 9 | 180 | A | 7 | 5.7 | A | 7 | 16100 | A | 7 | 77777 | A | 7 | 1.2 | E | 8 | 0.065 | F | 8 | 0.2 | F | 8 | -9900 | -9900 | ? | 0
2003-12-06 | 13:00 | 543 | 1409 | 241 | 2 | 8 | 164 | 2 | 15 | 177 | 2 | 8 | 26000 | 2 | 8 | 16000 | 2 | 15 | 19800 | 2 | 8 | 4120 | 2 | 19 | 5 | E | 9 | 5 | E | 9 | 10 | A | 7 | 6 | A | 7 | 76 | A | 7 | 1004 | E | 9 | 160 | A | 7 | 3.6 | A | 7 | 16100 | A | 7 | 77777 | A | 7 | 1.2 | E | 8 | 0.065 | F | 8 | 0.2 | F | 8 | -9900 | -9900 | ? | 0
2003-12-06 | 14:00 | 485 | 1409 | 211 | 2 | 8 | 132 | 2 | 15 | 165 | 2 | 8 | 22700 | 2 | 8 | 12500 | 2 | 15 | 18400 | 2 | 8 | 3760 | 2 | 19 | 7 | E | 9 | 6 | E | 9 | 10 | A | 7 | 6 | A | 7 | 76 | A | 7 | 1004 | E | 9 | 170 | A | 7 | 2.6 | A | 7 | 16100 | A | 7 | 77777 | A | 7 | 1.1 | E | 8 | 0.065 | F | 8 | 0.2 | F | 8 | -9900 | -9900 | ? | 0
2003-12-06 | 15:00 | 368 | 1409 | 145 | 2 | 8 | 88 | 2 | 15 | 122 | 2 | 8 | 15900 | 2 | 8 | 7800 | 2 | 15 | 13800 | 2 | 8 | 2990 | 2 | 19 | 10 | E | 9 | 9 | E | 9 | 10 | A | 7 | 6 | A | 7 | 76 | A | 7 | 1004 | E | 9 | 150 | A | 7 | 4.1 | A | 7 | 16100 | A | 7 | 77777 | A | 7 | 1.1 | E | 8 | 0.065 | F | 8 | 0.2 | F | 8 | -9900 | -9900 | ? | 0
2003-12-06 | 16:00 | 201 | 1409 | 125 | 2 | 8 | 240 | 2 | 15 | 90 | 2 | 8 | 12600 | 2 | 8 | 14600 | 2 | 15 | 10400 | 2 | 8 | 1950 | 2 | 19 | 7 | E | 9 | 6 | E | 9 | 9 | A | 7 | 6 | A | 7 | 81 | A | 7 | 1004 | E | 9 | 190 | A | 7 | 3.6 | A | 7 | 16100 | A | 7 | 77777 | A | 7 | 1 | E | 8 | 0.065 | F | 8 | 0.2 | F | 8 | -9900 | -9900 | ? | 0
2003-12-06 | 17:00 | 27 | 740 | 1 | 2 | 8 | 47 | 2 | 15 | 0 | 2 | 8 | 0 | 2 | 8 | 0 | 2 | 15 | 0 | 2 | 8 | 0 | 2 | 19 | 4 | E | 9 | 4 | E | 9 | 8 | A | 7 | 5 | A | 7 | 81 | A | 7 | 1004 | E | 9 | 0 | A | 7 | 0 | A | 7 | 16100 | A | 7 | 77777 | A | 7 | 1.1 | E | 8 | 0.065 | F | 8 | 0.2 | F | 8 | -9900 | -9900 | ? | 0
2003-12-06 | 18:00 | 0 | 0 | 0 | 2 | 0 | 0 | 2 | 0 | 0 | 2 | 0 | 0 | 2 | 0 | 0 | 2 | 0 | 0 | 2 | 0 | 0 | 2 | 0 | 0 | E | 9 | 0 | E | 9 | 6 | A | 7 | 3 | A | 7 | 81 | A | 7 | 1004 | E | 9 | 0 | A | 7 | 0 | A | 7 | 16100 | A | 7 | 77777 | A | 7 | 1.2 | E | 8 | 0.065 | F | 8 | 0.2 | F | 8 | -9900 | -9900 | ? | 0
2003-12-06 | 19:00 | 0 | 0 | 0 | 2 | 0 | 0 | 2 | 0 | 0 | 2 | 0 | 0 | 2 | 0 | 0 | 2 | 0 | 0 | 2 | 0 | 0 | 2 | 0 | 4 | E | 9 | 4 | E | 9 | 5 | A | 7 | 3 | A | 7 | 87 | A | 7 | 1004 | E | 9 | 0 | A | 7 | 0 | A | 7 | 9700 | A | 7 | 77777 | A | 7 | 1.3 | E | 8 | 0.065 | F | 8 | 0.2 | F | 8 | -9900 | -9900 | ? | 0
2003-12-06 | 20:00 | 0 | 0 | 0 | 2 | 0 | 0 | 2 | 0 | 0 | 2 | 0 | 0 | 2 | 0 | 0 | 2 | 0 | 0 | 2 | 0 | 0 | 2 | 0 | 4 | E | 9 | 4 | E | 9 | 4 | A | 7 | 2 | A | 7 | 87 | A | 7 | 1004 | E | 9 | 0 | A | 7 | 0 | A | 7 | 8000 | A | 7 | 77777 | A | 7 | 1.4 | E | 8 | 0.065 | F | 8 | 0.2 | F | 8 | -9900 | -9900 | ? | 0
2003-12-06 | 21:00 | 0 | 0 | 0 | 2 | 0 | 0 | 2 | 0 | 0 | 2 | 0 | 0 | 2 | 0 | 0 | 2 | 0 | 0 | 2 | 0 | 0 | 2 | 0 | 8 | E | 9 | 8 | E | 9 | 5 | A | 7 | 3 | A | 7 | 87 | A | 7 | 1004 | E | 9 | 0 | A | 7 | 0 | A | 7 | 8000 | A | 7 | 1410 | A | 7 | 1.4 | E | 8 | 0.065 | F | 8 | 0.2 | F | 8 | -9900 | -9900 | ? | 0
2003-12-06 | 22:00 | 0 | 0 | 0 | 2 | 0 | 0 | 2 | 0 | 0 | 2 | 0 | 0 | 2 | 0 | 0 | 2 | 0 | 0 | 2 | 0 | 0 | 2 | 0 | 9 | E | 9 | 9 | E | 9 | 6 | A | 7 | 3 | A | 7 | 81 | A | 7 | 1004 | E | 9 | 0 | A | 7 | 0 | A | 7 | 16100 | A | 7 | 1410 | A | 7 | 1.4 | E | 8 | 0.065 | F | 8 | 0.2 | F | 8 | -9900 | -9900 | ? | 0
2003-12-06 | 23:00 | 0 | 0 | 0 | 2 | 0 | 0 | 2 | 0 | 0 | 2 | 0 | 0 | 2 | 0 | 0 | 2 | 0 | 0 | 2 | 0 | 0 | 2 | 0 | 10 | E | 9 | 10 | E | 9 | 6 | A | 7 | 4 | A | 7 | 87 | A | 7 | 1004 | E | 9 | 0 | A | 7 | 0 | A | 7 | 16100 | A | 7 | 1260 | A | 7 | 1.4 | E | 8 | 0.065 | F | 8 | 0.2 | F | 8 | -9900 | -9900 | ? | 0
2003-12-06 | 24:00 | 0 | 0 | 0 | 2 | 0 | 0 | 2 | 0 | 0 | 2 | 0 | 0 | 2 | 0 | 0 | 2 | 0 | 0 | 2 | 0 | 0 | 2 | 0 | 10 | E | 9 | 10 | E | 9 | 7 | A | 7 | 4 | A | 7 | 81 | A | 7 | 1004 | E | 9 | 0 | A | 7 | 0 | A | 7 | 16100 | A | 7 | 1110 | A | 7 | 1.4 | E | 8 | 0.065 | F | 8 | 0.2 | F | 8 | 0 | 1 | A | 7
2003-12-07 | 1:00 | 0 | 0 | 0 | 2 | 0 | 0 | 2 | 0 | 0 | 2 | 0 | 0 | 2 | 0 | 0 | 2 | 0 | 0 | 2 | 0 | 0 | 2 | 0 | 9 | B | 8 | 9 | B | 8 | 7 | B | 8 | 4.1 | B | 8 | 82 | A | 7 | 1004 | E | 9 | 90 | B | 8 | 2.9 | B | 8 | -9900 | ? | 0 | 1125 | B | 8 | 1.5 | E | 8 | 0.065 | F | 8 | 0.2 | F | 8 | -9900 | -9900 | ? | 0
2003-12-07 | 2:00 | 0 | 0 | 0 | 2 | 0 | 0 | 2 | 0 | 0 | 2 | 0 | 0 | 2 | 0 | 0 | 2 | 0 | 0 | 2 | 0 | 0 | 2 | 0 | 9 | E | 9 | 9 | E | 9 | 7 | A | 7 | 4 | A | 7 | 81 | A | 7 | 1004 | E | 9 | 170 | A | 7 | 5.7 | A | 7 | 16100 | A | 7 | 1140 | A | 7 | 1.4 | E | 8 | 0.065 | F | 8 | 0.2 | F | 8 | -9900 | -9900 | ? | 0
2003-12-07 | 3:00 | 0 | 0 | 0 | 2 | 0 | 0 | 2 | 0 | 0 | 2 | 0 | 0 | 2 | 0 | 0 | 2 | 0 | 0 | 2 | 0 | 0 | 2 | 0 | 9 | E | 9 | 8 | E | 9 | 7 | A | 7 | 5 | A | 7 | 87 | A | 7 | 1004 | E | 9 | 180 | A | 7 | 4.1 | A | 7 | 16100 | A | 7 | 930 | A | 7 | 1.4 | E | 8 | 0.065 | F | 8 | 0.2 | F | 8 | 0 | 1 | A | 7
2003-12-07 | 4:00 | 0 | 0 | 0 | 2 | 0 | 0 | 2 | 0 | 0 | 2 | 0 | 0 | 2 | 0 | 0 | 2 | 0 | 0 | 2 | 0 | 0 | 2 | 0 | 5 | E | 9 | 5 | E | 9 | 7 | A | 7 | 4 | A | 7 | 81 | A | 7 | 1004 | E | 9 | 170 | A | 7 | 5.1 | A | 7 | 16100 | A | 7 | 77777 | A | 7 | 1.3 | E | 8 | 0.065 | F | 8 | 0.2 | F | 8 | 0 | 1 | A | 7
2003-12-07 | 5:00 | 0 | 0 | 0 | 2 | 0 | 0 | 2 | 0 | 0 | 2 | 0 | 0 | 2 | 0 | 0 | 2 | 0 | 0 | 2 | 0 | 0 | 2 | 0 | 8 | E | 9 | 8 | E | 9 | 8 | A | 7 | 4 | A | 7 | 76 | A | 7 | 1004 | E | 9 | 170 | A | 7 | 7.2 | A | 7 | 16100 | A | 7 | 1080 | A | 7 | 1.4 | E | 8 | 0.065 | F | 8 | 0.2 | F | 8 | 1 | 1 | A | 7
2003-12-07 | 6:00 | 0 | 0 | 0 | 2 | 0 | 0 | 2 | 0 | 0 | 2 | 0 | 0 | 2 | 0 | 0 | 2 | 0 | 0 | 2 | 0 | 0 | 2 | 0 | 9 | E | 9 | 9 | E | 9 | 7 | A | 7 | 4 | A | 7 | 81 | A | 7 | 1004 | E | 9 | 160 | A | 7 | 6.2 | A | 7 | 14500 | A | 7 | 990 | A | 7 | 1.4 | E | 8 | 0.065 | F | 8 | 0.2 | F | 8 | 0 | 1 | A | 7
2003-12-07 | 7:00 | 0 | 0 | 0 | 2 | 0 | 0 | 2 | 0 | 0 | 2 | 0 | 0 | 2 | 0 | 0 | 2 | 0 | 0 | 2 | 0 | 0 | 2 | 0 | 10 | E | 9 | 10 | E | 9 | 7 | A | 7 | 4 | A | 7 | 81 | A | 7 | 1004 | E | 9 | 170 | A | 7 | 6.2 | A | 7 | 14500 | A | 7 | 660 | A | 7 | 1.4 | E | 8 | 0.065 | F | 8 | 0.2 | F | 8 | 0 | 1 | A | 7
2003-12-07 | 8:00 | 14 | 529 | 0 | 2 | 8 | 0 | 2 | 15 | 0 | 2 | 8 | 0 | 2 | 8 | 0 | 2 | 15 | 0 | 2 | 8 | 0 | 2 | 19 | 9 | E | 9 | 9 | E | 9 | 7 | A | 7 | 4 | A | 7 | 81 | A | 7 | 1004 | E | 9 | 200 | A | 7 | 4.6 | A | 7 | 11300 | A | 7 | 420 | A | 7 | 1.5 | E | 8 | 0.065 | F | 8 | 0.2 | F | 8 | 2 | 1 | A | 7
2003-12-07 | 9:00 | 172 | 1409 | 24 | 2 | 8 | 0 | 2 | 15 | 24 | 2 | 8 | 2800 | 2 | 8 | 0 | 2 | 15 | 2800 | 2 | 8 | 900 | 2 | 19 | 10 | E | 9 | 10 | E | 9 | 7 | A | 7 | 4 | A | 7 | 81 | A | 7 | 1004 | E | 9 | 170 | A | 7 | 6.2 | A | 7 | 8000 | A | 7 | 240 | A | 7 | 1.5 | E | 8 | 0.065 | F | 8 | 0.2 | F | 8 | 3 | 1 | A | 7
2003-12-07 | 10:00 | 345 | 1409 | 64 | 2 | 8 | 0 | 2 | 15 | 64 | 2 | 8 | 7300 | 2 | 8 | 0 | 2 | 15 | 7300 | 2 | 8 | 2450 | 2 | 19 | 10 | E | 9 | 10 | E | 9 | 7 | A | 7 | 5 | A | 7 | 87 | A | 7 | 1004 | E | 9 | 180 | A | 7 | 4.1 | A | 7 | 11300 | A | 7 | 570 | A | 7 | 1.5 | E | 8 | 0.065 | F | 8 | 0.2 | F | 8 | 1 | 1 | A | 7
2003-12-07 | 11:00 | 469 | 1409 | 230 | 2 | 8 | 203 | 2 | 15 | 162 | 2 | 8 | 24700 | 2 | 8 | 19000 | 2 | 15 | 18400 | 2 | 8 | 3680 | 2 | 19 | 10 | E | 9 | 10 | E | 9 | 8 | A | 7 | 6 | A | 7 | 87 | A | 7 | 1004 | E | 9 | 180 | A | 7 | 7.2 | A | 7 | 12900 | A | 7 | 870 | A | 7 | 1.5 | E | 8 | 0.065 | F | 8 | 0.2 | F | 8 | 0 | 1 | A | 7
2003-12-07 | 12:00 | 536 | 1409 | 70 | 2 | 8 | 0 | 2 | 15 | 70 | 2 | 8 | 8400 | 2 | 8 | 0 | 2 | 15 | 8400 | 2 | 8 | 3090 | 2 | 19 | 10 | E | 9 | 10 | E | 9 | 8 | A | 7 | 5 | A | 7 | 81 | A | 7 | 1004 | E | 9 | 180 | A | 7 | 6.7 | A | 7 | 16100 | A | 7 | 930 | A | 7 | 1.4 | E | 8 | 0.065 | F | 8 | 0.2 | F | 8 | 0 | 1 | A | 7
2003-12-07 | 13:00 | 541 | 1409 | 165 | 2 | 8 | 30 | 2 | 15 | 153 | 2 | 8 | 18100 | 2 | 8 | 2900 | 2 | 15 | 16900 | 2 | 8 | 4260 | 2 | 19 | 9 | E | 9 | 9 | E | 9 | 9 | A | 7 | 6 | A | 7 | 81 | A | 7 | 1004 | E | 9 | 180 | A | 7 | 6.2 | A | 7 | 16100 | A | 7 | 1050 | A | 7 | 1.4 | E | 8 | 0.065 | F | 8 | 0.2 | F | 8 | 1 | 1 | A | 7
2003-12-07 | 14:00 | 483 | 1409 | 77 | 2 | 8 | 0 | 2 | 15 | 77 | 2 | 8 | 9000 | 2 | 8 | 0 | 2 | 15 | 9000 | 2 | 8 | 3230 | 2 | 19 | 10 | E | 9 | 10 | E | 9 | 9 | A | 7 | 7 | A | 7 | 87 | A | 7 | 1004 | E | 9 | 180 | A | 7 | 5.1 | A | 7 | 16100 | A | 7 | 990 | A | 7 | 1.4 | E | 8 | 0.065 | F | 8 | 0.2 | F | 8 | -9900 | -9900 | ? | 0
2003-12-07 | 15:00 | 367 | 1409 | 103 | 2 | 8 | 0 | 2 | 15 | 103 | 2 | 8 | 11400 | 2 | 8 | 0 | 2 | 15 | 11400 | 2 | 8 | 3530 | 2 | 19 | 10 | E | 9 | 10 | E | 9 | 9 | A | 7 | 6 | A | 7 | 81 | A | 7 | 1004 | E | 9 | 200 | A | 7 | 2.1 | A | 7 | 12900 | A | 7 | 780 | A | 7 | 1.4 | E | 8 | 0.065 | F | 8 | 0.2 | F | 8 | 1 | 1 | A | 7
2003-12-07 | 16:00 | 201 | 1409 | 54 | 2 | 8 | 0 | 2 | 15 | 54 | 2 | 8 | 6000 | 2 | 8 | 0 | 2 | 15 | 6000 | 2 | 8 | 1740 | 2 | 19 | 10 | E | 9 | 10 | E | 9 | 9 | A | 7 | 6 | A | 7 | 81 | A | 7 | 1004 | E | 9 | 250 | A | 7 | 2.6 | A | 7 | 16100 | A | 7 | 930 | A | 7 | 1.4 | E | 8 | 0.065 | F | 8 | 0.2 | F | 8 | 1 | 1 | A | 7
2003-12-07 | 17:00 | 27 | 740 | 0 | 2 | 8 | 0 | 2 | 15 | 0 | 2 | 8 | 0 | 2 | 8 | 0 | 2 | 15 | 0 | 2 | 8 | 0 | 2 | 19 | 5 | E | 9 | 5 | E | 9 | 8 | A | 7 | 5 | A | 7 | 81 | A | 7 | 1004 | E | 9 | 190 | A | 7 | 3.1 | A | 7 | 16100 | A | 7 | 77777 | A | 7 | 1.4 | E | 8 | 0.065 | F | 8 | 0.2 | F | 8 | -9900 | -9900 | ? | 0
2003-12-07 | 18:00 | 0 | 0 | 0 | 2 | 0 | 0 | 2 | 0 | 0 | 2 | 0 | 0 | 2 | 0 | 0 | 2 | 0 | 0 | 2 | 0 | 0 | 2 | 0 | 8 | E | 9 | 8 | E | 9 | 8 | A | 7 | 6 | A | 7 | 87 | A | 7 | 1004 | E | 9 | 170 | A | 7 | 2.1 | A | 7 | 16100 | A | 7 | 870 | A | 7 | 1.4 | E | 8 | 0.065 | F | 8 | 0.2 | F | 8 | 0 | 1 | A | 7
2003-12-07 | 19:00 | 0 | 0 | 0 | 2 | 0 | 0 | 2 | 0 | 0 | 2 | 0 | 0 | 2 | 0 | 0 | 2 | 0 | 0 | 2 | 0 | 0 | 2 | 0 | 8 | E | 9 | 8 | E | 9 | 7 | A | 7 | 4 | A | 7 | 81 | A | 7 | 1004 | E | 9 | 200 | A | 7 | 2.6 | A | 7 | 16100 | A | 7 | 990 | A | 7 | 1.4 | E | 8 | 0.065 | F | 8 | 0.2 | F | 8 | 0 | 3 | A | 7
2003-12-07 | 20:00 | 0 | 0 | 0 | 2 | 0 | 0 | 2 | 0 | 0 | 2 | 0 | 0 | 2 | 0 | 0 | 2 | 0 | 0 | 2 | 0 | 0 | 2 | 0 | 3 | E | 9 | 3 | E | 9 | 7 | A | 7 | 4 | A | 7 | 81 | A | 7 | 1004 | E | 9 | 220 | A | 7 | 2.6 | A | 7 | 16100 | A | 7 | 77777 | A | 7 | 1.4 | E | 8 | 0.065 | F | 8 | 0.2 | F | 8 | -9900 | -9900 | ? | 0
2003-12-07 | 21:00 | 0 | 0 | 0 | 2 | 0 | 0 | 2 | 0 | 0 | 2 | 0 | 0 | 2 | 0 | 0 | 2 | 0 | 0 | 2 | 0 | 0 | 2 | 0 | 3 | E | 9 | 3 | E | 9 | 6 | A | 7 | 3 | A | 7 | 81 | A | 7 | 1004 | E | 9 | 170 | A | 7 | 2.6 | A | 7 | 16100 | A | 7 | 77777 | A | 7 | 1.4 | E | 8 | 0.065 | F | 8 | 0.2 | F | 8 | -9900 | -9900 | ? | 0
2003-12-07 | 22:00 | 0 | 0 | 0 | 2 | 0 | 0 | 2 | 0 | 0 | 2 | 0 | 0 | 2 | 0 | 0 | 2 | 0 | 0 | 2 | 0 | 0 | 2 | 0 | 4 | E | 9 | 4 | E | 9 | 4 | A | 7 | 2 | A | 7 | 87 | A | 7 | 1004 | E | 9 | 150 | A | 7 | 2.1 | A | 7 | 16100 | A | 7 | 77777 | A | 7 | 1.3 | E | 8 | 0.065 | F | 8 | 0.2 | F | 8 | 0 | 6 | A | 7
2003-12-07 | 23:00 | 0 | 0 | 0 | 2 | 0 | 0 | 2 | 0 | 0 | 2 | 0 | 0 | 2 | 0 | 0 | 2 | 0 | 0 | 2 | 0 | 0 | 2 | 0 | 8 | E | 9 | 8 | E | 9 | 6 | A | 7 | 3 | A | 7 | 81 | A | 7 | 1004 | E | 9 | 0 | A | 7 | 0 | A | 7 | 16100 | A | 7 | 990 | A | 7 | 1.3 | E | 8 | 0.065 | F | 8 | 0.2 | F | 8 | -9900 | -9900 | ? | 0
2003-12-07 | 24:00 | 0 | 0 | 0 | 2 | 0 | 0 | 2 | 0 | 0 | 2 | 0 | 0 | 2 | 0 | 0 | 2 | 0 | 0 | 2 | 0 | 0 | 2 | 0 | 10 | E | 9 | 10 | E | 9 | 6 | A | 7 | 3 | A | 7 | 81 | A | 7 | 1004 | E | 9 | 0 | A | 7 | 0 | A | 7 | 16100 | A | 7 | 1140 | A | 7 | 1.3 | E | 8 | 0.065 | F | 8 | 0.2 | F | 8 | -9900 | -9900 | ? | 0
2003-12-08 | 1:00 | 0 | 0 | 0 | 2 | 0 | 0 | 2 | 0 | 0 | 2 | 0 | 0 | 2 | 0 | 0 | 2 | 0 | 0 | 2 | 0 | 0 | 2 | 0 | 8 | E | 9 | 8 | E | 9 | 6 | A | 7 | 4 | A | 7 | 87 | A | 7 | 1004 | E | 9 | 170 | A | 7 | 2.1 | A | 7 | 16100 | A | 7 | 1020 | A | 7 | 1.3 | E | 8 | 0.065 | F | 8 | 0.2 | F | 8 | -9900 | -9900 | ? | 0
2003-12-08 | 2:00 | 0 | 0 | 0 | 2 | 0 | 0 | 2 | 0 | 0 | 2 | 0 | 0 | 2 | 0 | 0 | 2 | 0 | 0 | 2 | 0 | 0 | 2 | 0 | 10 | E | 9 | 10 | E | 9 | 6 | A | 7 | 4 | A | 7 | 87 | A | 7 | 1004 | E | 9 | 0 | A | 7 | 0 | A | 7 | 16100 | A | 7 | 1470 | A | 7 | 1.3 | E | 8 | 0.065 | F | 8 | 0.2 | F | 8 | -9900 | -9900 | ? | 0
2003-12-08 | 3:00 | 0 | 0 | 0 | 2 | 0 | 0 | 2 | 0 | 0 | 2 | 0 | 0 | 2 | 0 | 0 | 2 | 0 | 0 | 2 | 0 | 0 | 2 | 0 | 4 | E | 9 | 4 | E | 9 | 6 | A | 7 | 3 | A | 7 | 81 | A | 7 | 1004 | E | 9 | 0 | A | 7 | 0 | A | 7 | 16100 | A | 7 | 77777 | A | 7 | 1.2 | E | 8 | 0.065 | F | 8 | 0.2 | F | 8 | -9900 | -9900 | ? | 0
2003-12-08 | 4:00 | 0 | 0 | 0 | 2 | 0 | 0 | 2 | 0 | 0 | 2 | 0 | 0 | 2 | 0 | 0 | 2 | 0 | 0 | 2 | 0 | 0 | 2 | 0 | 10 | E | 9 | 10 | E | 9 | 6 | A | 7 | 3 | A | 7 | 81 | A | 7 | 1004 | E | 9 | 0 | A | 7 | 0 | A | 7 | 16100 | A | 7 | 1050 | A | 7 | 1.1 | E | 8 | 0.065 | F | 8 | 0.2 | F | 8 | -9900 | -9900 | ? | 0
2003-12-08 | 5:00 | 0 | 0 | 0 | 2 | 0 | 0 | 2 | 0 | 0 | 2 | 0 | 0 | 2 | 0 | 0 | 2 | 0 | 0 | 2 | 0 | 0 | 2 | 0 | 10 | E | 9 | 10 | E | 9 | 6 | A | 7 | 4 | A | 7 | 87 | A | 7 | 1004 | E | 9 | 210 | A | 7 | 1.5 | A | 7 | 16100 | A | 7 | 990 | A | 7 | 1.1 | E | 8 | 0.065 | F | 8 | 0.2 | F | 8 | -9900 | -9900 | ? | 0
2003-12-08 | 6:00 | 0 | 0 | 0 | 2 | 0 | 0 | 2 | 0 | 0 | 2 | 0 | 0 | 2 | 0 | 0 | 2 | 0 | 0 | 2 | 0 | 0 | 2 | 0 | 8 | E | 9 | 8 | E | 9 | 6 | A | 7 | 4 | A | 7 | 87 | A | 7 | 1004 | E | 9 | 190 | A | 7 | 1.5 | A | 7 | 16100 | A | 7 | 1020 | A | 7 | 1.1 | E | 8 | 0.065 | F | 8 | 0.2 | F | 8 | -9900 | -9900 | ? | 0
2003-12-08 | 7:00 | 0 | 0 | 0 | 2 | 0 | 0 | 2 | 0 | 0 | 2 | 0 | 0 | 2 | 0 | 0 | 2 | 0 | 0 | 2 | 0 | 0 | 2 | 0 | 10 | E | 9 | 10 | E | 9 | 6 | A | 7 | 4 | A | 7 | 87 | A | 7 | 1004 | E | 9 | 160 | A | 7 | 1.5 | A | 7 | 16100 | A | 7 | 1050 | A | 7 | 1.1 | E | 8 | 0.065 | F | 8 | 0.2 | F | 8 | -9900 | -9900 | ? | 0
2003-12-08 | 8:00 | 13 | 505 | 0 | 2 | 8 | 0 | 2 | 15 | 0 | 2 | 8 | 0 | 2 | 8 | 0 | 2 | 15 | 0 | 2 | 8 | 0 | 2 | 19 | 4 | E | 9 | 4 | E | 9 | 6 | A | 7 | 3 | A | 7 | 81 | A | 7 | 1004 | E | 9 | 0 | A | 7 | 0 | A | 7 | 16100 | A | 7 | 77777 | A | 7 | 1.1 | E | 8 | 0.065 | F | 8 | 0.2 | F | 8 | -9900 | -9900 | ? | 0
2003-12-08 | 9:00 | 169 | 1410 | 27 | 2 | 8 | 0 | 2 | 15 | 27 | 2 | 8 | 3100 | 2 | 8 | 0 | 2 | 15 | 3100 | 2 | 8 | 990 | 2 | 19 | 8 | E | 9 | 8 | E | 9 | 7 | A | 7 | 5 | A | 7 | 87 | A | 7 | 1004 | E | 9 | 200 | A | 7 | 2.6 | A | 7 | 16100 | A | 7 | 1500 | A | 7 | 1.2 | E | 8 | 0.065 | F | 8 | 0.2 | F | 8 | -9900 | -9900 | ? | 0
2003-12-08 | 10:00 | 341 | 1410 | 142 | 2 | 8 | 187 | 2 | 15 | 97 | 2 | 8 | 15000 | 2 | 8 | 15400 | 2 | 15 | 11200 | 2 | 8 | 1910 | 2 | 19 | 10 | E | 9 | 10 | E | 9 | 9 | A | 7 | 6 | A | 7 | 81 | A | 7 | 1004 | E | 9 | 180 | A | 7 | 4.6 | A | 7 | 16100 | A | 7 | 1320 | A | 7 | 1.2 | E | 8 | 0.065 | F | 8 | 0.2 | F | 8 | -9900 | -9900 | ? | 0
2003-12-08 | 11:00 | 466 | 1410 | 197 | 2 | 8 | 157 | 2 | 15 | 145 | 2 | 8 | 21300 | 2 | 8 | 14700 | 2 | 15 | 16400 | 2 | 8 | 3290 | 2 | 19 | 10 | E | 9 | 10 | E | 9 | 9 | A | 7 | 6 | A | 7 | 81 | A | 7 | 1004 | E | 9 | 180 | A | 7 | 2.6 | A | 7 | 14500 | A | 7 | 1230 | A | 7 | 1.2 | E | 8 | 0.065 | F | 8 | 0.2 | F | 8 | -9900 | -9900 | ? | 0
2003-12-08 | 12:00 | 533 | 1410 | 351 | 2 | 8 | 560 | 2 | 15 | 138 | 2 | 8 | 36500 | 2 | 8 | 53000 | 2 | 15 | 16400 | 2 | 8 | 2700 | 2 | 19 | 8 | E | 9 | 8 | E | 9 | 11 | A | 7 | 7 | A | 7 | 76 | A | 7 | 1004 | E | 9 | 170 | A | 7 | 4.6 | A | 7 | 16100 | A | 7 | 1140 | A | 7 | 1.2 | E | 8 | 0.065 | F | 8 | 0.2 | F | 8 | -9900 | -9900 | ? | 0
2003-12-08 | 13:00 | 539 | 1410 | 304 | 2 | 8 | 396 | 2 | 15 | 152 | 2 | 8 | 31300 | 2 | 8 | 37500 | 2 | 15 | 16900 | 2 | 8 | 3010 | 2 | 19 | 0 | E | 9 | 0 | E | 9 | 11 | A | 7 | 6 | A | 7 | 71 | A | 7 | 1004 | E | 9 | 170 | A | 7 | 4.6 | A | 7 | 16100 | A | 7 | 77777 | A | 7 | 1.3 | E | 8 | 0.065 | F | 8 | 0.2 | F | 8 | -9900 | -9900 | ? | 0
2003-12-08 | 14:00 | 481 | 1410 | 246 | 2 | 8 | 301 | 2 | 15 | 142 | 2 | 8 | 25900 | 2 | 8 | 28400 | 2 | 15 | 16100 | 2 | 8 | 2930 | 2 | 19 | 8 | E | 9 | 8 | E | 9 | 10 | A | 7 | 6 | A | 7 | 76 | A | 7 | 1004 | E | 9 | 170 | A | 7 | 3.6 | A | 7 | 16100 | A | 7 | 1290 | A | 7 | 1.2 | E | 8 | 0.065 | F | 8 | 0.2 | F | 8 | -9900 | -9900 | ? | 0
2003-12-08 | 15:00 | 366 | 1410 | 128 | 2 | 8 | 47 | 2 | 15 | 116 | 2 | 8 | 14000 | 2 | 8 | 4200 | 2 | 15 | 12900 | 2 | 8 | 2870 | 2 | 19 | 7 | E | 9 | 6 | E | 9 | 10 | A | 7 | 5 | A | 7 | 71 | A | 7 | 1004 | E | 9 | 190 | A | 7 | 2.1 | A | 7 | 16100 | A | 7 | 77777 | A | 7 | 1.2 | E | 8 | 0.065 | F | 8 | 0.2 | F | 8 | -9900 | -9900 | ? | 0
2003-12-08 | 16:00 | 200 | 1410 | 108 | 2 | 8 | 176 | 2 | 15 | 82 | 2 | 8 | 10900 | 2 | 8 | 10700 | 2 | 15 | 9300 | 2 | 8 | 1730 | 2 | 19 | 8 | E | 9 | 6 | E | 9 | 10 | A | 7 | 5 | A | 7 | 71 | A | 7 | 1004 | E | 9 | 0 | A | 7 | 0 | A | 7 | 16100 | A | 7 | 77777 | A | 7 | 1.2 | E | 8 | 0.065 | F | 8 | 0.2 | F | 8 | -9900 | -9900 | ? | 0
2003-12-08 | 17:00 | 27 | 740 | 0 | 2 | 8 | 34 | 2 | 15 | 0 | 2 | 8 | 0 | 2 | 8 | 0 | 2 | 15 | 0 | 2 | 8 | 0 | 2 | 19 | 10 | E | 9 | 7 | E | 9 | 9 | A | 7 | 5 | A | 7 | 76 | A | 7 | 1004 | E | 9 | 60 | A | 7 | 2.1 | A | 7 | 16100 | A | 7 | 77777 | A | 7 | 1.2 | E | 8 | 0.065 | F | 8 | 0.2 | F | 8 | -9900 | -9900 | ? | 0
2003-12-08 | 18:00 | 0 | 0 | 0 | 2 | 0 | 0 | 2 | 0 | 0 | 2 | 0 | 0 | 2 | 0 | 0 | 2 | 0 | 0 | 2 | 0 | 0 | 2 | 0 | 10 | E | 9 | 9 | E | 9 | 8 | A | 7 | 5 | A | 7 | 81 | A | 7 | 1004 | E | 9 | 300 | A | 7 | 1.5 | A | 7 | 16100 | A | 7 | 77777 | A | 7 | 1.2 | E | 8 | 0.065 | F | 8 | 0.2 | F | 8 | -9900 | -9900 | ? | 0
2003-12-08 | 19:00 | 0 | 0 | 0 | 2 | 0 | 0 | 2 | 0 | 0 | 2 | 0 | 0 | 2 | 0 | 0 | 2 | 0 | 0 | 2 | 0 | 0 | 2 | 0 | 9 | E | 9 | 6 | E | 9 | 7 | A | 7 | 4 | A | 7 | 81 | A | 7 | 1004 | E | 9 | 280 | A | 7 | 1.5 | A | 7 | 16100 | A | 7 | 77777 | A | 7 | 1.1 | E | 8 | 0.065 | F | 8 | 0.2 | F | 8 | -9900 | -9900 | ? | 0
2003-12-08 | 20:00 | 0 | 0 | 0 | 2 | 0 | 0 | 2 | 0 | 0 | 2 | 0 | 0 | 2 | 0 | 0 | 2 | 0 | 0 | 2 | 0 | 0 | 2 | 0 | 10 | E | 9 | 10 | E | 9 | 7 | A | 7 | 4 | A | 7 | 81 | A | 7 | 1004 | E | 9 | 320 | A | 7 | 1.5 | A | 7 | 16100 | A | 7 | 3600 | A | 7 | 1.1 | E | 8 | 0.065 | F | 8 | 0.2 | F | 8 | -9900 | -9900 | ? | 0
2003-12-08 | 21:00 | 0 | 0 | 0 | 2 | 0 | 0 | 2 | 0 | 0 | 2 | 0 | 0 | 2 | 0 | 0 | 2 | 0 | 0 | 2 | 0 | 0 | 2 | 0 | 7 | E | 9 | 7 | E | 9 | 6 | A | 7 | 4 | A | 7 | 87 | A | 7 | 1004 | E | 9 | 270 | A | 7 | 1.5 | A | 7 | 16100 | A | 7 | 77777 | A | 7 | 1.2 | E | 8 | 0.065 | F | 8 | 0.2 | F | 8 | -9900 | -9900 | ? | 0
2003-12-08 | 22:00 | 0 | 0 | 0 | 2 | 0 | 0 | 2 | 0 | 0 | 2 | 0 | 0 | 2 | 0 | 0 | 2 | 0 | 0 | 2 | 0 | 0 | 2 | 0 | 10 | E | 9 | 10 | E | 9 | 6 | A | 7 | 3 | A | 7 | 81 | A | 7 | 1004 | E | 9 | 310 | A | 7 | 1.5 | A | 7 | 16100 | A | 7 | 3000 | A | 7 | 1.2 | E | 8 | 0.065 | F | 8 | 0.2 | F | 8 | -9900 | -9900 | ? | 0
2003-12-08 | 23:00 | 0 | 0 | 0 | 2 | 0 | 0 | 2 | 0 | 0 | 2 | 0 | 0 | 2 | 0 | 0 | 2 | 0 | 0 | 2 | 0 | 0 | 2 | 0 | 9 | E | 9 | 8 | E | 9 | 6 | A | 7 | 3 | A | 7 | 81 | A | 7 | 1004 | E | 9 | 250 | A | 7 | 1.5 | A | 7 | 16100 | A | 7 | 77777 | A | 7 | 1.2 | E | 8 | 0.065 | F | 8 | 0.2 | F | 8 | -9900 | -9900 | ? | 0
2003-12-08 | 24:00 | 0 | 0 | 0 | 2 | 0 | 0 | 2 | 0 | 0 | 2 | 0 | 0 | 2 | 0 | 0 | 2 | 0 | 0 | 2 | 0 | 0 | 2 | 0 | 10 | E | 9 | 9 | E | 9 | 6 | A | 7 | 4 | A | 7 | 87 | A | 7 | 1004 | E | 9 | 0 | A | 7 | 0 | A | 7 | 16100 | A | 7 | 77777 | A | 7 | 1.3 | E | 8 | 0.065 | F | 8 | 0.2 | F | 8 | -9900 | -9900 | ? | 0
2003-12-09 | 1:00 | 0 | 0 | 0 | 2 | 0 | 0 | 2 | 0 | 0 | 2 | 0 | 0 | 2 | 0 | 0 | 2 | 0 | 0 | 2 | 0 | 0 | 2 | 0 | 10 | E | 9 | 9 | E | 9 | 6 | A | 7 | 4 | A | 7 | 87 | A | 7 | 1004 | E | 9 | 300 | A | 7 | 1.5 | A | 7 | 16100 | A | 7 | 77777 | A | 7 | 1.3 | E | 8 | 0.065 | F | 8 | 0.2 | F | 8 | -9900 | -9900 | ? | 0
2003-12-09 | 2:00 | 0 | 0 | 0 | 2 | 0 | 0 | 2 | 0 | 0 | 2 | 0 | 0 | 2 | 0 | 0 | 2 | 0 | 0 | 2 | 0 | 0 | 2 | 0 | 10 | E | 9 | 9 | E | 9 | 6 | A | 7 | 4 | A | 7 | 87 | A | 7 | 1004 | E | 9 | 60 | A | 7 | 1.5 | A | 7 | 16100 | A | 7 | 77777 | A | 7 | 1.4 | E | 8 | 0.065 | F | 8 | 0.2 | F | 8 | -9900 | -9900 | ? | 0
2003-12-09 | 3:00 | 0 | 0 | 0 | 2 | 0 | 0 | 2 | 0 | 0 | 2 | 0 | 0 | 2 | 0 | 0 | 2 | 0 | 0 | 2 | 0 | 0 | 2 | 0 | 10 | E | 9 | 9 | E | 9 | 6 | A | 7 | 3 | A | 7 | 81 | A | 7 | 1004 | E | 9 | 250 | A | 7 | 2.1 | A | 7 | 16100 | A | 7 | 77777 | A | 7 | 1.6 | E | 8 | 0.065 | F | 8 | 0.2 | F | 8 | -9900 | -9900 | ? | 0
2003-12-09 | 4:00 | 0 | 0 | 0 | 2 | 0 | 0 | 2 | 0 | 0 | 2 | 0 | 0 | 2 | 0 | 0 | 2 | 0 | 0 | 2 | 0 | 0 | 2 | 0 | 8 | E | 9 | 6 | E | 9 | 6 | A | 7 | 3 | A | 7 | 81 | A | 7 | 1004 | E | 9 | 0 | A | 7 | 0 | A | 7 | 16100 | A | 7 | 77777 | A | 7 | 1.7 | E | 8 | 0.065 | F | 8 | 0.2 | F | 8 | -9900 | -9900 | ? | 0
2003-12-09 | 5:00 | 0 | 0 | 0 | 2 | 0 | 0 | 2 | 0 | 0 | 2 | 0 | 0 | 2 | 0 | 0 | 2 | 0 | 0 | 2 | 0 | 0 | 2 | 0 | 10 | E | 9 | 7 | E | 9 | 6 | A | 7 | 3 | A | 7 | 81 | A | 7 | 1004 | E | 9 | 130 | A | 7 | 1.5 | A | 7 | 16100 | A | 7 | 77777 | A | 7 | 1.7 | E | 8 | 0.065 | F | 8 | 0.2 | F | 8 | -9900 | -9900 | ? | 0
2003-12-09 | 6:00 | 0 | 0 | 0 | 2 | 0 | 0 | 2 | 0 | 0 | 2 | 0 | 0 | 2 | 0 | 0 | 2 | 0 | 0 | 2 | 0 | 0 | 2 | 0 | 9 | E | 9 | 6 | E | 9 | 6 | A | 7 | 3 | A | 7 | 81 | A | 7 | 1004 | E | 9 | 60 | A | 7 | 1.5 | A | 7 | 16100 | A | 7 | 77777 | A | 7 | 1.7 | E | 8 | 0.065 | F | 8 | 0.2 | F | 8 | -9900 | -9900 | ? | 0
2003-12-09 | 7:00 | 0 | 0 | 0 | 2 | 0 | 0 | 2 | 0 | 0 | 2 | 0 | 0 | 2 | 0 | 0 | 2 | 0 | 0 | 2 | 0 | 0 | 2 | 0 | 10 | E | 9 | 8 | E | 9 | 6 | A | 7 | 3 | A | 7 | 81 | A | 7 | 1004 | E | 9 | 0 | A | 7 | 0 | A | 7 | 16100 | A | 7 | 1260 | A | 7 | 1.7 | E | 8 | 0.065 | F | 8 | 0.2 | F | 8 | -9900 | -9900 | ? | 0
2003-12-09 | 8:00 | 12 | 482 | 0 | 2 | 8 | 0 | 2 | 15 | 0 | 2 | 8 | 0 | 2 | 8 | 0 | 2 | 15 | 0 | 2 | 8 | 0 | 2 | 19 | 10 | E | 9 | 9 | E | 9 | 6 | A | 7 | 4 | A | 7 | 87 | A | 7 | 1004 | E | 9 | 10 | A | 7 | 2.1 | A | 7 | 14500 | A | 7 | 810 | A | 7 | 1.7 | E | 8 | 0.065 | F | 8 | 0.2 | F | 8 | -9900 | -9900 | ? | 0
2003-12-09 | 9:00 | 166 | 1410 | 12 | 2 | 8 | 0 | 2 | 15 | 12 | 2 | 8 | 1500 | 2 | 8 | 0 | 2 | 15 | 1500 | 2 | 8 | 490 | 2 | 19 | 10 | E | 9 | 10 | E | 9 | 6 | A | 7 | 4 | A | 7 | 87 | A | 7 | 1004 | E | 9 | 0 | A | 7 | 0 | A | 7 | 12900 | A | 7 | 1260 | A | 7 | 1.8 | E | 8 | 0.065 | F | 8 | 0.2 | F | 8 | 0 | 1 | A | 7
2003-12-09 | 10:00 | 338 | 1410 | 32 | 2 | 8 | 0 | 2 | 15 | 32 | 2 | 8 | 3900 | 2 | 8 | 0 | 2 | 15 | 3900 | 2 | 8 | 1360 | 2 | 19 | 10 | E | 9 | 10 | E | 9 | 7 | A | 7 | 3 | A | 7 | 76 | A | 7 | 1004 | E | 9 | 0 | A | 7 | 0 | A | 7 | 16100 | A | 7 | 1200 | A | 7 | 1.8 | E | 8 | 0.065 | F | 8 | 0.2 | F | 8 | 0 | 1 | A | 7
2003-12-09 | 11:00 | 463 | 1410 | 48 | 2 | 8 | 0 | 2 | 15 | 48 | 2 | 8 | 5800 | 2 | 8 | 0 | 2 | 15 | 5800 | 2 | 8 | 2120 | 2 | 19 | 10 | E | 9 | 10 | E | 9 | 7 | A | 7 | 4 | A | 7 | 81 | A | 7 | 1004 | E | 9 | 30 | A | 7 | 2.6 | A | 7 | 16100 | A | 7 | 1230 | A | 7 | 1.8 | E | 8 | 0.065 | F | 8 | 0.2 | F | 8 | 0 | 1 | A | 7
2003-12-09 | 12:00 | 531 | 1410 | 58 | 2 | 8 | 0 | 2 | 15 | 58 | 2 | 8 | 7000 | 2 | 8 | 0 | 2 | 15 | 7000 | 2 | 8 | 2610 | 2 | 19 | 10 | E | 9 | 10 | E | 9 | 7 | A | 7 | 4 | A | 7 | 81 | A | 7 | 1004 | E | 9 | 330 | A | 7 | 1.5 | A | 7 | 11300 | A | 7 | 690 | A | 7 | 1.9 | E | 8 | 0.065 | F | 8 | 0.2 | F | 8 | 0 | 1 | A | 7
2003-12-09 | 13:00 | 537 | 1410 | 57 | 2 | 8 | 0 | 2 | 15 | 57 | 2 | 8 | 6900 | 2 | 8 | 0 | 2 | 15 | 6900 | 2 | 8 | 2580 | 2 | 19 | 10 | E | 9 | 10 | A | 7 | 7 | A | 7 | 4 | A | 7 | 81 | A | 7 | 1004 | E | 9 | 0 | A | 7 | 0 | A | 7 | 12900 | A | 7 | 870 | A | 7 | 1.9 | E | 8 | 0.065 | F | 8 | 0.2 | F | 8 | 1 | 1 | A | 7
2003-12-09 | 14:00 | 480 | 1410 | 84 | 2 | 8 | 0 | 2 | 15 | 84 | 2 | 8 | 9800 | 2 | 8 | 0 | 2 | 15 | 9800 | 2 | 8 | 3450 | 2 | 19 | 10 | E | 9 | 10 | E | 9 | 7 | A | 7 | 4 | A | 7 | 81 | A | 7 | 1004 | E | 9 | 30 | A | 7 | 2.1 | A | 7 | 12900 | A | 7 | 990 | A | 7 | 1.9 | E | 8 | 0.065 | F | 8 | 0.2 | F | 8 | 1 | 1 | A | 7
2003-12-09 | 15:00 | 365 | 1410 | 51 | 2 | 8 | 0 | 2 | 15 | 51 | 2 | 8 | 6000 | 2 | 8 | 0 | 2 | 15 | 6000 | 2 | 8 | 2080 | 2 | 19 | 10 | E | 9 | 10 | E | 9 | 7 | A | 7 | 4 | A | 7 | 81 | A | 7 | 1004 | E | 9 | 30 | A | 7 | 3.1 | A | 7 | 11300 | A | 7 | 660 | A | 7 | 1.9 | E | 8 | 0.065 | F | 8 | 0.2 | F | 8 | 1 | 1 | A | 7
2003-12-09 | 16:00 | 199 | 1410 | 54 | 2 | 8 | 0 | 2 | 15 | 54 | 2 | 8 | 6000 | 2 | 8 | 0 | 2 | 15 | 6000 | 2 | 8 | 1740 | 2 | 19 | 10 | E | 9 | 10 | E | 9 | 7 | A | 7 | 4 | A | 7 | 81 | A | 7 | 1004 | E | 9 | 70 | A | 7 | 1.5 | A | 7 | 14500 | A | 7 | 870 | A | 7 | 1.9 | E | 8 | 0.065 | F | 8 | 0.2 | F | 8 | 1 | 1 | A | 7
2003-12-09 | 17:00 | 27 | 740 | 0 | 2 | 8 | 0 | 2 | 15 | 0 | 2 | 8 | 0 | 2 | 8 | 0 | 2 | 15 | 0 | 2 | 8 | 0 | 2 | 19 | 10 | E | 9 | 10 | E | 9 | 7 | A | 7 | 4 | A | 7 | 81 | A | 7 | 1004 | E | 9 | 0 | A | 7 | 0 | A | 7 | 11300 | A | 7 | 750 | A | 7 | 1.9 | E | 8 | 0.065 | F | 8 | 0.2 | F | 8 | 2 | 1 | A | 7
2003-12-09 | 18:00 | 0 | 0 | 0 | 2 | 0 | 0 | 2 | 0 | 0 | 2 | 0 | 0 | 2 | 0 | 0 | 2 | 0 | 0 | 2 | 0 | 0 | 2 | 0 | 10 | E | 9 | 10 | E | 9 | 7 | A | 7 | 4 | A | 7 | 81 | A | 7 | 1004 | E | 9 | 30 | A | 7 | 1.5 | A | 7 | 14500 | A | 7 | 360 | A | 7 | 1.9 | E | 8 | 0.065 | F | 8 | 0.2 | F | 8 | 2 | 1 | A | 7
2003-12-09 | 19:00 | 0 | 0 | 0 | 2 | 0 | 0 | 2 | 0 | 0 | 2 | 0 | 0 | 2 | 0 | 0 | 2 | 0 | 0 | 2 | 0 | 0 | 2 | 0 | 10 | E | 9 | 10 | E | 9 | 7 | A | 7 | 4 | A | 7 | 81 | A | 7 | 1004 | E | 9 | 40 | A | 7 | 3.1 | A | 7 | 16100 | A | 7 | 840 | A | 7 | 1.9 | E | 8 | 0.065 | F | 8 | 0.2 | F | 8 | 2 | 1 | A | 7
2003-12-09 | 20:00 | 0 | 0 | 0 | 2 | 0 | 0 | 2 | 0 | 0 | 2 | 0 | 0 | 2 | 0 | 0 | 2 | 0 | 0 | 2 | 0 | 0 | 2 | 0 | 10 | E | 9 | 10 | E | 9 | 7 | A | 7 | 4 | A | 7 | 81 | A | 7 | 1004 | E | 9 | 50 | A | 7 | 1.5 | A | 7 | 14500 | A | 7 | 870 | A | 7 | 1.8 | E | 8 | 0.065 | F | 8 | 0.2 | F | 8 | 1 | 1 | A | 7
2003-12-09 | 21:00 | 0 | 0 | 0 | 2 | 0 | 0 | 2 | 0 | 0 | 2 | 0 | 0 | 2 | 0 | 0 | 2 | 0 | 0 | 2 | 0 | 0 | 2 | 0 | 10 | E | 9 | 10 | E | 9 | 7 | A | 7 | 4 | A | 7 | 81 | A | 7 | 1004 | E | 9 | 50 | A | 7 | 1.5 | A | 7 | 16100 | A | 7 | 870 | A | 7 | 1.8 | E | 8 | 0.065 | F | 8 | 0.2 | F | 8 | 1 | 1 | A | 7
2003-12-09 | 22:00 | 0 | 0 | 0 | 2 | 0 | 0 | 2 | 0 | 0 | 2 | 0 | 0 | 2 | 0 | 0 | 2 | 0 | 0 | 2 | 0 | 0 | 2 | 0 | 10 | E | 9 | 10 | E | 9 | 7 | A | 7 | 4 | A | 7 | 81 | A | 7 | 1004 | E | 9 | 30 | A | 7 | 3.1 | A | 7 | 12900 | A | 7 | 690 | A | 7 | 1.8 | E | 8 | 0.065 | F | 8 | 0.2 | F | 8 | 0 | 1 | A | 7
2003-12-09 | 23:00 | 0 | 0 | 0 | 2 | 0 | 0 | 2 | 0 | 0 | 2 | 0 | 0 | 2 | 0 | 0 | 2 | 0 | 0 | 2 | 0 | 0 | 2 | 0 | 10 | E | 9 | 10 | E | 9 | 6 | A | 7 | 4 | A | 7 | 87 | A | 7 | 1004 | E | 9 | 40 | A | 7 | 3.6 | A | 7 | 16100 | A | 7 | 1290 | A | 7 | 1.8 | E | 8 | 0.065 | F | 8 | 0.2 | F | 8 | 0 | 1 | A | 7
2003-12-09 | 24:00 | 0 | 0 | 0 | 2 | 0 | 0 | 2 | 0 | 0 | 2 | 0 | 0 | 2 | 0 | 0 | 2 | 0 | 0 | 2 | 0 | 0 | 2 | 0 | 10 | E | 9 | 10 | E | 9 | 6 | A | 7 | 4 | A | 7 | 87 | A | 7 | 1004 | E | 9 | 10 | A | 7 | 2.6 | A | 7 | 16100 | A | 7 | 810 | A | 7 | 1.8 | E | 8 | 0.065 | F | 8 | 0.2 | F | 8 | 0 | 1 | A | 7
2003-12-10 | 1:00 | 0 | 0 | 0 | 2 | 0 | 0 | 2 | 0 | 0 | 2 | 0 | 0 | 2 | 0 | 0 | 2 | 0 | 0 | 2 | 0 | 0 | 2 | 0 | 10 | E | 9 | 10 | E | 9 | 7 | A | 7 | 4 | A | 7 | 81 | A | 7 | 1004 | E | 9 | 0 | A | 7 | 0 | A | 7 | 16100 | A | 7 | 930 | A | 7 | 1.7 | E | 8 | 0.065 | F | 8 | 0.2 | F | 8 | 0 | 1 | A | 7
2003-12-10 | 2:00 | 0 | 0 | 0 | 2 | 0 | 0 | 2 | 0 | 0 | 2 | 0 | 0 | 2 | 0 | 0 | 2 | 0 | 0 | 2 | 0 | 0 | 2 | 0 | 10 | E | 9 | 10 | E | 9 | 6 | A | 7 | 4 | A | 7 | 87 | A | 7 | 1004 | E | 9 | 60 | A | 7 | 1.5 | A | 7 | 16100 | A | 7 | 90 | A | 7 | 1.7 | E | 8 | 0.065 | F | 8 | 0.2 | F | 8 | 0 | 1 | A | 7
2003-12-10 | 3:00 | 0 | 0 | 0 | 2 | 0 | 0 | 2 | 0 | 0 | 2 | 0 | 0 | 2 | 0 | 0 | 2 | 0 | 0 | 2 | 0 | 0 | 2 | 0 | 10 | E | 9 | 10 | E | 9 | 6 | A | 7 | 3 | A | 7 | 81 | A | 7 | 1004 | E | 9 | 0 | A | 7 | 0 | A | 7 | 16100 | A | 7 | 90 | A | 7 | 1.7 | E | 8 | 0.065 | F | 8 | 0.2 | F | 8 | 0 | 1 | A | 7
2003-12-10 | 4:00 | 0 | 0 | 0 | 2 | 0 | 0 | 2 | 0 | 0 | 2 | 0 | 0 | 2 | 0 | 0 | 2 | 0 | 0 | 2 | 0 | 0 | 2 | 0 | 10 | E | 9 | 10 | E | 9 | 6 | A | 7 | 3 | A | 7 | 81 | A | 7 | 1004 | E | 9 | 70 | A | 7 | 1.5 | A | 7 | 16100 | A | 7 | 60 | A | 7 | 1.7 | E | 8 | 0.065 | F | 8 | 0.2 | F | 8 | 2 | 6 | A | 7
2003-12-10 | 5:00 | 0 | 0 | 0 | 2 | 0 | 0 | 2 | 0 | 0 | 2 | 0 | 0 | 2 | 0 | 0 | 2 | 0 | 0 | 2 | 0 | 0 | 2 | 0 | 10 | E | 9 | 10 | E | 9 | 6 | A | 7 | 3 | A | 7 | 81 | A | 7 | 1004 | E | 9 | 0 | A | 7 | 0 | A | 7 | 16100 | A | 7 | 90 | A | 7 | 1.7 | E | 8 | 0.065 | F | 8 | 0.2 | F | 8 | -9900 | -9900 | ? | 0
2003-12-10 | 6:00 | 0 | 0 | 0 | 2 | 0 | 0 | 2 | 0 | 0 | 2 | 0 | 0 | 2 | 0 | 0 | 2 | 0 | 0 | 2 | 0 | 0 | 2 | 0 | 10 | E | 9 | 10 | E | 9 | 6 | A | 7 | 3 | A | 7 | 81 | A | 7 | 1004 | E | 9 | 0 | A | 7 | 0 | A | 7 | 16100 | A | 7 | 330 | A | 7 | 1.7 | E | 8 | 0.065 | F | 8 | 0.2 | F | 8 | -9900 | -9900 | ? | 0
2003-12-10 | 7:00 | 0 | 0 | 0 | 2 | 0 | 0 | 2 | 0 | 0 | 2 | 0 | 0 | 2 | 0 | 0 | 2 | 0 | 0 | 2 | 0 | 0 | 2 | 0 | 10 | E | 9 | 10 | E | 9 | 6 | A | 7 | 3 | A | 7 | 81 | A | 7 | 1004 | E | 9 | 160 | A | 7 | 2.6 | A | 7 | 16100 | A | 7 | 90 | A | 7 | 1.6 | E | 8 | 0.065 | F | 8 | 0.2 | F | 8 | -9900 | -9900 | ? | 0
2003-12-10 | 8:00 | 10 | 458 | 0 | 2 | 8 | 0 | 2 | 15 | 0 | 2 | 8 | 0 | 2 | 8 | 0 | 2 | 15 | 0 | 2 | 8 | 0 | 2 | 19 | 10 | E | 9 | 10 | E | 9 | 6 | A | 7 | 3 | A | 7 | 81 | A | 7 | 1004 | E | 9 | 0 | A | 7 | 0 | A | 7 | 4000 | A | 7 | 90 | A | 7 | 1.6 | E | 8 | 0.065 | F | 8 | 0.2 | F | 8 | -9900 | -9900 | ? | 0
2003-12-10 | 9:00 | 162 | 1411 | 29 | 2 | 8 | 0 | 2 | 15 | 29 | 2 | 8 | 3300 | 2 | 8 | 0 | 2 | 15 | 3300 | 2 | 8 | 1040 | 2 | 19 | 10 | E | 9 | 10 | E | 9 | 6 | A | 7 | 4 | A | 7 | 87 | A | 7 | 1004 | E | 9 | 150 | A | 7 | 3.1 | A | 7 | 4000 | A | 7 | 30 | A | 7 | 1.6 | E | 8 | 0.065 | F | 8 | 0.2 | F | 8 | -9900 | -9900 | ? | 0
2003-12-10 | 10:00 | 335 | 1411 | 128 | 2 | 8 | 143 | 2 | 15 | 93 | 2 | 8 | 13800 | 2 | 8 | 12000 | 2 | 15 | 10900 | 2 | 8 | 2030 | 2 | 19 | 9 | E | 9 | 8 | E | 9 | 7 | A | 7 | 5 | A | 7 | 87 | A | 7 | 1004 | E | 9 | 150 | A | 7 | 2.6 | A | 7 | 16100 | A | 7 | 150 | A | 7 | 1.6 | E | 8 | 0.065 | F | 8 | 0.2 | F | 8 | -9900 | -9900 | ? | 0
2003-12-10 | 11:00 | 461 | 1411 | 64 | 2 | 8 | 0 | 2 | 15 | 64 | 2 | 8 | 7600 | 2 | 8 | 0 | 2 | 15 | 7600 | 2 | 8 | 2720 | 2 | 19 | 10 | E | 9 | 10 | E | 9 | 8 | A | 7 | 4 | A | 7 | 76 | A | 7 | 1004 | E | 9 | 230 | A | 7 | 2.1 | A | 7 | 16100 | A | 7 | 180 | A | 7 | 1.6 | E | 8 | 0.065 | F | 8 | 0.2 | F | 8 | -9900 | -9900 | ? | 0
2003-12-10 | 12:00 | 529 | 1411 | 163 | 2 | 8 | 24 | 2 | 15 | 154 | 2 | 8 | 18300 | 2 | 8 | 1800 | 2 | 15 | 17600 | 2 | 8 | 5620 | 2 | 19 | 10 | E | 9 | 10 | E | 9 | 8 | A | 7 | 4 | A | 7 | 76 | A | 7 | 1004 | E | 9 | 0 | A | 7 | 0 | A | 7 | 16100 | A | 7 | 240 | A | 7 | 1.6 | E | 8 | 0.065 | F | 8 | 0.2 | F | 8 | -9900 | -9900 | ? | 0
2003-12-10 | 13:00 | 535 | 1411 | 139 | 2 | 8 | 6 | 2 | 15 | 137 | 2 | 8 | 15800 | 2 | 8 | 400 | 2 | 15 | 15600 | 2 | 8 | 5240 | 2 | 19 | 10 | E | 9 | 10 | E | 9 | 9 | A | 7 | 6 | A | 7 | 81 | A | 7 | 1004 | E | 9 | 0 | A | 7 | 0 | A | 7 | 16100 | A | 7 | 990 | A | 7 | 1.6 | E | 8 | 0.065 | F | 8 | 0.2 | F | 8 | -9900 | -9900 | ? | 0
2003-12-10 | 14:00 | 479 | 1411 | 70 | 2 | 8 | 0 | 2 | 15 | 70 | 2 | 8 | 8300 | 2 | 8 | 0 | 2 | 15 | 8300 | 2 | 8 | 2970 | 2 | 19 | 10 | E | 9 | 10 | E | 9 | 9 | A | 7 | 6 | A | 7 | 81 | A | 7 | 1004 | E | 9 | 170 | A | 7 | 1.5 | A | 7 | 16100 | A | 7 | 1380 | A | 7 | 1.6 | E | 8 | 0.065 | F | 8 | 0.2 | F | 8 | -9900 | -9900 | ? | 0
2003-12-10 | 15:00 | 364 | 1411 | 180 | 2 | 8 | 189 | 2 | 15 | 131 | 2 | 8 | 19200 | 2 | 8 | 16200 | 2 | 15 | 15000 | 2 | 8 | 2880 | 2 | 19 | 10 | E | 9 | 10 | E | 9 | 11 | A | 7 | 7 | A | 7 | 76 | A | 7 | 1004 | E | 9 | 170 | A | 7 | 4.6 | A | 7 | 16100 | A | 7 | 810 | A | 7 | 1.6 | E | 8 | 0.065 | F | 8 | 0.2 | F | 8 | -9900 | -9900 | ? | 0
2003-12-10 | 16:00 | 199 | 1411 | 108 | 2 | 8 | 213 | 2 | 15 | 77 | 2 | 8 | 10900 | 2 | 8 | 12900 | 2 | 15 | 9100 | 2 | 8 | 1590 | 2 | 19 | 10 | E | 9 | 10 | E | 9 | 11 | A | 7 | 7 | A | 7 | 76 | A | 7 | 1004 | E | 9 | 160 | A | 7 | 2.6 | A | 7 | 16100 | A | 7 | 690 | A | 7 | 1.5 | E | 8 | 0.065 | F | 8 | 0.2 | F | 8 | -9900 | -9900 | ? | 0
2003-12-10 | 17:00 | 27 | 741 | 0 | 2 | 8 | 41 | 2 | 15 | 0 | 2 | 8 | 0 | 2 | 8 | 0 | 2 | 15 | 0 | 2 | 8 | 0 | 2 | 19 | 10 | E | 9 | 10 | E | 9 | 9 | A | 7 | 6 | A | 7 | 81 | A | 7 | 1004 | E | 9 | 150 | A | 7 | 2.6 | A | 7 | 16100 | A | 7 | 1410 | A | 7 | 1.5 | E | 8 | 0.065 | F | 8 | 0.2 | F | 8 | -9900 | -9900 | ? | 0
2003-12-10 | 18:00 | 0 | 0 | 0 | 2 | 0 | 0 | 2 | 0 | 0 | 2 | 0 | 0 | 2 | 0 | 0 | 2 | 0 | 0 | 2 | 0 | 0 | 2 | 0 | 10 | E | 9 | 10 | E | 9 | 9 | A | 7 | 6 | A | 7 | 81 | A | 7 | 1004 | E | 9 | 130 | A | 7 | 1.5 | A | 7 | 16100 | A | 7 | 870 | A | 7 | 1.6 | E | 8 | 0.065 | F | 8 | 0.2 | F | 8 | -9900 | -9900 | ? | 0
2003-12-10 | 19:00 | 0 | 0 | 0 | 2 | 0 | 0 | 2 | 0 | 0 | 2 | 0 | 0 | 2 | 0 | 0 | 2 | 0 | 0 | 2 | 0 | 0 | 2 | 0 | 10 | E | 9 | 10 | E | 9 | 9 | A | 7 | 6 | A | 7 | 81 | A | 7 | 1004 | E | 9 | 90 | A | 7 | 1.5 | A | 7 | 16100 | A | 7 | 960 | A | 7 | 1.6 | E | 8 | 0.065 | F | 8 | 0.2 | F | 8 | -9900 | -9900 | ? | 0
2003-12-10 | 20:00 | 0 | 0 | 0 | 2 | 0 | 0 | 2 | 0 | 0 | 2 | 0 | 0 | 2 | 0 | 0 | 2 | 0 | 0 | 2 | 0 | 0 | 2 | 0 | 10 | E | 9 | 10 | E | 9 | 9 | A | 7 | 6 | A | 7 | 81 | A | 7 | 1004 | E | 9 | 0 | A | 7 | 0 | A | 7 | 16100 | A | 7 | 780 | A | 7 | 1.6 | E | 8 | 0.065 | F | 8 | 0.2 | F | 8 | -9900 | -9900 | ? | 0
2003-12-10 | 21:00 | 0 | 0 | 0 | 2 | 0 | 0 | 2 | 0 | 0 | 2 | 0 | 0 | 2 | 0 | 0 | 2 | 0 | 0 | 2 | 0 | 0 | 2 | 0 | 10 | E | 9 | 10 | E | 9 | 8 | A | 7 | 6 | A | 7 | 87 | A | 7 | 1004 | E | 9 | 30 | A | 7 | 1.5 | A | 7 | 16100 | A | 7 | 1200 | A | 7 | 1.5 | E | 8 | 0.065 | F | 8 | 0.2 | F | 8 | -9900 | -9900 | ? | 0
2003-12-10 | 22:00 | 0 | 0 | 0 | 2 | 0 | 0 | 2 | 0 | 0 | 2 | 0 | 0 | 2 | 0 | 0 | 2 | 0 | 0 | 2 | 0 | 0 | 2 | 0 | 10 | E | 9 | 10 | E | 9 | 8 | A | 7 | 6 | A | 7 | 87 | A | 7 | 1004 | E | 9 | 0 | A | 7 | 0 | A | 7 | 16100 | A | 7 | 1500 | A | 7 | 1.5 | E | 8 | 0.065 | F | 8 | 0.2 | F | 8 | -9900 | -9900 | ? | 0
2003-12-10 | 23:00 | 0 | 0 | 0 | 2 | 0 | 0 | 2 | 0 | 0 | 2 | 0 | 0 | 2 | 0 | 0 | 2 | 0 | 0 | 2 | 0 | 0 | 2 | 0 | 10 | E | 9 | 10 | E | 9 | 8 | A | 7 | 6 | A | 7 | 87 | A | 7 | 1004 | E | 9 | 0 | A | 7 | 0 | A | 7 | 9700 | A | 7 | 990 | A | 7 | 1.5 | E | 8 | 0.065 | F | 8 | 0.2 | F | 8 | -9900 | -9900 | ? | 0
2003-12-10 | 24:00 | 0 | 0 | 0 | 2 | 0 | 0 | 2 | 0 | 0 | 2 | 0 | 0 | 2 | 0 | 0 | 2 | 0 | 0 | 2 | 0 | 0 | 2 | 0 | 10 | E | 9 | 10 | E | 9 | 8 | A | 7 | 6 | A | 7 | 87 | A | 7 | 1004 | E | 9 | 340 | A | 7 | 1.5 | A | 7 | 16100 | A | 7 | 870 | A | 7 | 1.5 | E | 8 | 0.065 | F | 8 | 0.2 | F | 8 | -9900 | -9900 | ? | 0
2003-12-11 | 1:00 | 0 | 0 | 0 | 2 | 0 | 0 | 2 | 0 | 0 | 2 | 0 | 0 | 2 | 0 | 0 | 2 | 0 | 0 | 2 | 0 | 0 | 2 | 0 | 10 | E | 9 | 10 | E | 9 | 8 | A | 7 | 6 | A | 7 | 87 | A | 7 | 1004 | E | 9 | 0 | A | 7 | 0 | A | 7 | 11300 | A | 7 | 1500 | A | 7 | 1.5 | E | 8 | 0.065 | F | 8 | 0.2 | F | 8 | -9900 | -9900 | ? | 0
2003-12-11 | 2:00 | 0 | 0 | 0 | 2 | 0 | 0 | 2 | 0 | 0 | 2 | 0 | 0 | 2 | 0 | 0 | 2 | 0 | 0 | 2 | 0 | 0 | 2 | 0 | 10 | E | 9 | 10 | E | 9 | 7 | A | 7 | 5 | A | 7 | 87 | A | 7 | 1004 | E | 9 | 310 | A | 7 | 1.5 | A | 7 | 12900 | A | 7 | 90 | A | 7 | 1.5 | E | 8 | 0.065 | F | 8 | 0.2 | F | 8 | -9900 | -9900 | ? | 0
2003-12-11 | 3:00 | 0 | 0 | 0 | 2 | 0 | 0 | 2 | 0 | 0 | 2 | 0 | 0 | 2 | 0 | 0 | 2 | 0 | 0 | 2 | 0 | 0 | 2 | 0 | 10 | E | 9 | 10 | E | 9 | 8 | A | 7 | 6 | A | 7 | 87 | A | 7 | 1004 | E | 9 | 0 | A | 7 | 0 | A | 7 | 9700 | A | 7 | 60 | A | 7 | 1.5 | E | 8 | 0.065 | F | 8 | 0.2 | F | 8 | -9900 | -9900 | ? | 0
2003-12-11 | 4:00 | 0 | 0 | 0 | 2 | 0 | 0 | 2 | 0 | 0 | 2 | 0 | 0 | 2 | 0 | 0 | 2 | 0 | 0 | 2 | 0 | 0 | 2 | 0 | 10 | B | 8 | 10 | B | 8 | 7.8 | B | 8 | 5.8 | B | 8 | 87 | A | 7 | 1004 | E | 9 | 0 | A | 7 | 0 | A | 7 | -9900 | ? | 0 | 11030 | B | 8 | 1.4 | E | 8 | 0.065 | F | 8 | 0.2 | F | 8 | -9900 | -9900 | ? | 0
2003-12-11 | 5:00 | 0 | 0 | 0 | 2 | 0 | 0 | 2 | 0 | 0 | 2 | 0 | 0 | 2 | 0 | 0 | 2 | 0 | 0 | 2 | 0 | 0 | 2 | 0 | 10 | B | 8 | 10 | B | 8 | 7.4 | B | 8 | 5.4 | B | 8 | 87 | A | 7 | 1004 | E | 9 | 0 | A | 7 | 0 | A | 7 | -9900 | ? | 0 | 77777 | A | 7 | 1.4 | E | 8 | 0.065 | F | 8 | 0.2 | F | 8 | -9900 | -9900 | ? | 0
2003-12-11 | 6:00 | 0 | 0 | 0 | 2 | 0 | 0 | 2 | 0 | 0 | 2 | 0 | 0 | 2 | 0 | 0 | 2 | 0 | 0 | 2 | 0 | 0 | 2 | 0 | 10 | B | 8 | 10 | B | 8 | 7.3 | B | 8 | 5.2 | B | 8 | 87 | A | 7 | 1004 | E | 9 | 130 | A | 7 | 2.1 | A | 7 | -9900 | ? | 0 | 77777 | A | 7 | 1.4 | E | 8 | 0.065 | F | 8 | 0.2 | F | 8 | -9900 | -9900 | ? | 0
2003-12-11 | 7:00 | 0 | 0 | 0 | 2 | 0 | 0 | 2 | 0 | 0 | 2 | 0 | 0 | 2 | 0 | 0 | 2 | 0 | 0 | 2 | 0 | 0 | 2 | 0 | 10 | B | 8 | 10 | B | 8 | 6.9 | B | 8 | 5 | B | 8 | 88 | A | 7 | 1004 | E | 9 | 110 | A | 7 | 2.6 | A | 7 | -9900 | ? | 0 | 77777 | A | 7 | 1.4 | E | 8 | 0.065 | F | 8 | 0.2 | F | 8 | -9900 | -9900 | ? | 0
2003-12-11 | 8:00 | 10 | 435 | 0 | 2 | 8 | 0 | 2 | 15 | 0 | 2 | 8 | 0 | 2 | 8 | 0 | 2 | 15 | 0 | 2 | 8 | 0 | 2 | 19 | 10 | B | 8 | 10 | B | 8 | 6.7 | B | 8 | 4.8 | B | 8 | 88 | A | 7 | 1004 | E | 9 | 100 | A | 7 | 1.5 | A | 7 | -9900 | ? | 0 | 77777 | A | 7 | 1.4 | E | 8 | 0.065 | F | 8 | 0.2 | F | 8 | -9900 | -9900 | ? | 0
2003-12-11 | 9:00 | 159 | 1411 | 35 | 2 | 8 | 14 | 2 | 15 | 33 | 2 | 8 | 3800 | 2 | 8 | 900 | 2 | 15 | 3700 | 2 | 8 | 820 | 2 | 19 | 10 | E | 9 | 10 | E | 9 | 7 | A | 7 | 5 | A | 7 | 87 | A | 7 | 1004 | E | 9 | 110 | A | 7 | 1.5 | A | 7 | 6400 | A | 7 | 60 | A | 7 | 1.4 | E | 8 | 0.065 | F | 8 | 0.2 | F | 8 | -9900 | -9900 | ? | 0
2003-12-11 | 10:00 | 332 | 1411 | 64 | 2 | 8 | 0 | 2 | 15 | 64 | 2 | 8 | 7300 | 2 | 8 | 0 | 2 | 15 | 7300 | 2 | 8 | 2420 | 2 | 19 | 10 | E | 9 | 10 | E | 9 | 8 | A | 7 | 6 | A | 7 | 87 | A | 7 | 1004 | E | 9 | 130 | A | 7 | 2.1 | A | 7 | 11300 | A | 7 | 60 | A | 7 | 1.3 | E | 8 | 0.065 | F | 8 | 0.2 | F | 8 | -9900 | -9900 | ? | 0
2003-12-11 | 11:00 | 458 | 1411 | 191 | 2 | 8 | 168 | 2 | 15 | 136 | 2 | 8 | 20700 | 2 | 8 | 15700 | 2 | 15 | 15600 | 2 | 8 | 3070 | 2 | 19 | 10 | E | 9 | 10 | E | 9 | 8 | A | 7 | 6 | A | 7 | 87 | A | 7 | 1004 | E | 9 | 180 | A | 7 | 4.6 | A | 7 | 16100 | A | 7 | 240 | A | 7 | 1.4 | E | 8 | 0.065 | F | 8 | 0.2 | F | 8 | -9900 | -9900 | ? | 0
2003-12-11 | 12:00 | 527 | 1411 | 111 | 2 | 8 | 0 | 2 | 15 | 111 | 2 | 8 | 12800 | 2 | 8 | 0 | 2 | 15 | 12800 | 2 | 8 | 4470 | 2 | 19 | 10 | E | 9 | 10 | E | 9 | 9 | A | 7 | 6 | A | 7 | 81 | A | 7 | 1004 | E | 9 | 180 | A | 7 | 5.7 | A | 7 | 16100 | A | 7 | 1050 | A | 7 | 1.5 | E | 8 | 0.065 | F | 8 | 0.2 | F | 8 | -9900 | -9900 | ? | 0
2003-12-11 | 13:00 | 533 | 1411 | 82 | 2 | 8 | 0 | 2 | 15 | 82 | 2 | 8 | 9700 | 2 | 8 | 0 | 2 | 15 | 9700 | 2 | 8 | 3530 | 2 | 19 | 10 | E | 9 | 10 | E | 9 | 9 | A | 7 | 6 | A | 7 | 81 | A | 7 | 1004 | E | 9 | 160 | A | 7 | 6.2 | A | 7 | 16100 | A | 7 | 930 | A | 7 | 1.5 | E | 8 | 0.065 | F | 8 | 0.2 | F | 8 | -9900 | -9900 | ? | 0
2003-12-11 | 14:00 | 478 | 1411 | 133 | 2 | 8 | 6 | 2 | 15 | 131 | 2 | 8 | 14900 | 2 | 8 | 400 | 2 | 15 | 14800 | 2 | 8 | 4770 | 2 | 19 | 10 | E | 9 | 10 | E | 9 | 10 | A | 7 | 6 | A | 7 | 76 | A | 7 | 1004 | E | 9 | 170 | A | 7 | 5.7 | A | 7 | 16100 | A | 7 | 900 | A | 7 | 1.4 | E | 8 | 0.065 | F | 8 | 0.2 | F | 8 | -9900 | -9900 | ? | 0
2003-12-11 | 15:00 | 363 | 1411 | 111 | 2 | 8 | 14 | 2 | 15 | 108 | 2 | 8 | 12300 | 2 | 8 | 800 | 2 | 15 | 12100 | 2 | 8 | 3610 | 2 | 19 | 10 | E | 9 | 9 | E | 9 | 10 | A | 7 | 6 | A | 7 | 76 | A | 7 | 1004 | E | 9 | 170 | A | 7 | 4.6 | A | 7 | 16100 | A | 7 | 1050 | A | 7 | 1.4 | E | 8 | 0.065 | F | 8 | 0.2 | F | 8 | -9900 | -9900 | ? | 0
2003-12-11 | 16:00 | 199 | 1411 | 54 | 2 | 8 | 0 | 2 | 15 | 54 | 2 | 8 | 6000 | 2 | 8 | 0 | 2 | 15 | 6000 | 2 | 8 | 1730 | 2 | 19 | 10 | E | 9 | 10 | E | 9 | 9 | A | 7 | 6 | A | 7 | 81 | A | 7 | 1004 | E | 9 | 190 | A | 7 | 3.6 | A | 7 | 16100 | A | 7 | 900 | A | 7 | 1.3 | E | 8 | 0.065 | F | 8 | 0.2 | F | 8 | -9900 | -9900 | ? | 0
2003-12-11 | 17:00 | 27 | 741 | 0 | 2 | 8 | 0 | 2 | 15 | 0 | 2 | 8 | 0 | 2 | 8 | 0 | 2 | 15 | 0 | 2 | 8 | 0 | 2 | 19 | 10 | E | 9 | 9 | E | 9 | 9 | A | 7 | 6 | A | 7 | 81 | A | 7 | 1004 | E | 9 | 170 | A | 7 | 5.7 | A | 7 | 16100 | A | 7 | 990 | A | 7 | 1.4 | E | 8 | 0.065 | F | 8 | 0.2 | F | 8 | -9900 | -9900 | ? | 0
2003-12-11 | 18:00 | 0 | 0 | 0 | 2 | 0 | 0 | 2 | 0 | 0 | 2 | 0 | 0 | 2 | 0 | 0 | 2 | 0 | 0 | 2 | 0 | 0 | 2 | 0 | 10 | E | 9 | 9 | E | 9 | 9 | A | 7 | 6 | A | 7 | 81 | A | 7 | 1004 | E | 9 | 170 | A | 7 | 5.7 | A | 7 | 16100 | A | 7 | 1080 | A | 7 | 1.6 | E | 8 | 0.065 | F | 8 | 0.2 | F | 8 | -9900 | -9900 | ? | 0
2003-12-11 | 19:00 | 0 | 0 | 0 | 2 | 0 | 0 | 2 | 0 | 0 | 2 | 0 | 0 | 2 | 0 | 0 | 2 | 0 | 0 | 2 | 0 | 0 | 2 | 0 | 10 | E | 9 | 9 | E | 9 | 9 | A | 7 | 6 | A | 7 | 81 | A | 7 | 1004 | E | 9 | 190 | A | 7 | 3.1 | A | 7 | 16100 | A | 7 | 660 | A | 7 | 1.7 | E | 8 | 0.065 | F | 8 | 0.2 | F | 8 | 0 | 1 | A | 7
2003-12-11 | 20:00 | 0 | 0 | 0 | 2 | 0 | 0 | 2 | 0 | 0 | 2 | 0 | 0 | 2 | 0 | 0 | 2 | 0 | 0 | 2 | 0 | 0 | 2 | 0 | 9 | E | 9 | 8 | E | 9 | 8 | A | 7 | 6 | A | 7 | 87 | A | 7 | 1004 | E | 9 | 180 | A | 7 | 2.6 | A | 7 | 16100 | A | 7 | 780 | A | 7 | 1.7 | E | 8 | 0.065 | F | 8 | 0.2 | F | 8 | 1 | 1 | A | 7
2003-12-11 | 21:00 | 0 | 0 | 0 | 2 | 0 | 0 | 2 | 0 | 0 | 2 | 0 | 0 | 2 | 0 | 0 | 2 | 0 | 0 | 2 | 0 | 0 | 2 | 0 | 10 | B | 8 | 9 | B | 8 | 8 | B | 8 | 6 | B | 8 | 87 | A | 7 | 1004 | E | 9 | 180 | B | 8 | 2.4 | B | 8 | -9900 | ? | 0 | 660 | B | 8 | 1.7 | E | 8 | 0.065 | F | 8 | 0.2 | F | 8 | -9900 | -9900 | ? | 0
2003-12-11 | 22:00 | 0 | 0 | 0 | 2 | 0 | 0 | 2 | 0 | 0 | 2 | 0 | 0 | 2 | 0 | 0 | 2 | 0 | 0 | 2 | 0 | 0 | 2 | 0 | 10 | E | 9 | 10 | E | 9 | 8 | A | 7 | 6 | A | 7 | 87 | A | 7 | 1004 | E | 9 | 180 | A | 7 | 2.1 | A | 7 | 8000 | A | 7 | 540 | A | 7 | 1.8 | E | 8 | 0.065 | F | 8 | 0.2 | F | 8 | 0 | 1 | A | 7
2003-12-11 | 23:00 | 0 | 0 | 0 | 2 | 0 | 0 | 2 | 0 | 0 | 2 | 0 | 0 | 2 | 0 | 0 | 2 | 0 | 0 | 2 | 0 | 0 | 2 | 0 | 10 | E | 9 | 10 | E | 9 | 8 | A | 7 | 5 | A | 7 | 81 | A | 7 | 1004 | E | 9 | 180 | A | 7 | 7.7 | A | 7 | 16100 | A | 7 | 1050 | A | 7 | 1.8 | E | 8 | 0.065 | F | 8 | 0.2 | F | 8 | 0 | 1 | A | 7
2003-12-11 | 24:00 | 0 | 0 | 0 | 2 | 0 | 0 | 2 | 0 | 0 | 2 | 0 | 0 | 2 | 0 | 0 | 2 | 0 | 0 | 2 | 0 | 0 | 2 | 0 | 10 | E | 9 | 10 | E | 9 | 8 | A | 7 | 5 | A | 7 | 81 | A | 7 | 1004 | E | 9 | 180 | A | 7 | 7.7 | A | 7 | 8000 | A | 7 | 510 | A | 7 | 1.9 | E | 8 | 0.065 | F | 8 | 0.2 | F | 8 | 0 | 1 | A | 7
2003-12-12 | 1:00 | 0 | 0 | 0 | 2 | 0 | 0 | 2 | 0 | 0 | 2 | 0 | 0 | 2 | 0 | 0 | 2 | 0 | 0 | 2 | 0 | 0 | 2 | 0 | 10 | E | 9 | 10 | E | 9 | 8 | A | 7 | 5 | A | 7 | 81 | A | 7 | 1004 | E | 9 | 180 | A | 7 | 7.2 | A | 7 | 11300 | A | 7 | 750 | A | 7 | 1.9 | E | 8 | 0.065 | F | 8 | 0.2 | F | 8 | 0 | 1 | A | 7
2003-12-12 | 2:00 | 0 | 0 | 0 | 2 | 0 | 0 | 2 | 0 | 0 | 2 | 0 | 0 | 2 | 0 | 0 | 2 | 0 | 0 | 2 | 0 | 0 | 2 | 0 | 10 | E | 9 | 10 | E | 9 | 8 | A | 7 | 6 | A | 7 | 87 | A | 7 | 1004 | E | 9 | 190 | A | 7 | 7.2 | A | 7 | 9700 | A | 7 | 600 | A | 7 | 1.9 | E | 8 | 0.065 | F | 8 | 0.2 | F | 8 | 0 | 1 | A | 7
2003-12-12 | 3:00 | 0 | 0 | 0 | 2 | 0 | 0 | 2 | 0 | 0 | 2 | 0 | 0 | 2 | 0 | 0 | 2 | 0 | 0 | 2 | 0 | 0 | 2 | 0 | 10 | E | 9 | 10 | E | 9 | 8 | A | 7 | 6 | A | 7 | 87 | A | 7 | 1004 | E | 9 | 190 | A | 7 | 7.7 | A | 7 | 14500 | A | 7 | 570 | A | 7 | 1.9 | E | 8 | 0.065 | F | 8 | 0.2 | F | 8 | -9900 | -9900 | ? | 0
2003-12-12 | 4:00 | 0 | 0 | 0 | 2 | 0 | 0 | 2 | 0 | 0 | 2 | 0 | 0 | 2 | 0 | 0 | 2 | 0 | 0 | 2 | 0 | 0 | 2 | 0 | 10 | E | 9 | 10 | E | 9 | 8 | A | 7 | 6 | A | 7 | 87 | A | 7 | 1004 | E | 9 | 190 | A | 7 | 7.2 | A | 7 | 8000 | A | 7 | 630 | A | 7 | 1.8 | E | 8 | 0.065 | F | 8 | 0.2 | F | 8 | 1 | 6 | A | 7
2003-12-12 | 5:00 | 0 | 0 | 0 | 2 | 0 | 0 | 2 | 0 | 0 | 2 | 0 | 0 | 2 | 0 | 0 | 2 | 0 | 0 | 2 | 0 | 0 | 2 | 0 | 10 | E | 9 | 10 | E | 9 | 8 | A | 7 | 6 | A | 7 | 87 | A | 7 | 1004 | E | 9 | 190 | A | 7 | 8.2 | A | 7 | 11300 | A | 7 | 540 | A | 7 | 1.8 | E | 8 | 0.065 | F | 8 | 0.2 | F | 8 | -9900 | -9900 | ? | 0
2003-12-12 | 6:00 | 0 | 0 | 0 | 2 | 0 | 0 | 2 | 0 | 0 | 2 | 0 | 0 | 2 | 0 | 0 | 2 | 0 | 0 | 2 | 0 | 0 | 2 | 0 | 10 | E | 9 | 10 | E | 9 | 8 | A | 7 | 6 | A | 7 | 87 | A | 7 | 1004 | E | 9 | 190 | A | 7 | 8.2 | A | 7 | 11300 | A | 7 | 630 | A | 7 | 1.9 | E | 8 | 0.065 | F | 8 | 0.2 | F | 8 | -9900 | -9900 | ? | 0
2003-12-12 | 7:00 | 0 | 0 | 0 | 2 | 0 | 0 | 2 | 0 | 0 | 2 | 0 | 0 | 2 | 0 | 0 | 2 | 0 | 0 | 2 | 0 | 0 | 2 | 0 | 10 | E | 9 | 10 | E | 9 | 9 | A | 7 | 6 | A | 7 | 81 | A | 7 | 1004 | E | 9 | 180 | A | 7 | 7.2 | A | 7 | 9700 | A | 7 | 570 | A | 7 | 1.9 | E | 8 | 0.065 | F | 8 | 0.2 | F | 8 | 0 | 1 | A | 7
2003-12-12 | 8:00 | 9 | 435 | 0 | 2 | 8 | 0 | 2 | 15 | 0 | 2 | 8 | 0 | 2 | 8 | 0 | 2 | 15 | 0 | 2 | 8 | 0 | 2 | 19 | 8 | E | 9 | 8 | E | 9 | 9 | A | 7 | 7 | A | 7 | 87 | A | 7 | 1004 | E | 9 | 180 | A | 7 | 6.2 | A | 7 | 14500 | A | 7 | 1020 | A | 7 | 1.8 | E | 8 | 0.065 | F | 8 | 0.2 | F | 8 | -9900 | -9900 | ? | 0
2003-12-12 | 9:00 | 156 | 1411 | 11 | 2 | 8 | 0 | 2 | 15 | 11 | 2 | 8 | 1300 | 2 | 8 | 0 | 2 | 15 | 1300 | 2 | 8 | 440 | 2 | 19 | 10 | E | 9 | 10 | E | 9 | 9 | A | 7 | 7 | A | 7 | 87 | A | 7 | 1004 | E | 9 | 180 | A | 7 | 6.7 | A | 7 | 16100 | A | 7 | 900 | A | 7 | 1.7 | E | 8 | 0.065 | F | 8 | 0.2 | F | 8 | -9900 | -9900 | ? | 0
2003-12-12 | 10:00 | 330 | 1411 | 100 | 2 | 8 | 49 | 2 | 15 | 88 | 2 | 8 | 10900 | 2 | 8 | 4200 | 2 | 15 | 9900 | 2 | 8 | 2230 | 2 | 19 | 10 | E | 9 | 10 | E | 9 | 10 | A | 7 | 8 | A | 7 | 87 | A | 7 | 1004 | E | 9 | 0 | A | 7 | 0 | A | 7 | 11300 | A | 7 | 540 | A | 7 | 1.6 | E | 8 | 0.065 | F | 8 | 0.2 | F | 8 | 0 | 6 | A | 7
2003-12-12 | 11:00 | 456 | 1411 | 159 | 2 | 8 | 70 | 2 | 15 | 137 | 2 | 8 | 17500 | 2 | 8 | 6500 | 2 | 15 | 15400 | 2 | 8 | 3600 | 2 | 19 | 10 | E | 9 | 10 | E | 9 | 11 | A | 7 | 8 | A | 7 | 82 | A | 7 | 1004 | E | 9 | 100 | A | 7 | 3.1 | A | 7 | 16100 | A | 7 | 750 | A | 7 | 1.6 | E | 8 | 0.065 | F | 8 | 0.2 | F | 8 | -9900 | -9900 | ? | 0
2003-12-12 | 12:00 | 525 | 1411 | 70 | 2 | 8 | 0 | 2 | 15 | 70 | 2 | 8 | 8300 | 2 | 8 | 0 | 2 | 15 | 8300 | 2 | 8 | 3070 | 2 | 19 | 10 | E | 9 | 10 | E | 9 | 12 | A | 7 | 9 | A | 7 | 82 | A | 7 | 1004 | E | 9 | 150 | A | 7 | 2.6 | A | 7 | 16100 | A | 7 | 900 | A | 7 | 1.6 | E | 8 | 0.065 | F | 8 | 0.2 | F | 8 | -9900 | -9900 | ? | 0
2003-12-12 | 13:00 | 532 | 1411 | 76 | 2 | 8 | 0 | 2 | 15 | 76 | 2 | 8 | 9000 | 2 | 8 | 0 | 2 | 15 | 9000 | 2 | 8 | 3300 | 2 | 19 | 10 | E | 9 | 10 | A | 7 | 12 | A | 7 | 8 | A | 7 | 76 | A | 7 | 1004 | E | 9 | 300 | A | 7 | 2.6 | A | 7 | 16100 | A | 7 | 900 | A | 7 | 1.6 | E | 8 | 0.065 | F | 8 | 0.2 | F | 8 | -9900 | -9900 | ? | 0
2003-12-12 | 14:00 | 477 | 1411 | 105 | 2 | 8 | 0 | 2 | 15 | 105 | 2 | 8 | 12000 | 2 | 8 | 0 | 2 | 15 | 12000 | 2 | 8 | 4090 | 2 | 19 | 10 | E | 9 | 10 | A | 7 | 11 | A | 7 | 6 | A | 7 | 71 | A | 7 | 1004 | E | 9 | 320 | A | 7 | 3.6 | A | 7 | 16100 | A | 7 | 960 | A | 7 | 1.6 | E | 8 | 0.065 | F | 8 | 0.2 | F | 8 | -9900 | -9900 | ? | 0
2003-12-12 | 15:00 | 363 | 1411 | 77 | 2 | 8 | 0 | 2 | 15 | 77 | 2 | 8 | 8800 | 2 | 8 | 0 | 2 | 15 | 8800 | 2 | 8 | 2880 | 2 | 19 | 10 | E | 9 | 10 | A | 7 | 11 | A | 7 | 7 | A | 7 | 76 | A | 7 | 1004 | E | 9 | 310 | A | 7 | 3.6 | A | 7 | 11300 | A | 7 | 900 | A | 7 | 1.6 | E | 8 | 0.065 | F | 8 | 0.2 | F | 8 | -9900 | -9900 | ? | 0
2003-12-12 | 16:00 | 199 | 1411 | 107 | 2 | 8 | 120 | 2 | 15 | 90 | 2 | 8 | 11200 | 2 | 8 | 7800 | 2 | 15 | 10100 | 2 | 8 | 1900 | 2 | 19 | 10 | E | 9 | 9 | A | 7 | 10 | A | 7 | 7 | A | 7 | 82 | A | 7 | 1004 | E | 9 | 70 | A | 7 | 2.1 | A | 7 | 16100 | A | 7 | 780 | A | 7 | 1.6 | E | 8 | 0.065 | F | 8 | 0.2 | F | 8 | -9900 | -9900 | ? | 0
2003-12-12 | 17:00 | 27 | 741 | 1 | 2 | 8 | 24 | 2 | 15 | 0 | 2 | 8 | 0 | 2 | 8 | 0 | 2 | 15 | 0 | 2 | 8 | 0 | 2 | 19 | 10 | E | 9 | 10 | E | 9 | 10 | A | 7 | 7 | A | 7 | 82 | A | 7 | 1004 | E | 9 | 0 | A | 7 | 0 | A | 7 | 12900 | A | 7 | 390 | A | 7 | 1.7 | E | 8 | 0.065 | F | 8 | 0.2 | F | 8 | -9900 | -9900 | ? | 0
2003-12-12 | 18:00 | 0 | 0 | 0 | 2 | 0 | 0 | 2 | 0 | 0 | 2 | 0 | 0 | 2 | 0 | 0 | 2 | 0 | 0 | 2 | 0 | 0 | 2 | 0 | 10 | E | 9 | 10 | E | 9 | 10 | A | 7 | 8 | A | 7 | 87 | A | 7 | 1004 | E | 9 | 190 | A | 7 | 3.1 | A | 7 | 14500 | A | 7 | 1080 | A | 7 | 1.8 | E | 8 | 0.065 | F | 8 | 0.2 | F | 8 | -9900 | -9900 | ? | 0
2003-12-12 | 19:00 | 0 | 0 | 0 | 2 | 0 | 0 | 2 | 0 | 0 | 2 | 0 | 0 | 2 | 0 | 0 | 2 | 0 | 0 | 2 | 0 | 0 | 2 | 0 | 10 | E | 9 | 10 | E | 9 | 9 | A | 7 | 7 | A | 7 | 87 | A | 7 | 1004 | E | 9 | 160 | A | 7 | 5.1 | A | 7 | 16100 | A | 7 | 1170 | A | 7 | 1.9 | E | 8 | 0.065 | F | 8 | 0.2 | F | 8 | 0 | 1 | A | 7
2003-12-12 | 20:00 | 0 | 0 | 0 | 2 | 0 | 0 | 2 | 0 | 0 | 2 | 0 | 0 | 2 | 0 | 0 | 2 | 0 | 0 | 2 | 0 | 0 | 2 | 0 | 10 | E | 9 | 10 | E | 9 | 9 | A | 7 | 7 | A | 7 | 87 | A | 7 | 1004 | E | 9 | 140 | A | 7 | 4.1 | A | 7 | 8000 | A | 7 | 540 | A | 7 | 1.9 | E | 8 | 0.065 | F | 8 | 0.2 | F | 8 | 0 | 1 | A | 7
2003-12-12 | 21:00 | 0 | 0 | 0 | 2 | 0 | 0 | 2 | 0 | 0 | 2 | 0 | 0 | 2 | 0 | 0 | 2 | 0 | 0 | 2 | 0 | 0 | 2 | 0 | 10 | E | 9 | 10 | E | 9 | 9 | A | 7 | 7 | A | 7 | 87 | A | 7 | 1004 | E | 9 | 170 | A | 7 | 3.1 | A | 7 | 16100 | A | 7 | 1230 | A | 7 | 2 | E | 8 | 0.065 | F | 8 | 0.2 | F | 8 | -9900 | -9900 | ? | 0
2003-12-12 | 22:00 | 0 | 0 | 0 | 2 | 0 | 0 | 2 | 0 | 0 | 2 | 0 | 0 | 2 | 0 | 0 | 2 | 0 | 0 | 2 | 0 | 0 | 2 | 0 | 10 | E | 9 | 10 | E | 9 | 9 | A | 7 | 7 | A | 7 | 87 | A | 7 | 1004 | E | 9 | 160 | A | 7 | 2.1 | A | 7 | 6400 | A | 7 | 240 | A | 7 | 2 | E | 8 | 0.065 | F | 8 | 0.2 | F | 8 | 0 | 6 | A | 7
2003-12-12 | 23:00 | 0 | 0 | 0 | 2 | 0 | 0 | 2 | 0 | 0 | 2 | 0 | 0 | 2 | 0 | 0 | 2 | 0 | 0 | 2 | 0 | 0 | 2 | 0 | 10 | E | 9 | 10 | E | 9 | 9 | A | 7 | 7 | A | 7 | 87 | A | 7 | 1004 | E | 9 | 0 | A | 7 | 0 | A | 7 | 16100 | A | 7 | 90 | A | 7 | 2.2 | E | 8 | 0.065 | F | 8 | 0.2 | F | 8 | -9900 | -9900 | ? | 0
2003-12-12 | 24:00 | 0 | 0 | 0 | 2 | 0 | 0 | 2 | 0 | 0 | 2 | 0 | 0 | 2 | 0 | 0 | 2 | 0 | 0 | 2 | 0 | 0 | 2 | 0 | 10 | E | 9 | 9 | E | 9 | 9 | A | 7 | 7 | A | 7 | 87 | A | 7 | 1004 | E | 9 | 170 | A | 7 | 4.1 | A | 7 | 14500 | A | 7 | 570 | A | 7 | 2.4 | E | 8 | 0.065 | F | 8 | 0.2 | F | 8 | 1 | 1 | A | 7
2003-12-13 | 1:00 | 0 | 0 | 0 | 2 | 0 | 0 | 2 | 0 | 0 | 2 | 0 | 0 | 2 | 0 | 0 | 2 | 0 | 0 | 2 | 0 | 0 | 2 | 0 | 10 | E | 9 | 10 | E | 9 | 9 | A | 7 | 7 | A | 7 | 87 | A | 7 | 1004 | E | 9 | 180 | A | 7 | 4.6 | A | 7 | 11300 | A | 7 | 750 | A | 7 | 2.5 | E | 8 | 0.065 | F | 8 | 0.2 | F | 8 | 1 | 1 | A | 7
2003-12-13 | 2:00 | 0 | 0 | 0 | 2 | 0 | 0 | 2 | 0 | 0 | 2 | 0 | 0 | 2 | 0 | 0 | 2 | 0 | 0 | 2 | 0 | 0 | 2 | 0 | 10 | E | 9 | 10 | E | 9 | 9 | A | 7 | 7 | A | 7 | 87 | A | 7 | 1004 | E | 9 | 180 | A | 7 | 4.1 | A | 7 | 8000 | A | 7 | 690 | A | 7 | 2.5 | E | 8 | 0.065 | F | 8 | 0.2 | F | 8 | 0 | 1 | A | 7
2003-12-13 | 3:00 | 0 | 0 | 0 | 2 | 0 | 0 | 2 | 0 | 0 | 2 | 0 | 0 | 2 | 0 | 0 | 2 | 0 | 0 | 2 | 0 | 0 | 2 | 0 | 10 | E | 9 | 10 | E | 9 | 10 | A | 7 | 8 | A | 7 | 87 | A | 7 | 1004 | E | 9 | 180 | A | 7 | 6.7 | A | 7 | 12900 | A | 7 | 630 | A | 7 | 2.5 | E | 8 | 0.065 | F | 8 | 0.2 | F | 8 | -9900 | -9900 | ? | 0
2003-12-13 | 4:00 | 0 | 0 | 0 | 2 | 0 | 0 | 2 | 0 | 0 | 2 | 0 | 0 | 2 | 0 | 0 | 2 | 0 | 0 | 2 | 0 | 0 | 2 | 0 | 10 | E | 9 | 10 | E | 9 | 11 | A | 7 | 9 | A | 7 | 87 | A | 7 | 1004 | E | 9 | 180 | A | 7 | 6.7 | A | 7 | 16100 | A | 7 | 630 | A | 7 | 2.5 | E | 8 | 0.065 | F | 8 | 0.2 | F | 8 | 0 | 1 | A | 7
2003-12-13 | 5:00 | 0 | 0 | 0 | 2 | 0 | 0 | 2 | 0 | 0 | 2 | 0 | 0 | 2 | 0 | 0 | 2 | 0 | 0 | 2 | 0 | 0 | 2 | 0 | 10 | E | 9 | 10 | E | 9 | 11 | A | 7 | 9 | A | 7 | 87 | A | 7 | 1004 | E | 9 | 180 | A | 7 | 6.7 | A | 7 | 11300 | A | 7 | 720 | A | 7 | 2.4 | E | 8 | 0.065 | F | 8 | 0.2 | F | 8 | 1 | 1 | A | 7
2003-12-13 | 6:00 | 0 | 0 | 0 | 2 | 0 | 0 | 2 | 0 | 0 | 2 | 0 | 0 | 2 | 0 | 0 | 2 | 0 | 0 | 2 | 0 | 0 | 2 | 0 | 10 | E | 9 | 10 | E | 9 | 12 | A | 7 | 9 | A | 7 | 82 | A | 7 | 1004 | E | 9 | 170 | A | 7 | 6.2 | A | 7 | 4800 | A | 7 | 570 | A | 7 | 2.3 | E | 8 | 0.065 | F | 8 | 0.2 | F | 8 | 2 | 1 | A | 7
2003-12-13 | 7:00 | 0 | 0 | 0 | 2 | 0 | 0 | 2 | 0 | 0 | 2 | 0 | 0 | 2 | 0 | 0 | 2 | 0 | 0 | 2 | 0 | 0 | 2 | 0 | 10 | E | 9 | 10 | E | 9 | 12 | A | 7 | 9 | A | 7 | 82 | A | 7 | 1004 | E | 9 | 180 | A | 7 | 6.7 | A | 7 | 6400 | A | 7 | 630 | A | 7 | 2.2 | E | 8 | 0.065 | F | 8 | 0.2 | F | 8 | 3 | 1 | A | 7
2003-12-13 | 8:00 | 8 | 412 | 0 | 2 | 8 | 0 | 2 | 15 | 0 | 2 | 8 | 0 | 2 | 8 | 0 | 2 | 15 | 0 | 2 | 8 | 0 | 2 | 19 | 10 | E | 9 | 10 | E | 9 | 12 | A | 7 | 10 | A | 7 | 88 | A | 7 | 1004 | E | 9 | 180 | A | 7 | 5.7 | A | 7 | 4800 | A | 7 | 570 | A | 7 | 2.2 | E | 8 | 0.065 | F | 8 | 0.2 | F | 8 | 1 | 1 | A | 7
2003-12-13 | 9:00 | 154 | 1412 | 11 | 2 | 8 | 0 | 2 | 15 | 11 | 2 | 8 | 1300 | 2 | 8 | 0 | 2 | 15 | 1300 | 2 | 8 | 440 | 2 | 19 | 10 | E | 9 | 10 | E | 9 | 12 | A | 7 | 10 | A | 7 | 88 | A | 7 | 1004 | E | 9 | 180 | A | 7 | 5.7 | A | 7 | 6400 | A | 7 | 750 | A | 7 | 2.2 | E | 8 | 0.065 | F | 8 | 0.2 | F | 8 | 3 | 1 | A | 7
2003-12-13 | 10:00 | 327 | 1412 | 41 | 2 | 8 | 0 | 2 | 15 | 41 | 2 | 8 | 4800 | 2 | 8 | 0 | 2 | 15 | 4800 | 2 | 8 | 1670 | 2 | 19 | 9 | E | 9 | 8 | E | 9 | 12 | A | 7 | 11 | A | 7 | 94 | A | 7 | 1004 | E | 9 | 300 | A | 7 | 5.1 | A | 7 | 4000 | A | 7 | 150 | A | 7 | 2.2 | E | 8 | 0.065 | F | 8 | 0.2 | F | 8 | 4 | 1 | A | 7
2003-12-13 | 11:00 | 454 | 1412 | 79 | 2 | 8 | 0 | 2 | 15 | 79 | 2 | 8 | 9200 | 2 | 8 | 0 | 2 | 15 | 9200 | 2 | 8 | 3210 | 2 | 19 | 10 | E | 9 | 10 | E | 9 | 12 | A | 7 | 8 | A | 7 | 76 | A | 7 | 1004 | E | 9 | 290 | A | 7 | 5.7 | A | 7 | 16100 | A | 7 | 1110 | A | 7 | 2.1 | E | 8 | 0.065 | F | 8 | 0.2 | F | 8 | 4 | 1 | A | 7
2003-12-13 | 12:00 | 523 | 1412 | 58 | 2 | 8 | 0 | 2 | 15 | 58 | 2 | 8 | 7000 | 2 | 8 | 0 | 2 | 15 | 7000 | 2 | 8 | 2600 | 2 | 19 | 10 | E | 9 | 9 | E | 9 | 11 | A | 7 | 7 | A | 7 | 76 | A | 7 | 1004 | E | 9 | 310 | A | 7 | 4.1 | A | 7 | 14500 | A | 7 | 540 | A | 7 | 2 | E | 8 | 0.065 | F | 8 | 0.2 | F | 8 | 3 | 1 | A | 7
2003-12-13 | 13:00 | 531 | 1412 | 57 | 2 | 8 | 0 | 2 | 15 | 57 | 2 | 8 | 6900 | 2 | 8 | 0 | 2 | 15 | 6900 | 2 | 8 | 2570 | 2 | 19 | 10 | E | 9 | 10 | E | 9 | 9 | A | 7 | 6 | A | 7 | 81 | A | 7 | 1004 | E | 9 | 300 | A | 7 | 4.1 | A | 7 | 12900 | A | 7 | 510 | A | 7 | 1.9 | E | 8 | 0.065 | F | 8 | 0.2 | F | 8 | 3 | 1 | A | 7
2003-12-13 | 14:00 | 476 | 1412 | 49 | 2 | 8 | 0 | 2 | 15 | 49 | 2 | 8 | 5900 | 2 | 8 | 0 | 2 | 15 | 5900 | 2 | 8 | 2170 | 2 | 19 | 10 | E | 9 | 9 | E | 9 | 8 | A | 7 | 4 | A | 7 | 76 | A | 7 | 1004 | E | 9 | 280 | A | 7 | 3.1 | A | 7 | 11300 | A | 7 | 540 | A | 7 | 1.9 | E | 8 | 0.065 | F | 8 | 0.2 | F | 8 | 3 | 1 | A | 7
2003-12-13 | 15:00 | 362 | 1412 | 85 | 2 | 8 | 0 | 2 | 15 | 85 | 2 | 8 | 9600 | 2 | 8 | 0 | 2 | 15 | 9600 | 2 | 8 | 3090 | 2 | 19 | 10 | E | 9 | 10 | E | 9 | 8 | A | 7 | 4 | A | 7 | 76 | A | 7 | 1004 | E | 9 | 0 | A | 7 | 0 | A | 7 | 11300 | A | 7 | 930 | A | 7 | 1.9 | E | 8 | 0.065 | F | 8 | 0.2 | F | 8 | 1 | 1 | A | 7
2003-12-13 | 16:00 | 199 | 1412 | 53 | 2 | 8 | 0 | 2 | 15 | 53 | 2 | 8 | 5900 | 2 | 8 | 0 | 2 | 15 | 5900 | 2 | 8 | 1710 | 2 | 19 | 10 | E | 9 | 10 | E | 9 | 7 | A | 7 | 4 | A | 7 | 81 | A | 7 | 1004 | E | 9 | 240 | A | 7 | 1.5 | A | 7 | 8000 | A | 7 | 540 | A | 7 | 2 | E | 8 | 0.065 | F | 8 | 0.2 | F | 8 | 2 | 1 | A | 7
2003-12-13 | 17:00 | 27 | 741 | 0 | 2 | 8 | 0 | 2 | 15 | 0 | 2 | 8 | 0 | 2 | 8 | 0 | 2 | 15 | 0 | 2 | 8 | 0 | 2 | 19 | 10 | E | 9 | 10 | E | 9 | 7 | A | 7 | 4 | A | 7 | 81 | A | 7 | 1004 | E | 9 | 0 | A | 7 | 0 | A | 7 | 14500 | A | 7 | 450 | A | 7 | 1.9 | E | 8 | 0.065 | F | 8 | 0.2 | F | 8 | 3 | 1 | A | 7
2003-12-13 | 18:00 | 0 | 0 | 0 | 2 | 0 | 0 | 2 | 0 | 0 | 2 | 0 | 0 | 2 | 0 | 0 | 2 | 0 | 0 | 2 | 0 | 0 | 2 | 0 | 10 | E | 9 | 10 | E | 9 | 7 | A | 7 | 4 | A | 7 | 81 | A | 7 | 1004 | E | 9 | 70 | A | 7 | 1.5 | A | 7 | 16100 | A | 7 | 600 | A | 7 | 1.8 | E | 8 | 0.065 | F | 8 | 0.2 | F | 8 | 2 | 1 | A | 7
2003-12-13 | 19:00 | 0 | 0 | 0 | 2 | 0 | 0 | 2 | 0 | 0 | 2 | 0 | 0 | 2 | 0 | 0 | 2 | 0 | 0 | 2 | 0 | 0 | 2 | 0 | 10 | E | 9 | 10 | E | 9 | 6 | A | 7 | 3 | A | 7 | 81 | A | 7 | 1004 | E | 9 | 210 | A | 7 | 2.1 | A | 7 | 14500 | A | 7 | 510 | A | 7 | 1.8 | E | 8 | 0.065 | F | 8 | 0.2 | F | 8 | 2 | 1 | A | 7
2003-12-13 | 20:00 | 0 | 0 | 0 | 2 | 0 | 0 | 2 | 0 | 0 | 2 | 0 | 0 | 2 | 0 | 0 | 2 | 0 | 0 | 2 | 0 | 0 | 2 | 0 | 10 | E | 9 | 10 | E | 9 | 6 | A | 7 | 2 | A | 7 | 75 | A | 7 | 1004 | E | 9 | 200 | A | 7 | 2.1 | A | 7 | 16100 | A | 7 | 450 | A | 7 | 1.7 | E | 8 | 0.065 | F | 8 | 0.2 | F | 8 | 2 | 1 | A | 7
2003-12-13 | 21:00 | 0 | 0 | 0 | 2 | 0 | 0 | 2 | 0 | 0 | 2 | 0 | 0 | 2 | 0 | 0 | 2 | 0 | 0 | 2 | 0 | 0 | 2 | 0 | 10 | E | 9 | 10 | E | 9 | 5 | A | 7 | 2 | A | 7 | 81 | A | 7 | 1004 | E | 9 | 190 | A | 7 | 2.1 | A | 7 | 16100 | A | 7 | 720 | A | 7 | 1.7 | E | 8 | 0.065 | F | 8 | 0.2 | F | 8 | 1 | 1 | A | 7
2003-12-13 | 22:00 | 0 | 0 | 0 | 2 | 0 | 0 | 2 | 0 | 0 | 2 | 0 | 0 | 2 | 0 | 0 | 2 | 0 | 0 | 2 | 0 | 0 | 2 | 0 | 10 | E | 9 | 10 | E | 9 | 3 | A | 7 | 2 | A | 7 | 93 | A | 7 | 1004 | E | 9 | 180 | A | 7 | 3.6 | A | 7 | 16100 | A | 7 | 630 | A | 7 | 1.6 | E | 8 | 0.065 | F | 8 | 0.2 | F | 8 | 1 | 1 | A | 7
2003-12-13 | 23:00 | 0 | 0 | 0 | 2 | 0 | 0 | 2 | 0 | 0 | 2 | 0 | 0 | 2 | 0 | 0 | 2 | 0 | 0 | 2 | 0 | 0 | 2 | 0 | 10 | E | 9 | 8 | E | 9 | 3 | A | 7 | 1 | A | 7 | 87 | A | 7 | 1004 | E | 9 | 170 | A | 7 | 4.6 | A | 7 | 16100 | A | 7 | 840 | A | 7 | 1.5 | E | 8 | 0.065 | F | 8 | 0.2 | F | 8 | 0 | 1 | A | 7
2003-12-13 | 24:00 | 0 | 0 | 0 | 2 | 0 | 0 | 2 | 0 | 0 | 2 | 0 | 0 | 2 | 0 | 0 | 2 | 0 | 0 | 2 | 0 | 0 | 2 | 0 | 2 | E | 9 | 2 | A | 7 | 3 | A | 7 | 1 | A | 7 | 87 | A | 7 | 1004 | E | 9 | 170 | A | 7 | 3.6 | A | 7 | 16100 | A | 7 | 77777 | A | 7 | 1.4 | E | 8 | 0.065 | F | 8 | 0.2 | F | 8 | -9900 | -9900 | ? | 0
2003-12-14 | 1:00 | 0 | 0 | 0 | 2 | 0 | 0 | 2 | 0 | 0 | 2 | 0 | 0 | 2 | 0 | 0 | 2 | 0 | 0 | 2 | 0 | 0 | 2 | 0 | 10 | E | 9 | 8 | E | 9 | 3 | A | 7 | 1 | A | 7 | 87 | A | 7 | 1004 | E | 9 | 170 | A | 7 | 5.7 | A | 7 | 16100 | A | 7 | 77777 | A | 7 | 1.2 | E | 8 | 0.065 | F | 8 | 0.2 | F | 8 | 0 | 3 | A | 7
2003-12-14 | 2:00 | 0 | 0 | 0 | 2 | 0 | 0 | 2 | 0 | 0 | 2 | 0 | 0 | 2 | 0 | 0 | 2 | 0 | 0 | 2 | 0 | 0 | 2 | 0 | 10 | E | 9 | 10 | E | 9 | 3 | A | 7 | 1 | A | 7 | 87 | A | 7 | 1004 | E | 9 | 150 | A | 7 | 4.1 | A | 7 | 16100 | A | 7 | 120 | A | 7 | 1.2 | E | 8 | 0.065 | F | 8 | 0.2 | F | 8 | -9900 | -9900 | ? | 0
2003-12-14 | 3:00 | 0 | 0 | 0 | 2 | 0 | 0 | 2 | 0 | 0 | 2 | 0 | 0 | 2 | 0 | 0 | 2 | 0 | 0 | 2 | 0 | 0 | 2 | 0 | 9 | E | 9 | 9 | E | 9 | 3 | A | 7 | 1 | A | 7 | 87 | A | 7 | 1004 | E | 9 | 170 | A | 7 | 4.1 | A | 7 | 16100 | A | 7 | 780 | A | 7 | 1.1 | E | 8 | 0.065 | F | 8 | 0.2 | F | 8 | -9900 | -9900 | ? | 0
2003-12-14 | 4:00 | 0 | 0 | 0 | 2 | 0 | 0 | 2 | 0 | 0 | 2 | 0 | 0 | 2 | 0 | 0 | 2 | 0 | 0 | 2 | 0 | 0 | 2 | 0 | 2 | E | 9 | 2 | E | 9 | 3 | A | 7 | 1 | A | 7 | 87 | A | 7 | 1004 | E | 9 | 170 | A | 7 | 6.2 | A | 7 | 16100 | A | 7 | 77777 | A | 7 | 1 | E | 8 | 0.065 | F | 8 | 0.2 | F | 8 | 0 | 6 | A | 7
2003-12-14 | 5:00 | 0 | 0 | 0 | 2 | 0 | 0 | 2 | 0 | 0 | 2 | 0 | 0 | 2 | 0 | 0 | 2 | 0 | 0 | 2 | 0 | 0 | 2 | 0 | 8 | E | 9 | 8 | E | 9 | 3 | A | 7 | 1 | A | 7 | 87 | A | 7 | 1004 | E | 9 | 190 | A | 7 | 7.2 | A | 7 | 16100 | A | 7 | 960 | A | 7 | 1 | E | 8 | 0.065 | F | 8 | 0.2 | F | 8 | -9900 | -9900 | ? | 0
2003-12-14 | 6:00 | 0 | 0 | 0 | 2 | 0 | 0 | 2 | 0 | 0 | 2 | 0 | 0 | 2 | 0 | 0 | 2 | 0 | 0 | 2 | 0 | 0 | 2 | 0 | 0 | E | 9 | 0 | E | 9 | 2 | A | 7 | 1 | A | 7 | 93 | A | 7 | 1004 | E | 9 | 190 | A | 7 | 6.7 | A | 7 | 16100 | A | 7 | 77777 | A | 7 | 0.9 | E | 8 | 0.065 | F | 8 | 0.2 | F | 8 | 0 | 1 | A | 7
2003-12-14 | 7:00 | 0 | 0 | 0 | 2 | 0 | 0 | 2 | 0 | 0 | 2 | 0 | 0 | 2 | 0 | 0 | 2 | 0 | 0 | 2 | 0 | 0 | 2 | 0 | 2 | E | 9 | 2 | E | 9 | 3 | A | 7 | 1 | A | 7 | 87 | A | 7 | 1004 | E | 9 | 180 | A | 7 | 6.2 | A | 7 | 16100 | A | 7 | 77777 | A | 7 | 0.9 | E | 8 | 0.065 | F | 8 | 0.2 | F | 8 | 0 | 3 | A | 7
2003-12-14 | 8:00 | 7 | 388 | 0 | 2 | 8 | 0 | 2 | 15 | 0 | 2 | 8 | 0 | 2 | 8 | 0 | 2 | 15 | 0 | 2 | 8 | 0 | 2 | 19 | 9 | E | 9 | 8 | E | 9 | 3 | A | 7 | 2 | A | 7 | 93 | A | 7 | 1004 | E | 9 | 180 | A | 7 | 6.2 | A | 7 | 16100 | A | 7 | 450 | A | 7 | 0.9 | E | 8 | 0.065 | F | 8 | 0.2 | F | 8 | 0 | 1 | A | 7
2003-12-14 | 9:00 | 151 | 1412 | 56 | 2 | 8 | 170 | 2 | 15 | 37 | 2 | 8 | 5700 | 2 | 8 | 9100 | 2 | 15 | 4700 | 2 | 8 | 670 | 2 | 19 | 10 | E | 9 | 10 | E | 9 | 4 | A | 7 | 2 | A | 7 | 87 | A | 7 | 1004 | E | 9 | 180 | A | 7 | 6.7 | A | 7 | 14500 | A | 7 | 840 | A | 7 | 1 | E | 8 | 0.065 | F | 8 | 0.2 | F | 8 | 0 | 1 | A | 7
2003-12-14 | 10:00 | 325 | 1412 | 36 | 2 | 8 | 0 | 2 | 15 | 36 | 2 | 8 | 4300 | 2 | 8 | 0 | 2 | 15 | 4300 | 2 | 8 | 1490 | 2 | 19 | 8 | E | 9 | 8 | E | 9 | 5 | A | 7 | 3 | A | 7 | 87 | A | 7 | 1004 | E | 9 | 180 | A | 7 | 5.1 | A | 7 | 16100 | A | 7 | 960 | A | 7 | 1 | E | 8 | 0.065 | F | 8 | 0.2 | F | 8 | 1 | 6 | A | 7
2003-12-14 | 11:00 | 452 | 1412 | 48 | 2 | 8 | 0 | 2 | 15 | 48 | 2 | 8 | 5800 | 2 | 8 | 0 | 2 | 15 | 5800 | 2 | 8 | 2100 | 2 | 19 | 5 | E | 9 | 5 | E | 9 | 7 | A | 7 | 4 | A | 7 | 81 | A | 7 | 1004 | E | 9 | 170 | A | 7 | 5.7 | A | 7 | 16100 | A | 7 | 77777 | A | 7 | 1 | E | 8 | 0.065 | F | 8 | 0.2 | F | 8 | -9900 | -9900 | ? | 0
2003-12-14 | 12:00 | 521 | 1412 | 279 | 2 | 8 | 339 | 2 | 15 | 153 | 2 | 8 | 29500 | 2 | 8 | 32800 | 2 | 15 | 17300 | 2 | 8 | 3200 | 2 | 19 | 8 | E | 9 | 8 | E | 9 | 8 | A | 7 | 4 | A | 7 | 76 | A | 7 | 1004 | E | 9 | 210 | A | 7 | 3.6 | A | 7 | 16100 | A | 7 | 930 | A | 7 | 1 | E | 8 | 0.065 | F | 8 | 0.2 | F | 8 | 1 | 1 | A | 7
2003-12-14 | 13:00 | 530 | 1412 | 316 | 2 | 8 | 353 | 2 | 15 | 183 | 2 | 8 | 33000 | 2 | 8 | 34200 | 2 | 15 | 20100 | 2 | 8 | 3990 | 2 | 19 | 3 | E | 9 | 3 | E | 9 | 9 | A | 7 | 5 | A | 7 | 76 | A | 7 | 1004 | E | 9 | 180 | A | 7 | 4.1 | A | 7 | 16100 | A | 7 | 77777 | A | 7 | 1 | E | 8 | 0.065 | F | 8 | 0.2 | F | 8 | 0 | 1 | A | 7
2003-12-14 | 14:00 | 475 | 1412 | 49 | 2 | 8 | 0 | 2 | 15 | 49 | 2 | 8 | 5900 | 2 | 8 | 0 | 2 | 15 | 5900 | 2 | 8 | 2170 | 2 | 19 | 10 | E | 9 | 10 | E | 9 | 8 | A | 7 | 4 | A | 7 | 76 | A | 7 | 1004 | E | 9 | 200 | A | 7 | 5.1 | A | 7 | 9700 | A | 7 | 720 | A | 7 | 1 | E | 8 | 0.065 | F | 8 | 0.2 | F | 8 | 0 | 1 | A | 7
2003-12-14 | 15:00 | 362 | 1412 | 51 | 2 | 8 | 0 | 2 | 15 | 51 | 2 | 8 | 6000 | 2 | 8 | 0 | 2 | 15 | 6000 | 2 | 8 | 2070 | 2 | 19 | 8 | E | 9 | 8 | E | 9 | 8 | A | 7 | 4 | A | 7 | 76 | A | 7 | 1004 | E | 9 | 180 | A | 7 | 3.1 | A | 7 | 16100 | A | 7 | 1080 | A | 7 | 1 | E | 8 | 0.065 | F | 8 | 0.2 | F | 8 | -9900 | -9900 | ? | 0
2003-12-14 | 16:00 | 199 | 1412 | 124 | 2 | 8 | 184 | 2 | 15 | 98 | 2 | 8 | 13000 | 2 | 8 | 11900 | 2 | 15 | 11300 | 2 | 8 | 2070 | 2 | 19 | 8 | E | 9 | 8 | E | 9 | 7 | A | 7 | 3 | A | 7 | 76 | A | 7 | 1004 | E | 9 | 190 | A | 7 | 4.1 | A | 7 | 16100 | A | 7 | 1110 | A | 7 | 1 | E | 8 | 0.065 | F | 8 | 0.2 | F | 8 | 0 | 1 | A | 7
2003-12-14 | 17:00 | 27 | 741 | 1 | 2 | 8 | 37 | 2 | 15 | 1 | 2 | 8 | 0 | 2 | 8 | 0 | 2 | 15 | 0 | 2 | 8 | 0 | 2 | 19 | 10 | E | 9 | 10 | E | 9 | 6 | A | 7 | 3 | A | 7 | 81 | A | 7 | 1004 | E | 9 | 170 | A | 7 | 5.1 | A | 7 | 16100 | A | 7 | 930 | A | 7 | 1 | E | 8 | 0.065 | F | 8 | 0.2 | F | 8 | -9900 | -9900 | ? | 0
2003-12-14 | 18:00 | 0 | 0 | 0 | 2 | 0 | 0 | 2 | 0 | 0 | 2 | 0 | 0 | 2 | 0 | 0 | 2 | 0 | 0 | 2 | 0 | 0 | 2 | 0 | 8 | E | 9 | 8 | E | 9 | 6 | A | 7 | 3 | A | 7 | 81 | A | 7 | 1004 | E | 9 | 170 | A | 7 | 4.1 | A | 7 | 16100 | A | 7 | 1080 | A | 7 | 1 | E | 8 | 0.065 | F | 8 | 0.2 | F | 8 | -9900 | -9900 | ? | 0
2003-12-14 | 19:00 | 0 | 0 | 0 | 2 | 0 | 0 | 2 | 0 | 0 | 2 | 0 | 0 | 2 | 0 | 0 | 2 | 0 | 0 | 2 | 0 | 0 | 2 | 0 | 8 | E | 9 | 8 | E | 9 | 5 | A | 7 | 2 | A | 7 | 81 | A | 7 | 1004 | E | 9 | 180 | A | 7 | 5.1 | A | 7 | 16100 | A | 7 | 870 | A | 7 | 1 | E | 8 | 0.065 | F | 8 | 0.2 | F | 8 | 0 | 1 | A | 7
2003-12-14 | 20:00 | 0 | 0 | 0 | 2 | 0 | 0 | 2 | 0 | 0 | 2 | 0 | 0 | 2 | 0 | 0 | 2 | 0 | 0 | 2 | 0 | 0 | 2 | 0 | 3 | E | 9 | 3 | E | 9 | 3 | A | 7 | 2 | A | 7 | 93 | A | 7 | 1004 | E | 9 | 180 | A | 7 | 3.1 | A | 7 | 16100 | A | 7 | 77777 | A | 7 | 1 | E | 8 | 0.065 | F | 8 | 0.2 | F | 8 | -9900 | -9900 | ? | 0
2003-12-14 | 21:00 | 0 | 0 | 0 | 2 | 0 | 0 | 2 | 0 | 0 | 2 | 0 | 0 | 2 | 0 | 0 | 2 | 0 | 0 | 2 | 0 | 0 | 2 | 0 | 8 | E | 9 | 8 | E | 9 | 3 | A | 7 | 2 | A | 7 | 93 | A | 7 | 1004 | E | 9 | 170 | A | 7 | 5.1 | A | 7 | 16100 | A | 7 | 1500 | A | 7 | 1 | E | 8 | 0.065 | F | 8 | 0.2 | F | 8 | -9900 | -9900 | ? | 0
2003-12-14 | 22:00 | 0 | 0 | 0 | 2 | 0 | 0 | 2 | 0 | 0 | 2 | 0 | 0 | 2 | 0 | 0 | 2 | 0 | 0 | 2 | 0 | 0 | 2 | 0 | 3 | E | 9 | 3 | E | 9 | 3 | A | 7 | 1 | A | 7 | 87 | A | 7 | 1004 | E | 9 | 170 | A | 7 | 4.6 | A | 7 | 16100 | A | 7 | 77777 | A | 7 | 1.1 | E | 8 | 0.065 | F | 8 | 0.2 | F | 8 | 0 | 6 | A | 7
2003-12-14 | 23:00 | 0 | 0 | 0 | 2 | 0 | 0 | 2 | 0 | 0 | 2 | 0 | 0 | 2 | 0 | 0 | 2 | 0 | 0 | 2 | 0 | 0 | 2 | 0 | 10 | E | 9 | 10 | E | 9 | 3 | A | 7 | 2 | A | 7 | 93 | A | 7 | 1004 | E | 9 | 180 | A | 7 | 5.7 | A | 7 | 16100 | A | 7 | 1230 | A | 7 | 1.1 | E | 8 | 0.065 | F | 8 | 0.2 | F | 8 | -9900 | -9900 | ? | 0
2003-12-14 | 24:00 | 0 | 0 | 0 | 2 | 0 | 0 | 2 | 0 | 0 | 2 | 0 | 0 | 2 | 0 | 0 | 2 | 0 | 0 | 2 | 0 | 0 | 2 | 0 | 8 | E | 9 | 8 | E | 9 | 3 | A | 7 | 2 | A | 7 | 93 | A | 7 | 1004 | E | 9 | 170 | A | 7 | 3.6 | A | 7 | 16100 | A | 7 | 1800 | A | 7 | 1.2 | E | 8 | 0.065 | F | 8 | 0.2 | F | 8 | -9900 | -9900 | ? | 0
2003-12-15 | 1:00 | 0 | 0 | 0 | 2 | 0 | 0 | 2 | 0 | 0 | 2 | 0 | 0 | 2 | 0 | 0 | 2 | 0 | 0 | 2 | 0 | 0 | 2 | 0 | 8 | E | 9 | 8 | E | 9 | 3 | A | 7 | 2 | A | 7 | 93 | A | 7 | 1004 | E | 9 | 0 | A | 7 | 0 | A | 7 | 16100 | A | 7 | 1500 | A | 7 | 1.2 | E | 8 | 0.065 | F | 8 | 0.2 | F | 8 | -9900 | -9900 | ? | 0
2003-12-15 | 2:00 | 0 | 0 | 0 | 2 | 0 | 0 | 2 | 0 | 0 | 2 | 0 | 0 | 2 | 0 | 0 | 2 | 0 | 0 | 2 | 0 | 0 | 2 | 0 | 8 | E | 9 | 8 | E | 9 | 3 | A | 7 | 2 | A | 7 | 93 | A | 7 | 1004 | E | 9 | 180 | A | 7 | 3.1 | A | 7 | 16100 | A | 7 | 1320 | A | 7 | 1.2 | E | 8 | 0.065 | F | 8 | 0.2 | F | 8 | -9900 | -9900 | ? | 0
2003-12-15 | 3:00 | 0 | 0 | 0 | 2 | 0 | 0 | 2 | 0 | 0 | 2 | 0 | 0 | 2 | 0 | 0 | 2 | 0 | 0 | 2 | 0 | 0 | 2 | 0 | 10 | E | 9 | 10 | E | 9 | 3 | A | 7 | 2 | A | 7 | 93 | A | 7 | 1004 | E | 9 | 200 | A | 7 | 2.6 | A | 7 | 16100 | A | 7 | 1350 | A | 7 | 1.2 | E | 8 | 0.065 | F | 8 | 0.2 | F | 8 | -9900 | -9900 | ? | 0
2003-12-15 | 4:00 | 0 | 0 | 0 | 2 | 0 | 0 | 2 | 0 | 0 | 2 | 0 | 0 | 2 | 0 | 0 | 2 | 0 | 0 | 2 | 0 | 0 | 2 | 0 | 10 | E | 9 | 10 | E | 9 | 3 | A | 7 | 1 | A | 7 | 87 | A | 7 | 1004 | E | 9 | 190 | A | 7 | 3.1 | A | 7 | 16100 | A | 7 | 1800 | A | 7 | 1.2 | E | 8 | 0.065 | F | 8 | 0.2 | F | 8 | 4 | 24 | A | 7
2003-12-15 | 5:00 | 0 | 0 | 0 | 2 | 0 | 0 | 2 | 0 | 0 | 2 | 0 | 0 | 2 | 0 | 0 | 2 | 0 | 0 | 2 | 0 | 0 | 2 | 0 | 6 | E | 9 | 6 | E | 9 | 3 | A | 7 | 1 | A | 7 | 87 | A | 7 | 1004 | E | 9 | 190 | A | 7 | 2.1 | A | 7 | 16100 | A | 7 | 77777 | A | 7 | 1.2 | E | 8 | 0.065 | F | 8 | 0.2 | F | 8 | -9900 | -9900 | ? | 0
2003-12-15 | 6:00 | 0 | 0 | 0 | 2 | 0 | 0 | 2 | 0 | 0 | 2 | 0 | 0 | 2 | 0 | 0 | 2 | 0 | 0 | 2 | 0 | 0 | 2 | 0 | 1 | E | 9 | 1 | E | 9 | 2 | A | 7 | 0 | A | 7 | 87 | A | 7 | 1004 | E | 9 | 190 | A | 7 | 2.1 | A | 7 | 16100 | A | 7 | 77777 | A | 7 | 1.2 | E | 8 | 0.065 | F | 8 | 0.2 | F | 8 | -9900 | -9900 | ? | 0
2003-12-15 | 7:00 | 0 | 0 | 0 | 2 | 0 | 0 | 2 | 0 | 0 | 2 | 0 | 0 | 2 | 0 | 0 | 2 | 0 | 0 | 2 | 0 | 0 | 2 | 0 | 4 | E | 9 | 3 | E | 9 | 2 | A | 7 | 0 | A | 7 | 87 | A | 7 | 1004 | E | 9 | 0 | A | 7 | 0 | A | 7 | 16100 | A | 7 | 77777 | A | 7 | 1.3 | E | 8 | 0.065 | F | 8 | 0.2 | F | 8 | -9900 | -9900 | ? | 0
2003-12-15 | 8:00 | 6 | 365 | 0 | 2 | 8 | 0 | 2 | 15 | 0 | 2 | 8 | 0 | 2 | 8 | 0 | 2 | 15 | 0 | 2 | 8 | 0 | 2 | 19 | 7 | B | 8 | 4 | B | 8 | 1.8 | B | 8 | 0.3 | B | 8 | 90 | A | 7 | 1004 | E | 9 | 60 | B | 8 | 0.8 | B | 8 | -9900 | ? | 0 | 77777 | B | 8 | 1.3 | E | 8 | 0.065 | F | 8 | 0.2 | F | 8 | -9900 | -9900 | ? | 0
2003-12-15 | 9:00 | 148 | 1412 | 25 | 2 | 8 | 0 | 2 | 15 | 25 | 2 | 8 | 2900 | 2 | 8 | 0 | 2 | 15 | 2900 | 2 | 8 | 900 | 2 | 19 | 10 | E | 9 | 5 | E | 9 | 2 | A | 7 | 1 | A | 7 | 93 | A | 7 | 1004 | E | 9 | 120 | A | 7 | 1.5 | A | 7 | 16100 | A | 7 | 77777 | A | 7 | 1.2 | E | 8 | 0.065 | F | 8 | 0.2 | F | 8 | -9900 | -9900 | ? | 0
2003-12-15 | 10:00 | 322 | 1412 | 85 | 2 | 8 | 11 | 2 | 15 | 83 | 2 | 8 | 9500 | 2 | 8 | 500 | 2 | 15 | 9400 | 2 | 8 | 2870 | 2 | 19 | 10 | E | 9 | 9 | E | 9 | 3 | A | 7 | 2 | A | 7 | 93 | A | 7 | 1004 | E | 9 | 150 | A | 7 | 1.5 | A | 7 | 16100 | A | 7 | 3600 | A | 7 | 1.2 | E | 8 | 0.065 | F | 8 | 0.2 | F | 8 | -9900 | -9900 | ? | 0
2003-12-15 | 11:00 | 450 | 1412 | 137 | 2 | 8 | 35 | 2 | 15 | 126 | 2 | 8 | 15000 | 2 | 8 | 3200 | 2 | 15 | 14000 | 2 | 8 | 3360 | 2 | 19 | 10 | E | 9 | 4 | E | 9 | 6 | A | 7 | 2 | A | 7 | 75 | A | 7 | 1004 | E | 9 | 160 | A | 7 | 2.1 | A | 7 | 16100 | A | 7 | 77777 | A | 7 | 1.3 | E | 8 | 0.065 | F | 8 | 0.2 | F | 8 | -9900 | -9900 | ? | 0
2003-12-15 | 12:00 | 520 | 1412 | 302 | 2 | 8 | 440 | 2 | 15 | 139 | 2 | 8 | 31300 | 2 | 8 | 41300 | 2 | 15 | 16000 | 2 | 8 | 2720 | 2 | 19 | 9 | E | 9 | 4 | E | 9 | 7 | A | 7 | 2 | A | 7 | 70 | A | 7 | 1004 | E | 9 | 190 | A | 7 | 3.1 | A | 7 | 16100 | A | 7 | 77777 | A | 7 | 1.3 | E | 8 | 0.065 | F | 8 | 0.2 | F | 8 | -9900 | -9900 | ? | 0
2003-12-15 | 13:00 | 529 | 1412 | 297 | 2 | 8 | 383 | 2 | 15 | 153 | 2 | 8 | 31500 | 2 | 8 | 37200 | 2 | 15 | 17500 | 2 | 8 | 3200 | 2 | 19 | 9 | E | 9 | 8 | E | 9 | 7 | A | 7 | 2 | A | 7 | 70 | A | 7 | 1004 | E | 9 | 170 | A | 7 | 4.6 | A | 7 | 16100 | A | 7 | 77777 | A | 7 | 1.3 | E | 8 | 0.065 | F | 8 | 0.2 | F | 8 | -9900 | -9900 | ? | 0
2003-12-15 | 14:00 | 475 | 1412 | 70 | 2 | 8 | 0 | 2 | 15 | 70 | 2 | 8 | 8300 | 2 | 8 | 0 | 2 | 15 | 8300 | 2 | 8 | 2960 | 2 | 19 | 10 | E | 9 | 8 | E | 9 | 7 | A | 7 | 1 | A | 7 | 66 | A | 7 | 1004 | E | 9 | 180 | A | 7 | 5.1 | A | 7 | 16100 | A | 7 | 77777 | A | 7 | 1.3 | E | 8 | 0.065 | F | 8 | 0.2 | F | 8 | -9900 | -9900 | ? | 0
2003-12-15 | 15:00 | 362 | 1412 | 179 | 2 | 8 | 196 | 2 | 15 | 128 | 2 | 8 | 19100 | 2 | 8 | 16800 | 2 | 15 | 14800 | 2 | 8 | 2820 | 2 | 19 | 10 | E | 9 | 4 | E | 9 | 7 | A | 7 | 3 | A | 7 | 76 | A | 7 | 1004 | E | 9 | 190 | A | 7 | 4.6 | A | 7 | 16100 | A | 7 | 77777 | A | 7 | 1.2 | E | 8 | 0.065 | F | 8 | 0.2 | F | 8 | -9900 | -9900 | ? | 0
2003-12-15 | 16:00 | 200 | 1412 | 123 | 2 | 8 | 239 | 2 | 15 | 89 | 2 | 8 | 12400 | 2 | 8 | 14500 | 2 | 15 | 10300 | 2 | 8 | 1920 | 2 | 19 | 10 | E | 9 | 6 | E | 9 | 6 | A | 7 | 2 | A | 7 | 75 | A | 7 | 1004 | E | 9 | 190 | A | 7 | 3.6 | A | 7 | 16100 | A | 7 | 77777 | A | 7 | 1.1 | E | 8 | 0.065 | F | 8 | 0.2 | F | 8 | -9900 | -9900 | ? | 0
2003-12-15 | 17:00 | 28 | 765 | 1 | 2 | 8 | 48 | 2 | 15 | 1 | 2 | 8 | 0 | 2 | 8 | 0 | 2 | 15 | 0 | 2 | 8 | 0 | 2 | 19 | 8 | E | 9 | 6 | E | 9 | 6 | A | 7 | 2 | A | 7 | 75 | A | 7 | 1004 | E | 9 | 170 | A | 7 | 3.6 | A | 7 | 16100 | A | 7 | 77777 | A | 7 | 1.2 | E | 8 | 0.065 | F | 8 | 0.2 | F | 8 | -9900 | -9900 | ? | 0
2003-12-15 | 18:00 | 0 | 0 | 0 | 2 | 0 | 0 | 2 | 0 | 0 | 2 | 0 | 0 | 2 | 0 | 0 | 2 | 0 | 0 | 2 | 0 | 0 | 2 | 0 | 10 | E | 9 | 9 | E | 9 | 3 | A | 7 | 1 | A | 7 | 87 | A | 7 | 1004 | E | 9 | 210 | A | 7 | 3.1 | A | 7 | 16100 | A | 7 | 77777 | A | 7 | 1.2 | E | 8 | 0.065 | F | 8 | 0.2 | F | 8 | -9900 | -9900 | ? | 0
2003-12-15 | 19:00 | 0 | 0 | 0 | 2 | 0 | 0 | 2 | 0 | 0 | 2 | 0 | 0 | 2 | 0 | 0 | 2 | 0 | 0 | 2 | 0 | 0 | 2 | 0 | 10 | E | 9 | 7 | E | 9 | 6 | A | 7 | 1 | A | 7 | 70 | A | 7 | 1004 | E | 9 | 140 | A | 7 | 3.1 | A | 7 | 16100 | A | 7 | 77777 | A | 7 | 1.3 | E | 8 | 0.065 | F | 8 | 0.2 | F | 8 | -9900 | -9900 | ? | 0
2003-12-15 | 20:00 | 0 | 0 | 0 | 2 | 0 | 0 | 2 | 0 | 0 | 2 | 0 | 0 | 2 | 0 | 0 | 2 | 0 | 0 | 2 | 0 | 0 | 2 | 0 | 10 | E | 9 | 6 | E | 9 | 6 | A | 7 | 1 | A | 7 | 70 | A | 7 | 1004 | E | 9 | 200 | A | 7 | 4.1 | A | 7 | 16100 | A | 7 | 77777 | A | 7 | 1.3 | E | 8 | 0.065 | F | 8 | 0.2 | F | 8 | -9900 | -9900 | ? | 0
2003-12-15 | 21:00 | 0 | 0 | 0 | 2 | 0 | 0 | 2 | 0 | 0 | 2 | 0 | 0 | 2 | 0 | 0 | 2 | 0 | 0 | 2 | 0 | 0 | 2 | 0 | 10 | E | 9 | 4 | E | 9 | 6 | A | 7 | 1 | A | 7 | 70 | A | 7 | 1004 | E | 9 | 0 | A | 7 | 0 | A | 7 | 16100 | A | 7 | 77777 | A | 7 | 1.4 | E | 8 | 0.065 | F | 8 | 0.2 | F | 8 | -9900 | -9900 | ? | 0
2003-12-15 | 22:00 | 0 | 0 | 0 | 2 | 0 | 0 | 2 | 0 | 0 | 2 | 0 | 0 | 2 | 0 | 0 | 2 | 0 | 0 | 2 | 0 | 0 | 2 | 0 | 10 | E | 9 | 4 | E | 9 | 6 | A | 7 | 2 | A | 7 | 75 | A | 7 | 1004 | E | 9 | 190 | A | 7 | 4.6 | A | 7 | 16100 | A | 7 | 77777 | A | 7 | 1.4 | E | 8 | 0.065 | F | 8 | 0.2 | F | 8 | -9900 | -9900 | ? | 0
2003-12-15 | 23:00 | 0 | 0 | 0 | 2 | 0 | 0 | 2 | 0 | 0 | 2 | 0 | 0 | 2 | 0 | 0 | 2 | 0 | 0 | 2 | 0 | 0 | 2 | 0 | 10 | E | 9 | 4 | E | 9 | 6 | A | 7 | 1 | A | 7 | 70 | A | 7 | 1004 | E | 9 | 180 | A | 7 | 4.1 | A | 7 | 16100 | A | 7 | 77777 | A | 7 | 1.5 | E | 8 | 0.065 | F | 8 | 0.2 | F | 8 | -9900 | -9900 | ? | 0
2003-12-15 | 24:00 | 0 | 0 | 0 | 2 | 0 | 0 | 2 | 0 | 0 | 2 | 0 | 0 | 2 | 0 | 0 | 2 | 0 | 0 | 2 | 0 | 0 | 2 | 0 | 10 | E | 9 | 5 | E | 9 | 6 | A | 7 | 1 | A | 7 | 70 | A | 7 | 1004 | E | 9 | 150 | A | 7 | 3.6 | A | 7 | 16100 | A | 7 | 77777 | A | 7 | 1.5 | E | 8 | 0.065 | F | 8 | 0.2 | F | 8 | -9900 | -9900 | ? | 0
2003-12-16 | 1:00 | 0 | 0 | 0 | 2 | 0 | 0 | 2 | 0 | 0 | 2 | 0 | 0 | 2 | 0 | 0 | 2 | 0 | 0 | 2 | 0 | 0 | 2 | 0 | 10 | E | 9 | 4 | E | 9 | 6 | A | 7 | 1 | A | 7 | 70 | A | 7 | 1004 | E | 9 | 180 | A | 7 | 4.6 | A | 7 | 16100 | A | 7 | 77777 | A | 7 | 1.6 | E | 8 | 0.065 | F | 8 | 0.2 | F | 8 | -9900 | -9900 | ? | 0
2003-12-16 | 2:00 | 0 | 0 | 0 | 2 | 0 | 0 | 2 | 0 | 0 | 2 | 0 | 0 | 2 | 0 | 0 | 2 | 0 | 0 | 2 | 0 | 0 | 2 | 0 | 8 | E | 9 | 4 | E | 9 | 6 | A | 7 | 1 | A | 7 | 70 | A | 7 | 1004 | E | 9 | 140 | A | 7 | 3.1 | A | 7 | 16100 | A | 7 | 77777 | A | 7 | 1.6 | E | 8 | 0.065 | F | 8 | 0.2 | F | 8 | -9900 | -9900 | ? | 0
2003-12-16 | 3:00 | 0 | 0 | 0 | 2 | 0 | 0 | 2 | 0 | 0 | 2 | 0 | 0 | 2 | 0 | 0 | 2 | 0 | 0 | 2 | 0 | 0 | 2 | 0 | 10 | E | 9 | 4 | E | 9 | 7 | A | 7 | 1 | A | 7 | 66 | A | 7 | 1004 | E | 9 | 190 | A | 7 | 5.1 | A | 7 | 16100 | A | 7 | 77777 | A | 7 | 1.6 | E | 8 | 0.065 | F | 8 | 0.2 | F | 8 | -9900 | -9900 | ? | 0
2003-12-16 | 4:00 | 0 | 0 | 0 | 2 | 0 | 0 | 2 | 0 | 0 | 2 | 0 | 0 | 2 | 0 | 0 | 2 | 0 | 0 | 2 | 0 | 0 | 2 | 0 | 10 | E | 9 | 4 | E | 9 | 6 | A | 7 | 1 | A | 7 | 70 | A | 7 | 1004 | E | 9 | 170 | A | 7 | 4.6 | A | 7 | 16100 | A | 7 | 77777 | A | 7 | 1.6 | E | 8 | 0.065 | F | 8 | 0.2 | F | 8 | -9900 | -9900 | ? | 0
2003-12-16 | 5:00 | 0 | 0 | 0 | 2 | 0 | 0 | 2 | 0 | 0 | 2 | 0 | 0 | 2 | 0 | 0 | 2 | 0 | 0 | 2 | 0 | 0 | 2 | 0 | 9 | E | 9 | 4 | E | 9 | 6 | A | 7 | 1 | A | 7 | 70 | A | 7 | 1004 | E | 9 | 160 | A | 7 | 2.6 | A | 7 | 16100 | A | 7 | 77777 | A | 7 | 1.7 | E | 8 | 0.065 | F | 8 | 0.2 | F | 8 | -9900 | -9900 | ? | 0
2003-12-16 | 6:00 | 0 | 0 | 0 | 2 | 0 | 0 | 2 | 0 | 0 | 2 | 0 | 0 | 2 | 0 | 0 | 2 | 0 | 0 | 2 | 0 | 0 | 2 | 0 | 10 | E | 9 | 4 | E | 9 | 6 | A | 7 | 1 | A | 7 | 70 | A | 7 | 1004 | E | 9 | 150 | A | 7 | 2.1 | A | 7 | 16100 | A | 7 | 77777 | A | 7 | 1.7 | E | 8 | 0.065 | F | 8 | 0.2 | F | 8 | -9900 | -9900 | ? | 0
2003-12-16 | 7:00 | 0 | 0 | 0 | 2 | 0 | 0 | 2 | 0 | 0 | 2 | 0 | 0 | 2 | 0 | 0 | 2 | 0 | 0 | 2 | 0 | 0 | 2 | 0 | 8 | E | 9 | 4 | E | 9 | 6 | A | 7 | 1 | A | 7 | 70 | A | 7 | 1004 | E | 9 | 210 | A | 7 | 4.1 | A | 7 | 16100 | A | 7 | 77777 | A | 7 | 1.7 | E | 8 | 0.065 | F | 8 | 0.2 | F | 8 | -9900 | -9900 | ? | 0
2003-12-16 | 8:00 | 6 | 341 | 0 | 2 | 8 | 0 | 2 | 15 | 0 | 2 | 8 | 0 | 2 | 8 | 0 | 2 | 15 | 0 | 2 | 8 | 0 | 2 | 19 | 10 | E | 9 | 10 | E | 9 | 7 | A | 7 | 1 | A | 7 | 66 | A | 7 | 1004 | E | 9 | 170 | A | 7 | 3.6 | A | 7 | 16100 | A | 7 | 1440 | A | 7 | 1.7 | E | 8 | 0.065 | F | 8 | 0.2 | F | 8 | -9900 | -9900 | ? | 0
2003-12-16 | 9:00 | 146 | 1412 | 8 | 2 | 8 | 0 | 2 | 15 | 8 | 2 | 8 | 1000 | 2 | 8 | 0 | 2 | 15 | 1000 | 2 | 8 | 330 | 2 | 19 | 10 | E | 9 | 10 | E | 9 | 8 | A | 7 | 0 | A | 7 | 57 | A | 7 | 1004 | E | 9 | 0 | A | 7 | 0 | A | 7 | 16100 | A | 7 | 1380 | A | 7 | 1.7 | E | 8 | 0.065 | F | 8 | 0.2 | F | 8 | -9900 | -9900 | ? | 0
2003-12-16 | 10:00 | 320 | 1412 | 27 | 2 | 8 | 0 | 2 | 15 | 27 | 2 | 8 | 3300 | 2 | 8 | 0 | 2 | 15 | 3300 | 2 | 8 | 1150 | 2 | 19 | 10 | E | 9 | 7 | E | 9 | 7 | A | 7 | 1 | A | 7 | 66 | A | 7 | 1004 | E | 9 | 170 | A | 7 | 5.1 | A | 7 | 16100 | A | 7 | 77777 | A | 7 | 1.7 | E | 8 | 0.065 | F | 8 | 0.2 | F | 8 | -9900 | -9900 | ? | 0
2003-12-16 | 11:00 | 448 | 1412 | 48 | 2 | 8 | 0 | 2 | 15 | 48 | 2 | 8 | 5800 | 2 | 8 | 0 | 2 | 15 | 5800 | 2 | 8 | 2100 | 2 | 19 | 10 | E | 9 | 10 | E | 9 | 8 | A | 7 | 1 | A | 7 | 61 | A | 7 | 1004 | E | 9 | 140 | A | 7 | 4.1 | A | 7 | 16100 | A | 7 | 1500 | A | 7 | 1.8 | E | 8 | 0.065 | F | 8 | 0.2 | F | 8 | -9900 | -9900 | ? | 0
2003-12-16 | 12:00 | 519 | 1412 | 52 | 2 | 8 | 0 | 2 | 15 | 52 | 2 | 8 | 6300 | 2 | 8 | 0 | 2 | 15 | 6300 | 2 | 8 | 2350 | 2 | 19 | 10 | E | 9 | 10 | E | 9 | 9 | A | 7 | 2 | A | 7 | 61 | A | 7 | 1004 | E | 9 | 140 | A | 7 | 4.6 | A | 7 | 16100 | A | 7 | 1500 | A | 7 | 1.9 | E | 8 | 0.065 | F | 8 | 0.2 | F | 8 | -9900 | -9900 | ? | 0
2003-12-16 | 13:00 | 528 | 1412 | 95 | 2 | 8 | 0 | 2 | 15 | 95 | 2 | 8 | 11100 | 2 | 8 | 0 | 2 | 15 | 11100 | 2 | 8 | 3960 | 2 | 19 | 10 | E | 9 | 10 | E | 9 | 9 | A | 7 | 3 | A | 7 | 66 | A | 7 | 1004 | E | 9 | 120 | A | 7 | 3.6 | A | 7 | 16100 | A | 7 | 1440 | A | 7 | 1.9 | E | 8 | 0.065 | F | 8 | 0.2 | F | 8 | -9900 | -9900 | ? | 0
2003-12-16 | 14:00 | 475 | 1412 | 147 | 2 | 8 | 31 | 2 | 15 | 136 | 2 | 8 | 16100 | 2 | 8 | 2900 | 2 | 15 | 15100 | 2 | 8 | 3650 | 2 | 19 | 10 | E | 9 | 10 | E | 9 | 10 | A | 7 | 3 | A | 7 | 62 | A | 7 | 1004 | E | 9 | 190 | A | 7 | 3.1 | A | 7 | 16100 | A | 7 | 1260 | A | 7 | 1.9 | E | 8 | 0.065 | F | 8 | 0.2 | F | 8 | -9900 | -9900 | ? | 0
2003-12-16 | 15:00 | 363 | 1412 | 60 | 2 | 8 | 0 | 2 | 15 | 60 | 2 | 8 | 7000 | 2 | 8 | 0 | 2 | 15 | 7000 | 2 | 8 | 2370 | 2 | 19 | 10 | E | 9 | 10 | E | 9 | 9 | A | 7 | 4 | A | 7 | 71 | A | 7 | 1004 | E | 9 | 190 | A | 7 | 5.7 | A | 7 | 16100 | A | 7 | 1170 | A | 7 | 1.9 | E | 8 | 0.065 | F | 8 | 0.2 | F | 8 | -9900 | -9900 | ? | 0
2003-12-16 | 16:00 | 200 | 1412 | 87 | 2 | 8 | 27 | 2 | 15 | 84 | 2 | 8 | 9600 | 2 | 8 | 2000 | 2 | 15 | 9300 | 2 | 8 | 1740 | 2 | 19 | 10 | E | 9 | 10 | E | 9 | 9 | A | 7 | 4 | A | 7 | 71 | A | 7 | 1004 | E | 9 | 190 | A | 7 | 6.7 | A | 7 | 14500 | A | 7 | 1050 | A | 7 | 1.9 | E | 8 | 0.065 | F | 8 | 0.2 | F | 8 | -9900 | -9900 | ? | 0
2003-12-16 | 17:00 | 28 | 765 | 1 | 2 | 8 | 6 | 2 | 15 | 1 | 2 | 8 | 0 | 2 | 8 | 0 | 2 | 15 | 0 | 2 | 8 | 0 | 2 | 19 | 10 | E | 9 | 10 | E | 9 | 8 | A | 7 | 5 | A | 7 | 81 | A | 7 | 1004 | E | 9 | 180 | A | 7 | 4.6 | A | 7 | 12900 | A | 7 | 660 | A | 7 | 1.9 | E | 8 | 0.065 | F | 8 | 0.2 | F | 8 | 0 | 1 | A | 7
2003-12-16 | 18:00 | 0 | 0 | 0 | 2 | 0 | 0 | 2 | 0 | 0 | 2 | 0 | 0 | 2 | 0 | 0 | 2 | 0 | 0 | 2 | 0 | 0 | 2 | 0 | 10 | E | 9 | 10 | E | 9 | 8 | A | 7 | 6 | A | 7 | 87 | A | 7 | 1004 | E | 9 | 170 | A | 7 | 5.1 | A | 7 | 4800 | A | 7 | 750 | A | 7 | 1.9 | E | 8 | 0.065 | F | 8 | 0.2 | F | 8 | 0 | 1 | A | 7
2003-12-16 | 19:00 | 0 | 0 | 0 | 2 | 0 | 0 | 2 | 0 | 0 | 2 | 0 | 0 | 2 | 0 | 0 | 2 | 0 | 0 | 2 | 0 | 0 | 2 | 0 | 10 | E | 9 | 10 | E | 9 | 8 | A | 7 | 6 | A | 7 | 87 | A | 7 | 1004 | E | 9 | 170 | A | 7 | 5.1 | A | 7 | 4800 | A | 7 | 540 | A | 7 | 1.9 | E | 8 | 0.065 | F | 8 | 0.2 | F | 8 | 0 | 1 | A | 7
2003-12-16 | 20:00 | 0 | 0 | 0 | 2 | 0 | 0 | 2 | 0 | 0 | 2 | 0 | 0 | 2 | 0 | 0 | 2 | 0 | 0 | 2 | 0 | 0 | 2 | 0 | 10 | E | 9 | 10 | E | 9 | 8 | A | 7 | 6 | A | 7 | 87 | A | 7 | 1004 | E | 9 | 160 | A | 7 | 5.1 | A | 7 | 4000 | A | 7 | 510 | A | 7 | 1.9 | E | 8 | 0.065 | F | 8 | 0.2 | F | 8 | 0 | 1 | A | 7
2003-12-16 | 21:00 | 0 | 0 | 0 | 2 | 0 | 0 | 2 | 0 | 0 | 2 | 0 | 0 | 2 | 0 | 0 | 2 | 0 | 0 | 2 | 0 | 0 | 2 | 0 | 10 | E | 9 | 10 | E | 9 | 8 | A | 7 | 6 | A | 7 | 87 | A | 7 | 1004 | E | 9 | 160 | A | 7 | 3.6 | A | 7 | 14500 | A | 7 | 540 | A | 7 | 1.8 | E | 8 | 0.065 | F | 8 | 0.2 | F | 8 | 0 | 1 | A | 7
2003-12-16 | 22:00 | 0 | 0 | 0 | 2 | 0 | 0 | 2 | 0 | 0 | 2 | 0 | 0 | 2 | 0 | 0 | 2 | 0 | 0 | 2 | 0 | 0 | 2 | 0 | 10 | E | 9 | 10 | E | 9 | 8 | A | 7 | 6 | A | 7 | 87 | A | 7 | 1004 | E | 9 | 160 | A | 7 | 3.1 | A | 7 | 8000 | A | 7 | 510 | A | 7 | 1.7 | E | 8 | 0.065 | F | 8 | 0.2 | F | 8 | 2 | 6 | A | 7
2003-12-16 | 23:00 | 0 | 0 | 0 | 2 | 0 | 0 | 2 | 0 | 0 | 2 | 0 | 0 | 2 | 0 | 0 | 2 | 0 | 0 | 2 | 0 | 0 | 2 | 0 | 10 | E | 9 | 10 | E | 9 | 8 | A | 7 | 6 | A | 7 | 87 | A | 7 | 1004 | E | 9 | 170 | A | 7 | 2.6 | A | 7 | 16100 | A | 7 | 390 | A | 7 | 1.7 | E | 8 | 0.065 | F | 8 | 0.2 | F | 8 | -9900 | -9900 | ? | 0
2003-12-16 | 24:00 | 0 | 0 | 0 | 2 | 0 | 0 | 2 | 0 | 0 | 2 | 0 | 0 | 2 | 0 | 0 | 2 | 0 | 0 | 2 | 0 | 0 | 2 | 0 | 10 | E | 9 | 10 | E | 9 | 8 | A | 7 | 6 | A | 7 | 87 | A | 7 | 1004 | E | 9 | 0 | A | 7 | 0 | A | 7 | 16100 | A | 7 | 660 | A | 7 | 1.7 | E | 8 | 0.065 | F | 8 | 0.2 | F | 8 | -9900 | -9900 | ? | 0
2003-12-17 | 1:00 | 0 | 0 | 0 | 2 | 0 | 0 | 2 | 0 | 0 | 2 | 0 | 0 | 2 | 0 | 0 | 2 | 0 | 0 | 2 | 0 | 0 | 2 | 0 | 10 | E | 9 | 10 | E | 9 | 8 | A | 7 | 6 | A | 7 | 87 | A | 7 | 1004 | E | 9 | 0 | A | 7 | 0 | A | 7 | 16100 | A | 7 | 660 | A | 7 | 1.7 | E | 8 | 0.065 | F | 8 | 0.2 | F | 8 | -9900 | -9900 | ? | 0
2003-12-17 | 2:00 | 0 | 0 | 0 | 2 | 0 | 0 | 2 | 0 | 0 | 2 | 0 | 0 | 2 | 0 | 0 | 2 | 0 | 0 | 2 | 0 | 0 | 2 | 0 | 10 | E | 9 | 10 | E | 9 | 8 | A | 7 | 6 | A | 7 | 87 | A | 7 | 1004 | E | 9 | 0 | A | 7 | 0 | A | 7 | 16100 | A | 7 | 840 | A | 7 | 1.7 | E | 8 | 0.065 | F | 8 | 0.2 | F | 8 | -9900 | -9900 | ? | 0
2003-12-17 | 3:00 | 0 | 0 | 0 | 2 | 0 | 0 | 2 | 0 | 0 | 2 | 0 | 0 | 2 | 0 | 0 | 2 | 0 | 0 | 2 | 0 | 0 | 2 | 0 | 10 | E | 9 | 10 | E | 9 | 8 | A | 7 | 6 | A | 7 | 87 | A | 7 | 1004 | E | 9 | 70 | A | 7 | 1.5 | A | 7 | 12900 | A | 7 | 840 | A | 7 | 1.7 | E | 8 | 0.065 | F | 8 | 0.2 | F | 8 | -9900 | -9900 | ? | 0
2003-12-17 | 4:00 | 0 | 0 | 0 | 2 | 0 | 0 | 2 | 0 | 0 | 2 | 0 | 0 | 2 | 0 | 0 | 2 | 0 | 0 | 2 | 0 | 0 | 2 | 0 | 10 | E | 9 | 10 | E | 9 | 8 | A | 7 | 6 | A | 7 | 87 | A | 7 | 1004 | E | 9 | 0 | A | 7 | 0 | A | 7 | 11300 | A | 7 | 1020 | A | 7 | 1.7 | E | 8 | 0.065 | F | 8 | 0.2 | F | 8 | 2 | 24 | A | 7
2003-12-17 | 5:00 | 0 | 0 | 0 | 2 | 0 | 0 | 2 | 0 | 0 | 2 | 0 | 0 | 2 | 0 | 0 | 2 | 0 | 0 | 2 | 0 | 0 | 2 | 0 | 10 | E | 9 | 10 | E | 9 | 8 | A | 7 | 6 | A | 7 | 87 | A | 7 | 1004 | E | 9 | 0 | A | 7 | 0 | A | 7 | 4800 | A | 7 | 900 | A | 7 | 1.8 | E | 8 | 0.065 | F | 8 | 0.2 | F | 8 | -9900 | -9900 | ? | 0
2003-12-17 | 6:00 | 0 | 0 | 0 | 2 | 0 | 0 | 2 | 0 | 0 | 2 | 0 | 0 | 2 | 0 | 0 | 2 | 0 | 0 | 2 | 0 | 0 | 2 | 0 | 9 | E | 9 | 9 | E | 9 | 8 | A | 7 | 6 | A | 7 | 87 | A | 7 | 1004 | E | 9 | 280 | A | 7 | 1.5 | A | 7 | 4800 | A | 7 | 1020 | A | 7 | 1.8 | E | 8 | 0.065 | F | 8 | 0.2 | F | 8 | -9900 | -9900 | ? | 0
2003-12-17 | 7:00 | 0 | 0 | 0 | 2 | 0 | 0 | 2 | 0 | 0 | 2 | 0 | 0 | 2 | 0 | 0 | 2 | 0 | 0 | 2 | 0 | 0 | 2 | 0 | 8 | E | 9 | 8 | E | 9 | 8 | A | 7 | 6 | A | 7 | 87 | A | 7 | 1004 | E | 9 | 0 | A | 7 | 0 | A | 7 | 6400 | A | 7 | 960 | A | 7 | 1.8 | E | 8 | 0.065 | F | 8 | 0.2 | F | 8 | -9900 | -9900 | ? | 0
2003-12-17 | 8:00 | 5 | 341 | 0 | 2 | 8 | 0 | 2 | 15 | 0 | 2 | 8 | 0 | 2 | 8 | 0 | 2 | 15 | 0 | 2 | 8 | 0 | 2 | 19 | 6 | B | 8 | 6 | B | 8 | 7.8 | B | 8 | 5.3 | B | 8 | 84 | A | 7 | 1004 | E | 9 | 0 | A | 7 | 0 | A | 7 | -9900 | ? | 0 | 77777 | A | 7 | 1.9 | E | 8 | 0.065 | F | 8 | 0.2 | F | 8 | -9900 | -9900 | ? | 0
2003-12-17 | 9:00 | 143 | 1413 | 30 | 2 | 8 | 18 | 2 | 15 | 28 | 2 | 8 | 3300 | 2 | 8 | 1200 | 2 | 15 | 3200 | 2 | 8 | 700 | 2 | 19 | 4 | E | 9 | 4 | E | 9 | 8 | A | 7 | 5 | A | 7 | 81 | A | 7 | 1004 | E | 9 | 0 | A | 7 | 0 | A | 7 | 12900 | A | 7 | 77777 | A | 7 | 1.9 | E | 8 | 0.065 | F | 8 | 0.2 | F | 8 | -9900 | -9900 | ? | 0
2003-12-17 | 10:00 | 318 | 1413 | 103 | 2 | 8 | 60 | 2 | 15 | 89 | 2 | 8 | 11200 | 2 | 8 | 5100 | 2 | 15 | 10100 | 2 | 8 | 2220 | 2 | 19 | 9 | E | 9 | 9 | E | 9 | 9 | A | 7 | 6 | A | 7 | 81 | A | 7 | 1004 | E | 9 | 0 | A | 7 | 0 | A | 7 | 16100 | A | 7 | 77777 | A | 7 | 2 | E | 8 | 0.065 | F | 8 | 0.2 | F | 8 | -9900 | -9900 | ? | 0
2003-12-17 | 11:00 | 446 | 1413 | 142 | 2 | 8 | 35 | 2 | 15 | 131 | 2 | 8 | 15600 | 2 | 8 | 3200 | 2 | 15 | 14500 | 2 | 8 | 3440 | 2 | 19 | 10 | E | 9 | 10 | E | 9 | 9 | A | 7 | 6 | A | 7 | 81 | A | 7 | 1004 | E | 9 | 360 | A | 7 | 2.1 | A | 7 | 16100 | A | 7 | 180 | A | 7 | 2 | E | 8 | 0.065 | F | 8 | 0.2 | F | 8 | -9900 | -9900 | ? | 0
2003-12-17 | 12:00 | 518 | 1413 | 209 | 2 | 8 | 131 | 2 | 15 | 161 | 2 | 8 | 22700 | 2 | 8 | 12600 | 2 | 15 | 18000 | 2 | 8 | 3710 | 2 | 19 | 9 | E | 9 | 9 | E | 9 | 11 | A | 7 | 7 | A | 7 | 76 | A | 7 | 1004 | E | 9 | 60 | A | 7 | 4.1 | A | 7 | 16100 | A | 7 | 240 | A | 7 | 2.1 | E | 8 | 0.065 | F | 8 | 0.2 | F | 8 | -9900 | -9900 | ? | 0
2003-12-17 | 13:00 | 527 | 1413 | 353 | 2 | 8 | 572 | 2 | 15 | 139 | 2 | 8 | 36700 | 2 | 8 | 53900 | 2 | 15 | 16500 | 2 | 8 | 2720 | 2 | 19 | 5 | E | 9 | 5 | E | 9 | 11 | A | 7 | 7 | A | 7 | 76 | A | 7 | 1004 | E | 9 | 50 | A | 7 | 3.6 | A | 7 | 16100 | A | 7 | 77777 | A | 7 | 2.1 | E | 8 | 0.065 | F | 8 | 0.2 | F | 8 | -9900 | -9900 | ? | 0
2003-12-17 | 14:00 | 474 | 1413 | 308 | 2 | 8 | 684 | 2 | 15 | 77 | 2 | 8 | 32000 | 2 | 8 | 62500 | 2 | 15 | 11000 | 2 | 8 | 1480 | 2 | 19 | 2 | E | 9 | 2 | E | 9 | 11 | A | 7 | 7 | A | 7 | 76 | A | 7 | 1004 | E | 9 | 60 | A | 7 | 4.1 | A | 7 | 16100 | A | 7 | 77777 | A | 7 | 2.1 | E | 8 | 0.065 | F | 8 | 0.2 | F | 8 | -9900 | -9900 | ? | 0
2003-12-17 | 15:00 | 363 | 1413 | 238 | 2 | 8 | 620 | 2 | 15 | 78 | 2 | 8 | 24200 | 2 | 8 | 51400 | 2 | 15 | 10900 | 2 | 8 | 1370 | 2 | 19 | 4 | E | 9 | 4 | E | 9 | 11 | A | 7 | 7 | A | 7 | 76 | A | 7 | 1004 | E | 9 | 50 | A | 7 | 4.1 | A | 7 | 16100 | A | 7 | 77777 | A | 7 | 2 | E | 8 | 0.065 | F | 8 | 0.2 | F | 8 | -9900 | -9900 | ? | 0
2003-12-17 | 16:00 | 201 | 1413 | 104 | 2 | 8 | 119 | 2 | 15 | 87 | 2 | 8 | 11000 | 2 | 8 | 7800 | 2 | 15 | 9800 | 2 | 8 | 1840 | 2 | 19 | 8 | E | 9 | 8 | E | 9 | 10 | A | 7 | 6 | A | 7 | 76 | A | 7 | 1004 | E | 9 | 60 | A | 7 | 3.1 | A | 7 | 16100 | A | 7 | 77777 | A | 7 | 1.9 | E | 8 | 0.065 | F | 8 | 0.2 | F | 8 | -9900 | -9900 | ? | 0
2003-12-17 | 17:00 | 29 | 765 | 1 | 2 | 8 | 25 | 2 | 15 | 1 | 2 | 8 | 0 | 2 | 8 | 0 | 2 | 15 | 0 | 2 | 8 | 0 | 2 | 19 | 8 | E | 9 | 7 | E | 9 | 9 | A | 7 | 6 | A | 7 | 81 | A | 7 | 1004 | E | 9 | 70 | A | 7 | 2.6 | A | 7 | 16100 | A | 7 | 77777 | A | 7 | 1.9 | E | 8 | 0.065 | F | 8 | 0.2 | F | 8 | -9900 | -9900 | ? | 0
2003-12-17 | 18:00 | 0 | 0 | 0 | 2 | 0 | 0 | 2 | 0 | 0 | 2 | 0 | 0 | 2 | 0 | 0 | 2 | 0 | 0 | 2 | 0 | 0 | 2 | 0 | 4 | E | 9 | 3 | E | 9 | 7.9 | B | 8 | 4.9 | B | 8 | 81 | A | 7 | 1004 | E | 9 | 20 | A | 7 | 2.1 | A | 7 | 16100 | A | 7 | 77777 | A | 7 | 1.9 | E | 8 | 0.065 | F | 8 | 0.2 | F | 8 | -9900 | -9900 | ? | 0
2003-12-17 | 19:00 | 0 | 0 | 0 | 2 | 0 | 0 | 2 | 0 | 0 | 2 | 0 | 0 | 2 | 0 | 0 | 2 | 0 | 0 | 2 | 0 | 0 | 2 | 0 | 7 | E | 9 | 6 | E | 9 | 7 | A | 7 | 4 | A | 7 | 81 | A | 7 | 1004 | E | 9 | 280 | A | 7 | 1.5 | A | 7 | 16100 | A | 7 | 77777 | A | 7 | 1.8 | E | 8 | 0.065 | F | 8 | 0.2 | F | 8 | -9900 | -9900 | ? | 0
2003-12-17 | 20:00 | 0 | 0 | 0 | 2 | 0 | 0 | 2 | 0 | 0 | 2 | 0 | 0 | 2 | 0 | 0 | 2 | 0 | 0 | 2 | 0 | 0 | 2 | 0 | 3 | E | 9 | 3 | E | 9 | 6 | A | 7 | 4 | A | 7 | 87 | A | 7 | 1004 | E | 9 | 310 | A | 7 | 1.5 | A | 7 | 4000 | A | 7 | 77777 | A | 7 | 1.8 | E | 8 | 0.065 | F | 8 | 0.2 | F | 8 | -9900 | -9900 | ? | 0
2003-12-17 | 21:00 | 0 | 0 | 0 | 2 | 0 | 0 | 2 | 0 | 0 | 2 | 0 | 0 | 2 | 0 | 0 | 2 | 0 | 0 | 2 | 0 | 0 | 2 | 0 | 2 | B | 8 | 2 | B | 8 | 6 | B | 8 | 3.5 | B | 8 | 84 | A | 7 | 1004 | E | 9 | 330 | A | 7 | 1.5 | A | 7 | -9900 | ? | 0 | 77777 | A | 7 | 1.8 | E | 8 | 0.065 | F | 8 | 0.2 | F | 8 | -9900 | -9900 | ? | 0
2003-12-17 | 22:00 | 0 | 0 | 0 | 2 | 0 | 0 | 2 | 0 | 0 | 2 | 0 | 0 | 2 | 0 | 0 | 2 | 0 | 0 | 2 | 0 | 0 | 2 | 0 | 1 | E | 9 | 1 | E | 9 | 6 | A | 7 | 3 | A | 7 | 81 | A | 7 | 1004 | E | 9 | 0 | A | 7 | 0 | A | 7 | 16100 | A | 7 | 77777 | A | 7 | 1.8 | E | 8 | 0.065 | F | 8 | 0.2 | F | 8 | -9900 | -9900 | ? | 0
2003-12-17 | 23:00 | 0 | 0 | 0 | 2 | 0 | 0 | 2 | 0 | 0 | 2 | 0 | 0 | 2 | 0 | 0 | 2 | 0 | 0 | 2 | 0 | 0 | 2 | 0 | 4 | E | 9 | 4 | E | 9 | 3 | A | 7 | 2 | A | 7 | 93 | A | 7 | 1004 | E | 9 | 0 | A | 7 | 0 | A | 7 | 2800 | A | 7 | 77777 | A | 7 | 1.9 | E | 8 | 0.065 | F | 8 | 0.2 | F | 8 | -9900 | -9900 | ? | 0
2003-12-17 | 24:00 | 0 | 0 | 0 | 2 | 0 | 0 | 2 | 0 | 0 | 2 | 0 | 0 | 2 | 0 | 0 | 2 | 0 | 0 | 2 | 0 | 0 | 2 | 0 | 5 | B | 8 | 4 | B | 8 | 2.9 | B | 8 | 2.4 | B | 8 | 97 | A | 7 | 1004 | E | 9 | 0 | A | 7 | 0 | A | 7 | -9900 | ? | 0 | 77777 | A | 7 | 1.9 | E | 8 | 0.065 | F | 8 | 0.2 | F | 8 | -9900 | -9900 | ? | 0
2003-12-18 | 1:00 | 0 | 0 | 0 | 2 | 0 | 0 | 2 | 0 | 0 | 2 | 0 | 0 | 2 | 0 | 0 | 2 | 0 | 0 | 2 | 0 | 0 | 2 | 0 | 4 | B | 8 | 4 | B | 8 | 2.3 | B | 8 | 1.8 | B | 8 | 96 | A | 7 | 1004 | E | 9 | 0 | A | 7 | 0 | A | 7 | -9900 | ? | 0 | 77777 | A | 7 | 1.9 | E | 8 | 0.065 | F | 8 | 0.2 | F | 8 | -9900 | -9900 | ? | 0
2003-12-18 | 2:00 | 0 | 0 | 0 | 2 | 0 | 0 | 2 | 0 | 0 | 2 | 0 | 0 | 2 | 0 | 0 | 2 | 0 | 0 | 2 | 0 | 0 | 2 | 0 | 5 | B | 8 | 5 | B | 8 | 2.2 | B | 8 | 1.7 | B | 8 | 96 | A | 7 | 1004 | E | 9 | 0 | A | 7 | 0 | A | 7 | -9900 | ? | 0 | 77777 | A | 7 | 1.8 | E | 8 | 0.065 | F | 8 | 0.2 | F | 8 | -9900 | -9900 | ? | 0
2003-12-18 | 3:00 | 0 | 0 | 0 | 2 | 0 | 0 | 2 | 0 | 0 | 2 | 0 | 0 | 2 | 0 | 0 | 2 | 0 | 0 | 2 | 0 | 0 | 2 | 0 | 7 | B | 8 | 6 | B | 8 | 2.6 | B | 8 | 1.6 | B | 8 | 93 | A | 7 | 1004 | E | 9 | 210 | A | 7 | 1.5 | A | 7 | -9900 | ? | 0 | 77777 | A | 7 | 1.6 | E | 8 | 0.065 | F | 8 | 0.2 | F | 8 | -9900 | -9900 | ? | 0
2003-12-18 | 4:00 | 0 | 0 | 0 | 2 | 0 | 0 | 2 | 0 | 0 | 2 | 0 | 0 | 2 | 0 | 0 | 2 | 0 | 0 | 2 | 0 | 0 | 2 | 0 | 7 | B | 8 | 5 | B | 8 | 2.5 | B | 8 | 1.5 | B | 8 | 93 | A | 7 | 1004 | E | 9 | 0 | A | 7 | 0 | A | 7 | -9900 | ? | 0 | 77777 | B | 8 | 1.5 | E | 8 | 0.065 | F | 8 | 0.2 | F | 8 | -9900 | -9900 | ? | 0
2003-12-18 | 5:00 | 0 | 0 | 0 | 2 | 0 | 0 | 2 | 0 | 0 | 2 | 0 | 0 | 2 | 0 | 0 | 2 | 0 | 0 | 2 | 0 | 0 | 2 | 0 | 8 | B | 8 | 5 | B | 8 | 2.4 | B | 8 | 1.4 | B | 8 | 93 | A | 7 | 1004 | E | 9 | 0 | A | 7 | 0 | A | 7 | -9900 | ? | 0 | 77777 | A | 7 | 1.4 | E | 8 | 0.065 | F | 8 | 0.2 | F | 8 | -9900 | -9900 | ? | 0
2003-12-18 | 6:00 | 0 | 0 | 0 | 2 | 0 | 0 | 2 | 0 | 0 | 2 | 0 | 0 | 2 | 0 | 0 | 2 | 0 | 0 | 2 | 0 | 0 | 2 | 0 | 8 | B | 8 | 5 | B | 8 | 2.3 | B | 8 | 1.3 | B | 8 | 93 | A | 7 | 1004 | E | 9 | 0 | A | 7 | 0 | A | 7 | -9900 | ? | 0 | 77777 | A | 7 | 1.4 | E | 8 | 0.065 | F | 8 | 0.2 | F | 8 | -9900 | -9900 | ? | 0
2003-12-18 | 7:00 | 0 | 0 | 0 | 2 | 0 | 0 | 2 | 0 | 0 | 2 | 0 | 0 | 2 | 0 | 0 | 2 | 0 | 0 | 2 | 0 | 0 | 2 | 0 | 8 | B | 8 | 5 | B | 8 | 2.2 | B | 8 | 1.7 | B | 8 | 96 | A | 7 | 1004 | E | 9 | 0 | A | 7 | 0 | A | 7 | -9900 | ? | 0 | 77777 | A | 7 | 1.4 | E | 8 | 0.065 | F | 8 | 0.2 | F | 8 | -9900 | -9900 | ? | 0
2003-12-18 | 8:00 | 5 | 318 | 0 | 2 | 8 | 0 | 2 | 15 | 0 | 2 | 8 | 0 | 2 | 8 | 0 | 2 | 15 | 0 | 2 | 8 | 0 | 2 | 19 | 8 | B | 8 | 5 | B | 8 | 2 | B | 8 | 1.3 | B | 8 | 95 | A | 7 | 1004 | E | 9 | 0 | A | 7 | 0 | A | 7 | -9900 | ? | 0 | 77777 | A | 7 | 1.4 | E | 8 | 0.065 | F | 8 | 0.2 | F | 8 | -9900 | -9900 | ? | 0
2003-12-18 | 9:00 | 141 | 1413 | 34 | 2 | 8 | 39 | 2 | 15 | 30 | 2 | 8 | 3700 | 2 | 8 | 2200 | 2 | 15 | 3500 | 2 | 8 | 630 | 2 | 19 | 8 | B | 8 | 5 | B | 8 | 2.5 | B | 8 | 1.5 | B | 8 | 93 | A | 7 | 1004 | E | 9 | 0 | A | 7 | 0 | A | 7 | -9900 | ? | 0 | 77777 | A | 7 | 1.4 | E | 8 | 0.065 | F | 8 | 0.2 | F | 8 | -9900 | -9900 | ? | 0
2003-12-18 | 10:00 | 316 | 1413 | 120 | 2 | 8 | 142 | 2 | 15 | 88 | 2 | 8 | 13000 | 2 | 8 | 11600 | 2 | 15 | 10400 | 2 | 8 | 1910 | 2 | 19 | 10 | B | 8 | 9 | B | 8 | 2.9 | B | 8 | 1.9 | B | 8 | 93 | A | 7 | 1004 | E | 9 | 170 | A | 7 | 1.5 | A | 7 | -9900 | ? | 0 | 77777 | B | 8 | 1.4 | E | 8 | 0.065 | F | 8 | 0.2 | F | 8 | -9900 | -9900 | ? | 0
2003-12-18 | 11:00 | 445 | 1413 | 132 | 2 | 8 | 23 | 2 | 15 | 124 | 2 | 8 | 14700 | 2 | 8 | 1500 | 2 | 15 | 14200 | 2 | 8 | 4420 | 2 | 19 | 10 | B | 8 | 10 | B | 8 | 3.3 | B | 8 | 2.3 | B | 8 | 93 | A | 7 | 1004 | E | 9 | 0 | A | 7 | 0 | A | 7 | -9900 | ? | 0 | 77777 | A | 7 | 1.4 | E | 8 | 0.065 | F | 8 | 0.2 | F | 8 | -9900 | -9900 | ? | 0
2003-12-18 | 12:00 | 517 | 1413 | 191 | 2 | 8 | 71 | 2 | 15 | 165 | 2 | 8 | 20900 | 2 | 8 | 6800 | 2 | 15 | 18400 | 2 | 8 | 4400 | 2 | 19 | 10 | B | 8 | 10 | B | 8 | 5.7 | B | 8 | 3.2 | B | 8 | 84 | A | 7 | 1004 | E | 9 | 0 | A | 7 | 0 | A | 7 | -9900 | ? | 0 | 77777 | A | 7 | 1.4 | E | 8 | 0.065 | F | 8 | 0.2 | F | 8 | -9900 | -9900 | ? | 0
2003-12-18 | 13:00 | 527 | 1413 | 176 | 2 | 8 | 43 | 2 | 15 | 160 | 2 | 8 | 19300 | 2 | 8 | 4100 | 2 | 15 | 17800 | 2 | 8 | 4350 | 2 | 19 | 10 | B | 8 | 9 | B | 8 | 6.1 | B | 8 | 3.1 | B | 8 | 81 | A | 7 | 1004 | E | 9 | 0 | A | 7 | 0 | A | 7 | -9900 | ? | 0 | 77777 | A | 7 | 1.4 | E | 8 | 0.065 | F | 8 | 0.2 | F | 8 | -9900 | -9900 | ? | 0
2003-12-18 | 14:00 | 475 | 1413 | 231 | 2 | 8 | 238 | 2 | 15 | 150 | 2 | 8 | 24200 | 2 | 8 | 22300 | 2 | 15 | 16600 | 2 | 8 | 3140 | 2 | 19 | 10 | E | 9 | 10 | E | 9 | 6 | A | 7 | 3 | A | 7 | 81 | A | 7 | 1004 | E | 9 | 0 | A | 7 | 0 | A | 7 | 12900 | A | 7 | 90 | A | 7 | 1.4 | E | 8 | 0.065 | F | 8 | 0.2 | F | 8 | -9900 | -9900 | ? | 0
2003-12-18 | 15:00 | 364 | 1413 | 238 | 2 | 8 | 444 | 2 | 15 | 123 | 2 | 8 | 23900 | 2 | 8 | 36900 | 2 | 15 | 14300 | 2 | 8 | 2390 | 2 | 19 | 10 | B | 8 | 10 | B | 8 | 6.1 | B | 8 | 3 | B | 8 | 80 | A | 7 | 1004 | E | 9 | 0 | B | 8 | 0 | B | 8 | -9900 | ? | 0 | 75 | B | 8 | 1.3 | E | 8 | 0.065 | F | 8 | 0.2 | F | 8 | -9900 | -9900 | ? | 0
2003-12-18 | 16:00 | 202 | 1413 | 86 | 2 | 8 | 55 | 2 | 15 | 78 | 2 | 8 | 9400 | 2 | 8 | 4100 | 2 | 15 | 8800 | 2 | 8 | 1670 | 2 | 19 | 10 | E | 9 | 10 | E | 9 | 6 | A | 7 | 3 | A | 7 | 81 | A | 7 | 1004 | E | 9 | 0 | A | 7 | 0 | A | 7 | 8000 | A | 7 | 60 | A | 7 | 1.3 | E | 8 | 0.065 | F | 8 | 0.2 | F | 8 | -9900 | -9900 | ? | 0
2003-12-18 | 17:00 | 29 | 789 | 1 | 2 | 8 | 12 | 2 | 15 | 1 | 2 | 8 | 0 | 2 | 8 | 0 | 2 | 15 | 0 | 2 | 8 | 0 | 2 | 19 | 9 | B | 8 | 9 | B | 8 | 4.7 | B | 8 | 2.2 | B | 8 | 84 | A | 7 | 1004 | E | 9 | 0 | A | 7 | 0 | A | 7 | -9900 | ? | 0 | 77777 | A | 7 | 1.3 | E | 8 | 0.065 | F | 8 | 0.2 | F | 8 | -9900 | -9900 | ? | 0
2003-12-18 | 18:00 | 0 | 0 | 0 | 2 | 0 | 0 | 2 | 0 | 0 | 2 | 0 | 0 | 2 | 0 | 0 | 2 | 0 | 0 | 2 | 0 | 0 | 2 | 0 | 9 | B | 8 | 8 | B | 8 | 3.5 | B | 8 | 1.2 | B | 8 | 85 | A | 7 | 1004 | E | 9 | 300 | A | 7 | 1.5 | A | 7 | -9900 | ? | 0 | 77777 | A | 7 | 1.3 | E | 8 | 0.065 | F | 8 | 0.2 | F | 8 | -9900 | -9900 | ? | 0
2003-12-18 | 19:00 | 0 | 0 | 0 | 2 | 0 | 0 | 2 | 0 | 0 | 2 | 0 | 0 | 2 | 0 | 0 | 2 | 0 | 0 | 2 | 0 | 0 | 2 | 0 | 8 | B | 8 | 8 | B | 8 | 2.5 | B | 8 | 0.5 | B | 8 | 87 | A | 7 | 1004 | E | 9 | 0 | A | 7 | 0 | A | 7 | -9900 | ? | 0 | 77777 | A | 7 | 1.3 | E | 8 | 0.065 | F | 8 | 0.2 | F | 8 | -9900 | -9900 | ? | 0
2003-12-18 | 20:00 | 0 | 0 | 0 | 2 | 0 | 0 | 2 | 0 | 0 | 2 | 0 | 0 | 2 | 0 | 0 | 2 | 0 | 0 | 2 | 0 | 0 | 2 | 0 | 7 | B | 8 | 7 | B | 8 | 1.8 | B | 8 | -0.2 | B | 8 | 86 | A | 7 | 1004 | E | 9 | 0 | A | 7 | 0 | A | 7 | -9900 | ? | 0 | 77777 | A | 7 | 1.4 | E | 8 | 0.065 | F | 8 | 0.2 | F | 8 | -9900 | -9900 | ? | 0
2003-12-18 | 21:00 | 0 | 0 | 0 | 2 | 0 | 0 | 2 | 0 | 0 | 2 | 0 | 0 | 2 | 0 | 0 | 2 | 0 | 0 | 2 | 0 | 0 | 2 | 0 | 6 | E | 9 | 6 | E | 9 | 1 | A | 7 | -1 | A | 7 | 86 | A | 7 | 1004 | E | 9 | 0 | A | 7 | 0 | A | 7 | 2000 | A | 7 | 77777 | A | 7 | 1.5 | E | 8 | 0.065 | F | 8 | 0.2 | F | 8 | -9900 | -9900 | ? | 0
2003-12-18 | 22:00 | 0 | 0 | 0 | 2 | 0 | 0 | 2 | 0 | 0 | 2 | 0 | 0 | 2 | 0 | 0 | 2 | 0 | 0 | 2 | 0 | 0 | 2 | 0 | 9 | E | 9 | 7 | E | 9 | 1 | A | 7 | 0 | A | 7 | 93 | A | 7 | 1004 | E | 9 | 0 | A | 7 | 0 | A | 7 | 14500 | A | 7 | 77777 | A | 7 | 1.6 | E | 8 | 0.065 | F | 8 | 0.2 | F | 8 | -9900 | -9900 | ? | 0
2003-12-18 | 23:00 | 0 | 0 | 0 | 2 | 0 | 0 | 2 | 0 | 0 | 2 | 0 | 0 | 2 | 0 | 0 | 2 | 0 | 0 | 2 | 0 | 0 | 2 | 0 | 10 | E | 9 | 9 | E | 9 | 1 | A | 7 | -1 | A | 7 | 86 | A | 7 | 1004 | E | 9 | 0 | A | 7 | 0 | A | 7 | 2400 | A | 7 | 30 | A | 7 | 1.7 | E | 8 | 0.065 | F | 8 | 0.2 | F | 8 | -9900 | -9900 | ? | 0
2003-12-18 | 24:00 | 0 | 0 | 0 | 2 | 0 | 0 | 2 | 0 | 0 | 2 | 0 | 0 | 2 | 0 | 0 | 2 | 0 | 0 | 2 | 0 | 0 | 2 | 0 | 10 | E | 9 | 8 | E | 9 | 1 | A | 7 | 0 | A | 7 | 93 | A | 7 | 1004 | E | 9 | 0 | A | 7 | 0 | A | 7 | 4800 | A | 7 | 77777 | A | 7 | 1.8 | E | 8 | 0.065 | F | 8 | 0.2 | F | 8 | -9900 | -9900 | ? | 0
2003-12-19 | 1:00 | 0 | 0 | 0 | 2 | 0 | 0 | 2 | 0 | 0 | 2 | 0 | 0 | 2 | 0 | 0 | 2 | 0 | 0 | 2 | 0 | 0 | 2 | 0 | 7 | E | 9 | 6 | E | 9 | 0 | A | 7 | -1 | A | 7 | 92 | A | 7 | 1004 | E | 9 | 0 | A | 7 | 0 | A | 7 | 4800 | A | 7 | 77777 | A | 7 | 1.8 | E | 8 | 0.065 | F | 8 | 0.2 | F | 8 | -9900 | -9900 | ? | 0
2003-12-19 | 2:00 | 0 | 0 | 0 | 2 | 0 | 0 | 2 | 0 | 0 | 2 | 0 | 0 | 2 | 0 | 0 | 2 | 0 | 0 | 2 | 0 | 0 | 2 | 0 | 8 | E | 9 | 7 | E | 9 | 0 | A | 7 | -1 | A | 7 | 92 | A | 7 | 1004 | E | 9 | 0 | A | 7 | 0 | A | 7 | 8000 | A | 7 | 77777 | A | 7 | 1.8 | E | 8 | 0.065 | F | 8 | 0.2 | F | 8 | -9900 | -9900 | ? | 0
2003-12-19 | 3:00 | 0 | 0 | 0 | 2 | 0 | 0 | 2 | 0 | 0 | 2 | 0 | 0 | 2 | 0 | 0 | 2 | 0 | 0 | 2 | 0 | 0 | 2 | 0 | 10 | E | 9 | 8 | E | 9 | 1 | A | 7 | -1 | A | 7 | 86 | A | 7 | 1004 | E | 9 | 0 | A | 7 | 0 | A | 7 | 8000 | A | 7 | 77777 | A | 7 | 1.7 | E | 8 | 0.065 | F | 8 | 0.2 | F | 8 | -9900 | -9900 | ? | 0
2003-12-19 | 4:00 | 0 | 0 | 0 | 2 | 0 | 0 | 2 | 0 | 0 | 2 | 0 | 0 | 2 | 0 | 0 | 2 | 0 | 0 | 2 | 0 | 0 | 2 | 0 | 10 | E | 9 | 5 | E | 9 | 1 | A | 7 | -1 | A | 7 | 86 | A | 7 | 1004 | E | 9 | 0 | A | 7 | 0 | A | 7 | 16100 | A | 7 | 77777 | A | 7 | 1.6 | E | 8 | 0.065 | F | 8 | 0.2 | F | 8 | -9900 | -9900 | ? | 0
2003-12-19 | 5:00 | 0 | 0 | 0 | 2 | 0 | 0 | 2 | 0 | 0 | 2 | 0 | 0 | 2 | 0 | 0 | 2 | 0 | 0 | 2 | 0 | 0 | 2 | 0 | 10 | E | 9 | 4 | E | 9 | 1 | A | 7 | -1 | A | 7 | 86 | A | 7 | 1004 | E | 9 | 0 | A | 7 | 0 | A | 7 | 16100 | A | 7 | 77777 | A | 7 | 1.7 | E | 8 | 0.065 | F | 8 | 0.2 | F | 8 | -9900 | -9900 | ? | 0
2003-12-19 | 6:00 | 0 | 0 | 0 | 2 | 0 | 0 | 2 | 0 | 0 | 2 | 0 | 0 | 2 | 0 | 0 | 2 | 0 | 0 | 2 | 0 | 0 | 2 | 0 | 10 | E | 9 | 4 | E | 9 | 1 | A | 7 | -1 | A | 7 | 86 | A | 7 | 1004 | E | 9 | 0 | A | 7 | 0 | A | 7 | 16100 | A | 7 | 77777 | A | 7 | 1.8 | E | 8 | 0.065 | F | 8 | 0.2 | F | 8 | -9900 | -9900 | ? | 0
2003-12-19 | 7:00 | 0 | 0 | 0 | 2 | 0 | 0 | 2 | 0 | 0 | 2 | 0 | 0 | 2 | 0 | 0 | 2 | 0 | 0 | 2 | 0 | 0 | 2 | 0 | 9 | E | 9 | 4 | E | 9 | 1 | A | 7 | 0 | A | 7 | 93 | A | 7 | 1004 | E | 9 | 0 | A | 7 | 0 | A | 7 | 16100 | A | 7 | 77777 | A | 7 | 2 | E | 8 | 0.065 | F | 8 | 0.2 | F | 8 | -9900 | -9900 | ? | 0
2003-12-19 | 8:00 | 4 | 318 | 0 | 2 | 8 | 0 | 2 | 15 | 0 | 2 | 8 | 0 | 2 | 8 | 0 | 2 | 15 | 0 | 2 | 8 | 0 | 2 | 19 | 10 | E | 9 | 4 | E | 9 | 1 | A | 7 | 0 | A | 7 | 93 | A | 7 | 1004 | E | 9 | 0 | A | 7 | 0 | A | 7 | 16100 | A | 7 | 77777 | A | 7 | 2.1 | E | 8 | 0.065 | F | 8 | 0.2 | F | 8 | -9900 | -9900 | ? | 0
2003-12-19 | 9:00 | 139 | 1413 | 31 | 2 | 8 | 57 | 2 | 15 | 26 | 2 | 8 | 3400 | 2 | 8 | 2700 | 2 | 15 | 3100 | 2 | 8 | 450 | 2 | 19 | 10 | E | 9 | 4 | E | 9 | 2 | A | 7 | 1 | A | 7 | 93 | A | 7 | 1004 | E | 9 | 0 | A | 7 | 0 | A | 7 | 16100 | A | 7 | 77777 | A | 7 | 2.3 | E | 8 | 0.065 | F | 8 | 0.2 | F | 8 | -9900 | -9900 | ? | 0
2003-12-19 | 10:00 | 315 | 1413 | 36 | 2 | 8 | 0 | 2 | 15 | 36 | 2 | 8 | 4300 | 2 | 8 | 0 | 2 | 15 | 4300 | 2 | 8 | 1480 | 2 | 19 | 10 | E | 9 | 6 | E | 9 | 2 | A | 7 | 1 | A | 7 | 93 | A | 7 | 1004 | E | 9 | 0 | A | 7 | 0 | A | 7 | 16100 | A | 7 | 77777 | A | 7 | 2.5 | E | 8 | 0.065 | F | 8 | 0.2 | F | 8 | -9900 | -9900 | ? | 0
2003-12-19 | 11:00 | 443 | 1413 | 189 | 2 | 8 | 202 | 2 | 15 | 126 | 2 | 8 | 20000 | 2 | 8 | 18500 | 2 | 15 | 14200 | 2 | 8 | 2550 | 2 | 19 | 10 | E | 9 | 9 | E | 9 | 3 | A | 7 | 2 | A | 7 | 93 | A | 7 | 1004 | E | 9 | 0 | A | 7 | 0 | A | 7 | 16100 | A | 7 | 2700 | A | 7 | 2.5 | E | 8 | 0.065 | F | 8 | 0.2 | F | 8 | -9900 | -9900 | ? | 0
2003-12-19 | 12:00 | 516 | 1413 | 110 | 2 | 8 | 0 | 2 | 15 | 110 | 2 | 8 | 12600 | 2 | 8 | 0 | 2 | 15 | 12600 | 2 | 8 | 4390 | 2 | 19 | 10 | E | 9 | 10 | E | 9 | 6 | A | 7 | 3 | A | 7 | 81 | A | 7 | 1004 | E | 9 | 130 | A | 7 | 3.6 | A | 7 | 16100 | A | 7 | 2700 | A | 7 | 2.5 | E | 8 | 0.065 | F | 8 | 0.2 | F | 8 | -9900 | -9900 | ? | 0
2003-12-19 | 13:00 | 527 | 1413 | 57 | 2 | 8 | 0 | 2 | 15 | 57 | 2 | 8 | 6900 | 2 | 8 | 0 | 2 | 15 | 6900 | 2 | 8 | 2560 | 2 | 19 | 10 | E | 9 | 7 | E | 9 | 7 | A | 7 | 3 | A | 7 | 76 | A | 7 | 1004 | E | 9 | 150 | A | 7 | 2.1 | A | 7 | 16100 | A | 7 | 77777 | A | 7 | 2.5 | E | 8 | 0.065 | F | 8 | 0.2 | F | 8 | -9900 | -9900 | ? | 0
2003-12-19 | 14:00 | 475 | 1413 | 49 | 2 | 8 | 0 | 2 | 15 | 49 | 2 | 8 | 5900 | 2 | 8 | 0 | 2 | 15 | 5900 | 2 | 8 | 2170 | 2 | 19 | 10 | E | 9 | 10 | E | 9 | 7 | A | 7 | 3 | A | 7 | 76 | A | 7 | 1004 | E | 9 | 0 | A | 7 | 0 | A | 7 | 16100 | A | 7 | 1440 | A | 7 | 2.4 | E | 8 | 0.065 | F | 8 | 0.2 | F | 8 | -9900 | -9900 | ? | 0
2003-12-19 | 15:00 | 364 | 1413 | 68 | 2 | 8 | 0 | 2 | 15 | 68 | 2 | 8 | 7800 | 2 | 8 | 0 | 2 | 15 | 7800 | 2 | 8 | 2620 | 2 | 19 | 10 | E | 9 | 9 | E | 9 | 7 | A | 7 | 3 | A | 7 | 76 | A | 7 | 1004 | E | 9 | 0 | A | 7 | 0 | A | 7 | 16100 | A | 7 | 1440 | A | 7 | 2.4 | E | 8 | 0.065 | F | 8 | 0.2 | F | 8 | 1 | 1 | A | 7
2003-12-19 | 16:00 | 203 | 1413 | 85 | 2 | 8 | 54 | 2 | 15 | 77 | 2 | 8 | 9200 | 2 | 8 | 4000 | 2 | 15 | 8700 | 2 | 8 | 1660 | 2 | 19 | 10 | E | 9 | 9 | E | 9 | 7 | A | 7 | 3 | A | 7 | 76 | A | 7 | 1004 | E | 9 | 0 | A | 7 | 0 | A | 7 | 16100 | A | 7 | 77777 | A | 7 | 2.3 | E | 8 | 0.065 | F | 8 | 0.2 | F | 8 | 0 | 1 | A | 7
2003-12-19 | 17:00 | 30 | 789 | 1 | 2 | 8 | 12 | 2 | 15 | 1 | 2 | 8 | 0 | 2 | 8 | 0 | 2 | 15 | 0 | 2 | 8 | 0 | 2 | 19 | 10 | E | 9 | 10 | E | 9 | 7 | A | 7 | 4 | A | 7 | 81 | A | 7 | 1004 | E | 9 | 0 | A | 7 | 0 | A | 7 | 14500 | A | 7 | 1500 | A | 7 | 2.3 | E | 8 | 0.065 | F | 8 | 0.2 | F | 8 | -9900 | -9900 | ? | 0
2003-12-19 | 18:00 | 0 | 0 | 0 | 2 | 0 | 0 | 2 | 0 | 0 | 2 | 0 | 0 | 2 | 0 | 0 | 2 | 0 | 0 | 2 | 0 | 0 | 2 | 0 | 10 | E | 9 | 9 | E | 9 | 6 | A | 7 | 3 | A | 7 | 81 | A | 7 | 1004 | E | 9 | 0 | A | 7 | 0 | A | 7 | 16100 | A | 7 | 1800 | A | 7 | 2.3 | E | 8 | 0.065 | F | 8 | 0.2 | F | 8 | 0 | 1 | A | 7
2003-12-19 | 19:00 | 0 | 0 | 0 | 2 | 0 | 0 | 2 | 0 | 0 | 2 | 0 | 0 | 2 | 0 | 0 | 2 | 0 | 0 | 2 | 0 | 0 | 2 | 0 | 10 | E | 9 | 10 | E | 9 | 6 | A | 7 | 4 | A | 7 | 87 | A | 7 | 1004 | E | 9 | 0 | A | 7 | 0 | A | 7 | 16100 | A | 7 | 1500 | A | 7 | 2.3 | E | 8 | 0.065 | F | 8 | 0.2 | F | 8 | 0 | 3 | A | 7
2003-12-19 | 20:00 | 0 | 0 | 0 | 2 | 0 | 0 | 2 | 0 | 0 | 2 | 0 | 0 | 2 | 0 | 0 | 2 | 0 | 0 | 2 | 0 | 0 | 2 | 0 | 10 | E | 9 | 10 | E | 9 | 7 | A | 7 | 4 | A | 7 | 81 | A | 7 | 1004 | E | 9 | 0 | A | 7 | 0 | A | 7 | 16100 | A | 7 | 1440 | A | 7 | 2.2 | E | 8 | 0.065 | F | 8 | 0.2 | F | 8 | -9900 | -9900 | ? | 0
2003-12-19 | 21:00 | 0 | 0 | 0 | 2 | 0 | 0 | 2 | 0 | 0 | 2 | 0 | 0 | 2 | 0 | 0 | 2 | 0 | 0 | 2 | 0 | 0 | 2 | 0 | 10 | E | 9 | 10 | E | 9 | 6 | A | 7 | 4 | A | 7 | 87 | A | 7 | 1004 | E | 9 | 0 | A | 7 | 0 | A | 7 | 11300 | A | 7 | 1320 | A | 7 | 2.1 | E | 8 | 0.065 | F | 8 | 0.2 | F | 8 | -9900 | -9900 | ? | 0
2003-12-19 | 22:00 | 0 | 0 | 0 | 2 | 0 | 0 | 2 | 0 | 0 | 2 | 0 | 0 | 2 | 0 | 0 | 2 | 0 | 0 | 2 | 0 | 0 | 2 | 0 | 10 | E | 9 | 10 | E | 9 | 6 | A | 7 | 4 | A | 7 | 87 | A | 7 | 1004 | E | 9 | 0 | A | 7 | 0 | A | 7 | 12900 | A | 7 | 1260 | A | 7 | 2 | E | 8 | 0.065 | F | 8 | 0.2 | F | 8 | 0 | 6 | A | 7
2003-12-19 | 23:00 | 0 | 0 | 0 | 2 | 0 | 0 | 2 | 0 | 0 | 2 | 0 | 0 | 2 | 0 | 0 | 2 | 0 | 0 | 2 | 0 | 0 | 2 | 0 | 10 | E | 9 | 10 | E | 9 | 6 | A | 7 | 4 | A | 7 | 87 | A | 7 | 1004 | E | 9 | 0 | A | 7 | 0 | A | 7 | 11300 | A | 7 | 1200 | A | 7 | 1.9 | E | 8 | 0.065 | F | 8 | 0.2 | F | 8 | -9900 | -9900 | ? | 0
2003-12-19 | 24:00 | 0 | 0 | 0 | 2 | 0 | 0 | 2 | 0 | 0 | 2 | 0 | 0 | 2 | 0 | 0 | 2 | 0 | 0 | 2 | 0 | 0 | 2 | 0 | 10 | E | 9 | 9 | E | 9 | 7 | A | 7 | 4 | A | 7 | 81 | A | 7 | 1004 | E | 9 | 0 | A | 7 | 0 | A | 7 | 8000 | A | 7 | 900 | A | 7 | 1.9 | E | 8 | 0.065 | F | 8 | 0.2 | F | 8 | -9900 | -9900 | ? | 0
2003-12-20 | 1:00 | 0 | 0 | 0 | 2 | 0 | 0 | 2 | 0 | 0 | 2 | 0 | 0 | 2 | 0 | 0 | 2 | 0 | 0 | 2 | 0 | 0 | 2 | 0 | 10 | E | 9 | 10 | E | 9 | 6 | A | 7 | 4 | A | 7 | 87 | A | 7 | 1004 | E | 9 | 0 | A | 7 | 0 | A | 7 | 11300 | A | 7 | 900 | A | 7 | 1.8 | E | 8 | 0.065 | F | 8 | 0.2 | F | 8 | -9900 | -9900 | ? | 0
2003-12-20 | 2:00 | 0 | 0 | 0 | 2 | 0 | 0 | 2 | 0 | 0 | 2 | 0 | 0 | 2 | 0 | 0 | 2 | 0 | 0 | 2 | 0 | 0 | 2 | 0 | 10 | E | 9 | 10 | E | 9 | 6 | A | 7 | 4 | A | 7 | 87 | A | 7 | 1004 | E | 9 | 0 | A | 7 | 0 | A | 7 | 9700 | A | 7 | 840 | A | 7 | 1.8 | E | 8 | 0.065 | F | 8 | 0.2 | F | 8 | -9900 | -9900 | ? | 0
2003-12-20 | 3:00 | 0 | 0 | 0 | 2 | 0 | 0 | 2 | 0 | 0 | 2 | 0 | 0 | 2 | 0 | 0 | 2 | 0 | 0 | 2 | 0 | 0 | 2 | 0 | 10 | E | 9 | 10 | E | 9 | 6 | A | 7 | 4 | A | 7 | 87 | A | 7 | 1004 | E | 9 | 0 | A | 7 | 0 | A | 7 | 8000 | A | 7 | 1050 | A | 7 | 1.7 | E | 8 | 0.065 | F | 8 | 0.2 | F | 8 | -9900 | -9900 | ? | 0
2003-12-20 | 4:00 | 0 | 0 | 0 | 2 | 0 | 0 | 2 | 0 | 0 | 2 | 0 | 0 | 2 | 0 | 0 | 2 | 0 | 0 | 2 | 0 | 0 | 2 | 0 | 10 | E | 9 | 10 | E | 9 | 6 | A | 7 | 4 | A | 7 | 87 | A | 7 | 1004 | E | 9 | 0 | A | 7 | 0 | A | 7 | 6400 | A | 7 | 870 | A | 7 | 1.6 | E | 8 | 0.065 | F | 8 | 0.2 | F | 8 | 1 | 24 | A | 7
2003-12-20 | 5:00 | 0 | 0 | 0 | 2 | 0 | 0 | 2 | 0 | 0 | 2 | 0 | 0 | 2 | 0 | 0 | 2 | 0 | 0 | 2 | 0 | 0 | 2 | 0 | 10 | E | 9 | 10 | E | 9 | 6 | A | 7 | 4 | A | 7 | 87 | A | 7 | 1004 | E | 9 | 0 | A | 7 | 0 | A | 7 | 8000 | A | 7 | 1140 | A | 7 | 1.6 | E | 8 | 0.065 | F | 8 | 0.2 | F | 8 | -9900 | -9900 | ? | 0
2003-12-20 | 6:00 | 0 | 0 | 0 | 2 | 0 | 0 | 2 | 0 | 0 | 2 | 0 | 0 | 2 | 0 | 0 | 2 | 0 | 0 | 2 | 0 | 0 | 2 | 0 | 10 | B | 8 | 10 | B | 8 | 5.1 | B | 8 | 3.5 | B | 8 | 89 | A | 7 | 1004 | E | 9 | 0 | A | 7 | 0 | A | 7 | -9900 | ? | 0 | 77777 | A | 7 | 1.6 | E | 8 | 0.065 | F | 8 | 0.2 | F | 8 | -9900 | -9900 | ? | 0
2003-12-20 | 7:00 | 0 | 0 | 0 | 2 | 0 | 0 | 2 | 0 | 0 | 2 | 0 | 0 | 2 | 0 | 0 | 2 | 0 | 0 | 2 | 0 | 0 | 2 | 0 | 10 | E | 9 | 10 | E | 9 | 4 | A | 7 | 3 | A | 7 | 93 | A | 7 | 1004 | E | 9 | 0 | A | 7 | 0 | A | 7 | 2800 | A | 7 | 90 | A | 7 | 1.6 | E | 8 | 0.065 | F | 8 | 0.2 | F | 8 | -9900 | -9900 | ? | 0
2003-12-20 | 8:00 | 4 | 294 | 0 | 2 | 8 | 0 | 2 | 15 | 0 | 2 | 8 | 0 | 2 | 8 | 0 | 2 | 15 | 0 | 2 | 8 | 0 | 2 | 19 | 10 | B | 8 | 10 | B | 8 | 4.8 | B | 8 | 3.3 | B | 8 | 90 | A | 7 | 1004 | E | 9 | 0 | A | 7 | 0 | A | 7 | -9900 | ? | 0 | 77777 | A | 7 | 1.6 | E | 8 | 0.065 | F | 8 | 0.2 | F | 8 | -9900 | -9900 | ? | 0
2003-12-20 | 9:00 | 137 | 1413 | 34 | 2 | 8 | 65 | 2 | 15 | 27 | 2 | 8 | 3600 | 2 | 8 | 3100 | 2 | 15 | 3300 | 2 | 8 | 470 | 2 | 19 | 10 | E | 9 | 10 | E | 9 | 6 | A | 7 | 4 | A | 7 | 87 | A | 7 | 1004 | E | 9 | 0 | A | 7 | 0 | A | 7 | 4800 | A | 7 | 30 | A | 7 | 1.7 | E | 8 | 0.065 | F | 8 | 0.2 | F | 8 | -9900 | -9900 | ? | 0
2003-12-20 | 10:00 | 313 | 1413 | 164 | 2 | 8 | 370 | 2 | 15 | 82 | 2 | 8 | 16900 | 2 | 8 | 29000 | 2 | 15 | 10400 | 2 | 8 | 1520 | 2 | 19 | 8 | E | 9 | 8 | E | 9 | 8 | A | 7 | 6 | A | 7 | 87 | A | 7 | 1004 | E | 9 | 0 | A | 7 | 0 | A | 7 | 8000 | A | 7 | 60 | A | 7 | 1.8 | E | 8 | 0.065 | F | 8 | 0.2 | F | 8 | -9900 | -9900 | ? | 0
2003-12-20 | 11:00 | 442 | 1413 | 231 | 2 | 8 | 398 | 2 | 15 | 106 | 2 | 8 | 24100 | 2 | 8 | 35700 | 2 | 15 | 12900 | 2 | 8 | 2000 | 2 | 19 | 10 | E | 9 | 10 | E | 9 | 8 | A | 7 | 6 | A | 7 | 87 | A | 7 | 1004 | E | 9 | 360 | A | 7 | 1.5 | A | 7 | 14500 | A | 7 | 870 | A | 7 | 1.7 | E | 8 | 0.065 | F | 8 | 0.2 | F | 8 | -9900 | -9900 | ? | 0
2003-12-20 | 12:00 | 515 | 1413 | 284 | 2 | 8 | 392 | 2 | 15 | 140 | 2 | 8 | 29300 | 2 | 8 | 36700 | 2 | 15 | 15900 | 2 | 8 | 2740 | 2 | 19 | 10 | E | 9 | 10 | E | 9 | 10 | A | 7 | 8 | A | 7 | 87 | A | 7 | 1004 | E | 9 | 0 | A | 7 | 0 | A | 7 | 16100 | A | 7 | 1050 | A | 7 | 1.7 | E | 8 | 0.065 | F | 8 | 0.2 | F | 8 | -9900 | -9900 | ? | 0
2003-12-20 | 13:00 | 526 | 1413 | 359 | 2 | 8 | 584 | 2 | 15 | 140 | 2 | 8 | 37200 | 2 | 8 | 55000 | 2 | 15 | 16600 | 2 | 8 | 2740 | 2 | 19 | 8 | E | 9 | 8 | E | 9 | 11 | A | 7 | 8 | A | 7 | 82 | A | 7 | 1004 | E | 9 | 330 | A | 7 | 1.5 | A | 7 | 16100 | A | 7 | 77777 | A | 7 | 1.7 | E | 8 | 0.065 | F | 8 | 0.2 | F | 8 | -9900 | -9900 | ? | 0
2003-12-20 | 14:00 | 475 | 1413 | 167 | 2 | 8 | 69 | 2 | 15 | 144 | 2 | 8 | 18300 | 2 | 8 | 6500 | 2 | 15 | 16100 | 2 | 8 | 3810 | 2 | 19 | 8 | E | 9 | 8 | E | 9 | 12 | A | 7 | 9 | A | 7 | 82 | A | 7 | 1004 | E | 9 | 0 | A | 7 | 0 | A | 7 | 16100 | A | 7 | 77777 | A | 7 | 1.7 | E | 8 | 0.065 | F | 8 | 0.2 | F | 8 | -9900 | -9900 | ? | 0
2003-12-20 | 15:00 | 365 | 1413 | 76 | 2 | 8 | 0 | 2 | 15 | 76 | 2 | 8 | 8700 | 2 | 8 | 0 | 2 | 15 | 8700 | 2 | 8 | 2860 | 2 | 19 | 10 | E | 9 | 10 | E | 9 | 13 | A | 7 | 9 | A | 7 | 77 | A | 7 | 1004 | E | 9 | 0 | A | 7 | 0 | A | 7 | 12900 | A | 7 | 1200 | A | 7 | 1.8 | E | 8 | 0.065 | F | 8 | 0.2 | F | 8 | -9900 | -9900 | ? | 0
2003-12-20 | 16:00 | 204 | 1413 | 84 | 2 | 8 | 36 | 2 | 15 | 79 | 2 | 8 | 9200 | 2 | 8 | 2700 | 2 | 15 | 8800 | 2 | 8 | 1700 | 2 | 19 | 10 | E | 9 | 10 | E | 9 | 12 | A | 7 | 9 | A | 7 | 82 | A | 7 | 1004 | E | 9 | 0 | A | 7 | 0 | A | 7 | 16100 | A | 7 | 840 | A | 7 | 1.9 | E | 8 | 0.065 | F | 8 | 0.2 | F | 8 | -9900 | -9900 | ? | 0
2003-12-20 | 17:00 | 31 | 789 | 1 | 2 | 8 | 8 | 2 | 15 | 1 | 2 | 8 | 0 | 2 | 8 | 0 | 2 | 15 | 0 | 2 | 8 | 0 | 2 | 19 | 10 | E | 9 | 10 | E | 9 | 12 | A | 7 | 9 | A | 7 | 82 | A | 7 | 1004 | E | 9 | 0 | A | 7 | 0 | A | 7 | 16100 | A | 7 | 1080 | A | 7 | 1.8 | E | 8 | 0.065 | F | 8 | 0.2 | F | 8 | -9900 | -9900 | ? | 0
2003-12-20 | 18:00 | 0 | 0 | 0 | 2 | 0 | 0 | 2 | 0 | 0 | 2 | 0 | 0 | 2 | 0 | 0 | 2 | 0 | 0 | 2 | 0 | 0 | 2 | 0 | 10 | E | 9 | 10 | E | 9 | 11 | A | 7 | 8 | A | 7 | 82 | A | 7 | 1004 | E | 9 | 230 | A | 7 | 1.5 | A | 7 | 16100 | A | 7 | 1500 | A | 7 | 1.8 | E | 8 | 0.065 | F | 8 | 0.2 | F | 8 | -9900 | -9900 | ? | 0
2003-12-20 | 19:00 | 0 | 0 | 0 | 2 | 0 | 0 | 2 | 0 | 0 | 2 | 0 | 0 | 2 | 0 | 0 | 2 | 0 | 0 | 2 | 0 | 0 | 2 | 0 | 10 | E | 9 | 10 | E | 9 | 11 | A | 7 | 7 | A | 7 | 76 | A | 7 | 1004 | E | 9 | 220 | A | 7 | 2.1 | A | 7 | 16100 | A | 7 | 77777 | A | 7 | 1.8 | E | 8 | 0.065 | F | 8 | 0.2 | F | 8 | -9900 | -9900 | ? | 0
2003-12-20 | 20:00 | 0 | 0 | 0 | 2 | 0 | 0 | 2 | 0 | 0 | 2 | 0 | 0 | 2 | 0 | 0 | 2 | 0 | 0 | 2 | 0 | 0 | 2 | 0 | 10 | E | 9 | 10 | E | 9 | 10 | A | 7 | 7 | A | 7 | 82 | A | 7 | 1004 | E | 9 | 0 | A | 7 | 0 | A | 7 | 16100 | A | 7 | 1500 | A | 7 | 1.8 | E | 8 | 0.065 | F | 8 | 0.2 | F | 8 | -9900 | -9900 | ? | 0
2003-12-20 | 21:00 | 0 | 0 | 0 | 2 | 0 | 0 | 2 | 0 | 0 | 2 | 0 | 0 | 2 | 0 | 0 | 2 | 0 | 0 | 2 | 0 | 0 | 2 | 0 | 10 | E | 9 | 10 | E | 9 | 10 | A | 7 | 7 | A | 7 | 82 | A | 7 | 1004 | E | 9 | 0 | A | 7 | 0 | A | 7 | 16100 | A | 7 | 1440 | A | 7 | 1.8 | E | 8 | 0.065 | F | 8 | 0.2 | F | 8 | -9900 | -9900 | ? | 0
2003-12-20 | 22:00 | 0 | 0 | 0 | 2 | 0 | 0 | 2 | 0 | 0 | 2 | 0 | 0 | 2 | 0 | 0 | 2 | 0 | 0 | 2 | 0 | 0 | 2 | 0 | 10 | E | 9 | 10 | E | 9 | 9 | A | 7 | 7 | A | 7 | 87 | A | 7 | 1004 | E | 9 | 0 | A | 7 | 0 | A | 7 | 16100 | A | 7 | 1320 | A | 7 | 1.8 | E | 8 | 0.065 | F | 8 | 0.2 | F | 8 | -9900 | -9900 | ? | 0
2003-12-20 | 23:00 | 0 | 0 | 0 | 2 | 0 | 0 | 2 | 0 | 0 | 2 | 0 | 0 | 2 | 0 | 0 | 2 | 0 | 0 | 2 | 0 | 0 | 2 | 0 | 9 | B | 8 | 9 | B | 8 | 8.5 | B | 8 | 6.5 | B | 8 | 87 | A | 7 | 1004 | E | 9 | 0 | B | 8 | 0 | B | 8 | -9900 | ? | 0 | 77777 | A | 7 | 1.8 | E | 8 | 0.065 | F | 8 | 0.2 | F | 8 | -9900 | -9900 | ? | 0
2003-12-20 | 24:00 | 0 | 0 | 0 | 2 | 0 | 0 | 2 | 0 | 0 | 2 | 0 | 0 | 2 | 0 | 0 | 2 | 0 | 0 | 2 | 0 | 0 | 2 | 0 | 9 | E | 9 | 9 | E | 9 | 8 | A | 7 | 6 | A | 7 | 87 | A | 7 | 1004 | E | 9 | 0 | A | 7 | 0 | A | 7 | 8000 | A | 7 | 1500 | A | 7 | 1.7 | E | 8 | 0.065 | F | 8 | 0.2 | F | 8 | -9900 | -9900 | ? | 0
2003-12-21 | 1:00 | 0 | 0 | 0 | 2 | 0 | 0 | 2 | 0 | 0 | 2 | 0 | 0 | 2 | 0 | 0 | 2 | 0 | 0 | 2 | 0 | 0 | 2 | 0 | 9 | B | 8 | 9 | B | 8 | 8 | B | 8 | 6.1 | B | 8 | 88 | A | 7 | 1004 | E | 9 | 0 | B | 8 | 0 | B | 8 | -9900 | ? | 0 | 1335 | B | 8 | 1.7 | E | 8 | 0.065 | F | 8 | 0.2 | F | 8 | -9900 | -9900 | ? | 0
2003-12-21 | 2:00 | 0 | 0 | 0 | 2 | 0 | 0 | 2 | 0 | 0 | 2 | 0 | 0 | 2 | 0 | 0 | 2 | 0 | 0 | 2 | 0 | 0 | 2 | 0 | 10 | E | 9 | 10 | E | 9 | 8 | A | 7 | 6 | A | 7 | 87 | A | 7 | 1004 | E | 9 | 0 | A | 7 | 0 | A | 7 | 16100 | A | 7 | 1170 | A | 7 | 1.6 | E | 8 | 0.065 | F | 8 | 0.2 | F | 8 | -9900 | -9900 | ? | 0
2003-12-21 | 3:00 | 0 | 0 | 0 | 2 | 0 | 0 | 2 | 0 | 0 | 2 | 0 | 0 | 2 | 0 | 0 | 2 | 0 | 0 | 2 | 0 | 0 | 2 | 0 | 10 | E | 9 | 10 | E | 9 | 8 | A | 7 | 6 | A | 7 | 87 | A | 7 | 1004 | E | 9 | 0 | A | 7 | 0 | A | 7 | 16100 | A | 7 | 30 | A | 7 | 1.6 | E | 8 | 0.065 | F | 8 | 0.2 | F | 8 | -9900 | -9900 | ? | 0
2003-12-21 | 4:00 | 0 | 0 | 0 | 2 | 0 | 0 | 2 | 0 | 0 | 2 | 0 | 0 | 2 | 0 | 0 | 2 | 0 | 0 | 2 | 0 | 0 | 2 | 0 | 10 | E | 9 | 10 | E | 9 | 8 | A | 7 | 7 | A | 7 | 93 | A | 7 | 1004 | E | 9 | 0 | A | 7 | 0 | A | 7 | 1600 | A | 7 | 30 | A | 7 | 1.5 | E | 8 | 0.065 | F | 8 | 0.2 | F | 8 | -9900 | -9900 | ? | 0
2003-12-21 | 5:00 | 0 | 0 | 0 | 2 | 0 | 0 | 2 | 0 | 0 | 2 | 0 | 0 | 2 | 0 | 0 | 2 | 0 | 0 | 2 | 0 | 0 | 2 | 0 | 10 | B | 8 | 10 | B | 8 | 7.6 | B | 8 | 7 | B | 8 | 96 | A | 7 | 1004 | E | 9 | 0 | A | 7 | 0 | A | 7 | -9900 | ? | 0 | 77777 | A | 7 | 1.6 | E | 8 | 0.065 | F | 8 | 0.2 | F | 8 | -9900 | -9900 | ? | 0
2003-12-21 | 6:00 | 0 | 0 | 0 | 2 | 0 | 0 | 2 | 0 | 0 | 2 | 0 | 0 | 2 | 0 | 0 | 2 | 0 | 0 | 2 | 0 | 0 | 2 | 0 | 10 | B | 8 | 10 | B | 8 | 7.2 | B | 8 | 6.8 | B | 8 | 97 | A | 7 | 1004 | E | 9 | 0 | A | 7 | 0 | A | 7 | -9900 | ? | 0 | 77777 | A | 7 | 1.6 | E | 8 | 0.065 | F | 8 | 0.2 | F | 8 | -9900 | -9900 | ? | 0
2003-12-21 | 7:00 | 0 | 0 | 0 | 2 | 0 | 0 | 2 | 0 | 0 | 2 | 0 | 0 | 2 | 0 | 0 | 2 | 0 | 0 | 2 | 0 | 0 | 2 | 0 | 10 | B | 8 | 10 | B | 8 | 6.7 | B | 8 | 5.5 | B | 8 | 92 | A | 7 | 1004 | E | 9 | 0 | A | 7 | 0 | A | 7 | -9900 | ? | 0 | 77777 | A | 7 | 1.6 | E | 8 | 0.065 | F | 8 | 0.2 | F | 8 | -9900 | -9900 | ? | 0
2003-12-21 | 8:00 | 4 | 271 | 0 | 2 | 8 | 0 | 2 | 15 | 0 | 2 | 8 | 0 | 2 | 8 | 0 | 2 | 15 | 0 | 2 | 8 | 0 | 2 | 19 | 10 | B | 8 | 10 | B | 8 | 7.2 | B | 8 | 5.7 | B | 8 | 90 | A | 7 | 1004 | E | 9 | 0 | A | 7 | 0 | A | 7 | -9900 | ? | 0 | 77777 | A | 7 | 1.6 | E | 8 | 0.065 | F | 8 | 0.2 | F | 8 | -9900 | -9900 | ? | 0
2003-12-21 | 9:00 | 136 | 1414 | 41 | 2 | 8 | 147 | 2 | 15 | 27 | 2 | 8 | 4400 | 2 | 8 | 7400 | 2 | 15 | 3600 | 2 | 8 | 480 | 2 | 19 | 10 | B | 8 | 10 | B | 8 | 7.9 | B | 8 | 6 | B | 8 | 88 | A | 7 | 1004 | E | 9 | 0 | A | 7 | 0 | A | 7 | -9900 | ? | 0 | 77777 | A | 7 | 1.7 | E | 8 | 0.065 | F | 8 | 0.2 | F | 8 | -9900 | -9900 | ? | 0
2003-12-21 | 10:00 | 312 | 1414 | 164 | 2 | 8 | 408 | 2 | 15 | 73 | 2 | 8 | 17000 | 2 | 8 | 32000 | 2 | 15 | 9900 | 2 | 8 | 1340 | 2 | 19 | 9 | B | 8 | 9 | B | 8 | 8.9 | B | 8 | 7 | B | 8 | 88 | A | 7 | 1004 | E | 9 | 0 | A | 7 | 0 | A | 7 | -9900 | ? | 0 | 11015 | B | 8 | 1.7 | E | 8 | 0.065 | F | 8 | 0.2 | F | 8 | -9900 | -9900 | ? | 0
2003-12-21 | 11:00 | 441 | 1414 | 273 | 2 | 8 | 687 | 2 | 15 | 57 | 2 | 8 | 28200 | 2 | 8 | 61900 | 2 | 15 | 8700 | 2 | 8 | 1130 | 2 | 19 | 10 | E | 9 | 10 | E | 9 | 9 | A | 7 | 7 | A | 7 | 87 | A | 7 | 1004 | E | 9 | 0 | A | 7 | 0 | A | 7 | 6400 | A | 7 | 30 | A | 7 | 1.7 | E | 8 | 0.065 | F | 8 | 0.2 | F | 8 | -9900 | -9900 | ? | 0
2003-12-21 | 12:00 | 515 | 1414 | 336 | 2 | 8 | 725 | 2 | 15 | 70 | 2 | 8 | 34500 | 2 | 8 | 67400 | 2 | 15 | 9800 | 2 | 8 | 1360 | 2 | 19 | 0 | E | 9 | 0 | E | 9 | 12 | A | 7 | 9 | A | 7 | 82 | A | 7 | 1004 | E | 9 | 180 | A | 7 | 3.1 | A | 7 | 16100 | A | 7 | 77777 | A | 7 | 1.8 | E | 8 | 0.065 | F | 8 | 0.2 | F | 8 | -9900 | -9900 | ? | 0
2003-12-21 | 13:00 | 527 | 1414 | 352 | 2 | 8 | 760 | 2 | 15 | 68 | 2 | 8 | 36500 | 2 | 8 | 71100 | 2 | 15 | 9900 | 2 | 8 | 1350 | 2 | 19 | 0 | E | 9 | 0 | E | 9 | 13 | A | 7 | 8 | A | 7 | 72 | A | 7 | 1004 | E | 9 | 150 | A | 7 | 3.6 | A | 7 | 16100 | A | 7 | 77777 | A | 7 | 1.8 | E | 8 | 0.065 | F | 8 | 0.2 | F | 8 | -9900 | -9900 | ? | 0
2003-12-21 | 14:00 | 476 | 1414 | 313 | 2 | 8 | 727 | 2 | 15 | 68 | 2 | 8 | 32100 | 2 | 8 | 66300 | 2 | 15 | 9700 | 2 | 8 | 1280 | 2 | 19 | 0 | E | 9 | 0 | E | 9 | 14 | A | 7 | 8 | A | 7 | 67 | A | 7 | 1004 | E | 9 | 170 | A | 7 | 2.6 | A | 7 | 16100 | A | 7 | 77777 | A | 7 | 1.7 | E | 8 | 0.065 | F | 8 | 0.2 | F | 8 | -9900 | -9900 | ? | 0
2003-12-21 | 15:00 | 366 | 1414 | 244 | 2 | 8 | 665 | 2 | 15 | 71 | 2 | 8 | 25000 | 2 | 8 | 55700 | 2 | 15 | 10500 | 2 | 8 | 1280 | 2 | 19 | 0 | E | 9 | 0 | E | 9 | 14 | A | 7 | 8 | A | 7 | 67 | A | 7 | 1004 | E | 9 | 170 | A | 7 | 1.5 | A | 7 | 16100 | A | 7 | 77777 | A | 7 | 1.7 | E | 8 | 0.065 | F | 8 | 0.2 | F | 8 | -9900 | -9900 | ? | 0
2003-12-21 | 16:00 | 206 | 1414 | 116 | 2 | 8 | 260 | 2 | 15 | 78 | 2 | 8 | 11900 | 2 | 8 | 16100 | 2 | 15 | 9500 | 2 | 8 | 1610 | 2 | 19 | 0 | E | 9 | 0 | E | 9 | 14 | A | 7 | 8 | A | 7 | 67 | A | 7 | 1004 | E | 9 | 0 | A | 7 | 0 | A | 7 | 16100 | A | 7 | 77777 | A | 7 | 1.6 | E | 8 | 0.065 | F | 8 | 0.2 | F | 8 | -9900 | -9900 | ? | 0
2003-12-21 | 17:00 | 32 | 813 | 2 | 2 | 8 | 59 | 2 | 15 | 1 | 2 | 8 | 400 | 2 | 8 | 3200 | 2 | 15 | 300 | 2 | 8 | 40 | 2 | 19 | 0 | E | 9 | 0 | E | 9 | 12 | A | 7 | 8 | A | 7 | 76 | A | 7 | 1004 | E | 9 | 60 | A | 7 | 1.5 | A | 7 | 16100 | A | 7 | 77777 | A | 7 | 1.7 | E | 8 | 0.065 | F | 8 | 0.2 | F | 8 | -9900 | -9900 | ? | 0
2003-12-21 | 18:00 | 0 | 0 | 0 | 2 | 0 | 0 | 2 | 0 | 0 | 2 | 0 | 0 | 2 | 0 | 0 | 2 | 0 | 0 | 2 | 0 | 0 | 2 | 0 | 0 | E | 9 | 0 | E | 9 | 8 | A | 7 | 6 | A | 7 | 87 | A | 7 | 1004 | E | 9 | 300 | A | 7 | 2.1 | A | 7 | 16100 | A | 7 | 77777 | A | 7 | 1.7 | E | 8 | 0.065 | F | 8 | 0.2 | F | 8 | -9900 | -9900 | ? | 0
2003-12-21 | 19:00 | 0 | 0 | 0 | 2 | 0 | 0 | 2 | 0 | 0 | 2 | 0 | 0 | 2 | 0 | 0 | 2 | 0 | 0 | 2 | 0 | 0 | 2 | 0 | 0 | E | 9 | 0 | E | 9 | 8 | A | 7 | 6 | A | 7 | 87 | A | 7 | 1004 | E | 9 | 0 | A | 7 | 0 | A | 7 | 16100 | A | 7 | 77777 | A | 7 | 1.7 | E | 8 | 0.065 | F | 8 | 0.2 | F | 8 | -9900 | -9900 | ? | 0
2003-12-21 | 20:00 | 0 | 0 | 0 | 2 | 0 | 0 | 2 | 0 | 0 | 2 | 0 | 0 | 2 | 0 | 0 | 2 | 0 | 0 | 2 | 0 | 0 | 2 | 0 | 8 | E | 9 | 8 | E | 9 | 7 | A | 7 | 6 | A | 7 | 93 | A | 7 | 1004 | E | 9 | 300 | A | 7 | 1.5 | A | 7 | 1600 | A | 7 | 120 | A | 7 | 1.7 | E | 8 | 0.065 | F | 8 | 0.2 | F | 8 | -9900 | -9900 | ? | 0
2003-12-21 | 21:00 | 0 | 0 | 0 | 2 | 0 | 0 | 2 | 0 | 0 | 2 | 0 | 0 | 2 | 0 | 0 | 2 | 0 | 0 | 2 | 0 | 0 | 2 | 0 | 10 | E | 9 | 10 | E | 9 | 8 | A | 7 | 6 | A | 7 | 87 | A | 7 | 1004 | E | 9 | 0 | A | 7 | 0 | A | 7 | 4800 | A | 7 | 30 | A | 7 | 1.7 | E | 8 | 0.065 | F | 8 | 0.2 | F | 8 | -9900 | -9900 | ? | 0
2003-12-21 | 22:00 | 0 | 0 | 0 | 2 | 0 | 0 | 2 | 0 | 0 | 2 | 0 | 0 | 2 | 0 | 0 | 2 | 0 | 0 | 2 | 0 | 0 | 2 | 0 | 10 | B | 8 | 10 | B | 8 | 7.9 | B | 8 | 6 | B | 8 | 88 | A | 7 | 1004 | E | 9 | 300 | A | 7 | 2.1 | A | 7 | -9900 | ? | 0 | 11015 | B | 8 | 1.7 | E | 8 | 0.065 | F | 8 | 0.2 | F | 8 | -9900 | -9900 | ? | 0
2003-12-21 | 23:00 | 0 | 0 | 0 | 2 | 0 | 0 | 2 | 0 | 0 | 2 | 0 | 0 | 2 | 0 | 0 | 2 | 0 | 0 | 2 | 0 | 0 | 2 | 0 | 10 | B | 8 | 10 | B | 8 | 8 | B | 8 | 6 | B | 8 | 87 | A | 7 | 1004 | E | 9 | 280 | A | 7 | 2.1 | A | 7 | -9900 | ? | 0 | 77777 | A | 7 | 1.7 | E | 8 | 0.065 | F | 8 | 0.2 | F | 8 | -9900 | -9900 | ? | 0
2003-12-21 | 24:00 | 0 | 0 | 0 | 2 | 0 | 0 | 2 | 0 | 0 | 2 | 0 | 0 | 2 | 0 | 0 | 2 | 0 | 0 | 2 | 0 | 0 | 2 | 0 | 10 | E | 9 | 10 | E | 9 | 8 | A | 7 | 6 | A | 7 | 87 | A | 7 | 1004 | E | 9 | 310 | A | 7 | 1.5 | A | 7 | 4800 | A | 7 | 30 | A | 7 | 1.7 | E | 8 | 0.065 | F | 8 | 0.2 | F | 8 | -9900 | -9900 | ? | 0
2003-12-22 | 1:00 | 0 | 0 | 0 | 2 | 0 | 0 | 2 | 0 | 0 | 2 | 0 | 0 | 2 | 0 | 0 | 2 | 0 | 0 | 2 | 0 | 0 | 2 | 0 | 10 | E | 9 | 10 | E | 9 | 8 | A | 7 | 6 | A | 7 | 87 | A | 7 | 1004 | E | 9 | 300 | A | 7 | 1.5 | A | 7 | 16100 | A | 7 | 30 | A | 7 | 1.7 | E | 8 | 0.065 | F | 8 | 0.2 | F | 8 | -9900 | -9900 | ? | 0
2003-12-22 | 2:00 | 0 | 0 | 0 | 2 | 0 | 0 | 2 | 0 | 0 | 2 | 0 | 0 | 2 | 0 | 0 | 2 | 0 | 0 | 2 | 0 | 0 | 2 | 0 | 10 | E | 9 | 10 | E | 9 | 8 | A | 7 | 6 | A | 7 | 87 | A | 7 | 1004 | E | 9 | 0 | A | 7 | 0 | A | 7 | 6400 | A | 7 | 30 | A | 7 | 1.5 | E | 8 | 0.065 | F | 8 | 0.2 | F | 8 | -9900 | -9900 | ? | 0
2003-12-22 | 3:00 | 0 | 0 | 0 | 2 | 0 | 0 | 2 | 0 | 0 | 2 | 0 | 0 | 2 | 0 | 0 | 2 | 0 | 0 | 2 | 0 | 0 | 2 | 0 | 10 | E | 9 | 10 | E | 9 | 8 | A | 7 | 6 | A | 7 | 87 | A | 7 | 1004 | E | 9 | 120 | A | 7 | 1.5 | A | 7 | 4000 | A | 7 | 60 | A | 7 | 1.4 | E | 8 | 0.065 | F | 8 | 0.2 | F | 8 | -9900 | -9900 | ? | 0
2003-12-22 | 4:00 | 0 | 0 | 0 | 2 | 0 | 0 | 2 | 0 | 0 | 2 | 0 | 0 | 2 | 0 | 0 | 2 | 0 | 0 | 2 | 0 | 0 | 2 | 0 | 10 | E | 9 | 10 | E | 9 | 8 | A | 7 | 6 | A | 7 | 87 | A | 7 | 1004 | E | 9 | 0 | A | 7 | 0 | A | 7 | 8000 | A | 7 | 30 | A | 7 | 1.3 | E | 8 | 0.065 | F | 8 | 0.2 | F | 8 | -9900 | -9900 | ? | 0
2003-12-22 | 5:00 | 0 | 0 | 0 | 2 | 0 | 0 | 2 | 0 | 0 | 2 | 0 | 0 | 2 | 0 | 0 | 2 | 0 | 0 | 2 | 0 | 0 | 2 | 0 | 10 | E | 9 | 10 | E | 9 | 7 | A | 7 | 6 | A | 7 | 93 | A | 7 | 1004 | E | 9 | 130 | A | 7 | 1.5 | A | 7 | 4800 | A | 7 | 30 | A | 7 | 1.3 | E | 8 | 0.065 | F | 8 | 0.2 | F | 8 | -9900 | -9900 | ? | 0
2003-12-22 | 6:00 | 0 | 0 | 0 | 2 | 0 | 0 | 2 | 0 | 0 | 2 | 0 | 0 | 2 | 0 | 0 | 2 | 0 | 0 | 2 | 0 | 0 | 2 | 0 | 10 | E | 9 | 10 | E | 9 | 7 | A | 7 | 6 | A | 7 | 93 | A | 7 | 1004 | E | 9 | 120 | A | 7 | 2.6 | A | 7 | 4800 | A | 7 | 30 | A | 7 | 1.4 | E | 8 | 0.065 | F | 8 | 0.2 | F | 8 | -9900 | -9900 | ? | 0
2003-12-22 | 7:00 | 0 | 0 | 0 | 2 | 0 | 0 | 2 | 0 | 0 | 2 | 0 | 0 | 2 | 0 | 0 | 2 | 0 | 0 | 2 | 0 | 0 | 2 | 0 | 10 | E | 9 | 10 | E | 9 | 7 | A | 7 | 4 | A | 7 | 81 | A | 7 | 1004 | E | 9 | 110 | A | 7 | 1.5 | A | 7 | 11300 | A | 7 | 90 | A | 7 | 1.4 | E | 8 | 0.065 | F | 8 | 0.2 | F | 8 | -9900 | -9900 | ? | 0
2003-12-22 | 8:00 | 3 | 271 | 0 | 2 | 8 | 0 | 2 | 15 | 0 | 2 | 8 | 0 | 2 | 8 | 0 | 2 | 15 | 0 | 2 | 8 | 0 | 2 | 19 | 10 | E | 9 | 10 | E | 9 | 7 | A | 7 | 4 | A | 7 | 81 | A | 7 | 1004 | E | 9 | 110 | A | 7 | 1.5 | A | 7 | 8000 | A | 7 | 90 | A | 7 | 1.4 | E | 8 | 0.065 | F | 8 | 0.2 | F | 8 | -9900 | -9900 | ? | 0
2003-12-22 | 9:00 | 134 | 1414 | 18 | 2 | 8 | 0 | 2 | 15 | 18 | 2 | 8 | 2100 | 2 | 8 | 0 | 2 | 15 | 2100 | 2 | 8 | 670 | 2 | 19 | 10 | E | 9 | 10 | E | 9 | 7 | A | 7 | 4 | A | 7 | 81 | A | 7 | 1004 | E | 9 | 80 | A | 7 | 1.5 | A | 7 | 2400 | A | 7 | 60 | A | 7 | 1.4 | E | 8 | 0.065 | F | 8 | 0.2 | F | 8 | -9900 | -9900 | ? | 0
2003-12-22 | 10:00 | 310 | 1414 | 106 | 2 | 8 | 92 | 2 | 15 | 86 | 2 | 8 | 11500 | 2 | 8 | 7500 | 2 | 15 | 9900 | 2 | 8 | 1860 | 2 | 19 | 10 | E | 9 | 10 | E | 9 | 7 | A | 7 | 4 | A | 7 | 81 | A | 7 | 1004 | E | 9 | 60 | A | 7 | 2.1 | A | 7 | 6400 | A | 7 | 60 | A | 7 | 1.4 | E | 8 | 0.065 | F | 8 | 0.2 | F | 8 | -9900 | -9900 | ? | 0
2003-12-22 | 11:00 | 441 | 1414 | 168 | 2 | 8 | 110 | 2 | 15 | 133 | 2 | 8 | 18100 | 2 | 8 | 10100 | 2 | 15 | 15000 | 2 | 8 | 2990 | 2 | 19 | 10 | E | 9 | 10 | E | 9 | 7 | A | 7 | 4 | A | 7 | 81 | A | 7 | 1004 | E | 9 | 40 | A | 7 | 1.5 | A | 7 | 8000 | A | 7 | 90 | A | 7 | 1.4 | E | 8 | 0.065 | F | 8 | 0.2 | F | 8 | -9900 | -9900 | ? | 0
2003-12-22 | 12:00 | 515 | 1414 | 121 | 2 | 8 | 0 | 2 | 15 | 121 | 2 | 8 | 13800 | 2 | 8 | 0 | 2 | 15 | 13800 | 2 | 8 | 4700 | 2 | 19 | 10 | E | 9 | 10 | E | 9 | 7 | A | 7 | 4 | A | 7 | 81 | A | 7 | 1004 | E | 9 | 40 | A | 7 | 3.6 | A | 7 | 16100 | A | 7 | 150 | A | 7 | 1.4 | E | 8 | 0.065 | F | 8 | 0.2 | F | 8 | -9900 | -9900 | ? | 0
2003-12-22 | 13:00 | 527 | 1414 | 94 | 2 | 8 | 0 | 2 | 15 | 94 | 2 | 8 | 11000 | 2 | 8 | 0 | 2 | 15 | 11000 | 2 | 8 | 3920 | 2 | 19 | 10 | E | 9 | 10 | E | 9 | 7 | A | 7 | 4 | A | 7 | 81 | A | 7 | 1004 | E | 9 | 30 | A | 7 | 4.1 | A | 7 | 16100 | A | 7 | 120 | A | 7 | 1.4 | E | 8 | 0.065 | F | 8 | 0.2 | F | 8 | -9900 | -9900 | ? | 0
2003-12-22 | 14:00 | 477 | 1414 | 97 | 2 | 8 | 0 | 2 | 15 | 97 | 2 | 8 | 11100 | 2 | 8 | 0 | 2 | 15 | 11100 | 2 | 8 | 3850 | 2 | 19 | 10 | E | 9 | 10 | E | 9 | 7 | A | 7 | 4 | A | 7 | 81 | A | 7 | 1004 | E | 9 | 60 | A | 7 | 1.5 | A | 7 | 16100 | A | 7 | 150 | A | 7 | 1.3 | E | 8 | 0.065 | F | 8 | 0.2 | F | 8 | -9900 | -9900 | ? | 0
2003-12-22 | 15:00 | 367 | 1414 | 118 | 2 | 8 | 20 | 2 | 15 | 112 | 2 | 8 | 12900 | 2 | 8 | 1200 | 2 | 15 | 12600 | 2 | 8 | 3710 | 2 | 19 | 10 | E | 9 | 10 | E | 9 | 7 | A | 7 | 4 | A | 7 | 81 | A | 7 | 1004 | E | 9 | 30 | A | 7 | 1.5 | A | 7 | 16100 | A | 7 | 180 | A | 7 | 1.3 | E | 8 | 0.065 | F | 8 | 0.2 | F | 8 | -9900 | -9900 | ? | 0
2003-12-22 | 16:00 | 207 | 1414 | 98 | 2 | 8 | 89 | 2 | 15 | 85 | 2 | 8 | 10400 | 2 | 8 | 5900 | 2 | 15 | 9500 | 2 | 8 | 1800 | 2 | 19 | 10 | E | 9 | 10 | E | 9 | 7 | A | 7 | 4 | A | 7 | 81 | A | 7 | 1004 | E | 9 | 0 | A | 7 | 0 | A | 7 | 16100 | A | 7 | 240 | A | 7 | 1.3 | E | 8 | 0.065 | F | 8 | 0.2 | F | 8 | -9900 | -9900 | ? | 0
2003-12-22 | 17:00 | 33 | 813 | 2 | 2 | 8 | 21 | 2 | 15 | 1 | 2 | 8 | 200 | 2 | 8 | 1100 | 2 | 15 | 200 | 2 | 8 | 30 | 2 | 19 | 8 | E | 9 | 8 | E | 9 | 6 | A | 7 | 3 | A | 7 | 81 | A | 7 | 1004 | E | 9 | 0 | A | 7 | 0 | A | 7 | 16100 | A | 7 | 77777 | A | 7 | 1.3 | E | 8 | 0.065 | F | 8 | 0.2 | F | 8 | -9900 | -9900 | ? | 0
2003-12-22 | 18:00 | 0 | 0 | 0 | 2 | 0 | 0 | 2 | 0 | 0 | 2 | 0 | 0 | 2 | 0 | 0 | 2 | 0 | 0 | 2 | 0 | 0 | 2 | 0 | 5 | E | 9 | 5 | E | 9 | 3 | A | 7 | 2 | A | 7 | 93 | A | 7 | 1004 | E | 9 | 130 | A | 7 | 1.5 | A | 7 | 4800 | A | 7 | 77777 | A | 7 | 1.4 | E | 8 | 0.065 | F | 8 | 0.2 | F | 8 | -9900 | -9900 | ? | 0
2003-12-22 | 19:00 | 0 | 0 | 0 | 2 | 0 | 0 | 2 | 0 | 0 | 2 | 0 | 0 | 2 | 0 | 0 | 2 | 0 | 0 | 2 | 0 | 0 | 2 | 0 | 6 | B | 8 | 6 | B | 8 | 2.8 | B | 8 | 2 | B | 8 | 94 | A | 7 | 1004 | E | 9 | 0 | A | 7 | 0 | A | 7 | -9900 | ? | 0 | 77777 | A | 7 | 1.4 | E | 8 | 0.065 | F | 8 | 0.2 | F | 8 | -9900 | -9900 | ? | 0
2003-12-22 | 20:00 | 0 | 0 | 0 | 2 | 0 | 0 | 2 | 0 | 0 | 2 | 0 | 0 | 2 | 0 | 0 | 2 | 0 | 0 | 2 | 0 | 0 | 2 | 0 | 6 | B | 8 | 6 | B | 8 | 2.7 | B | 8 | 2 | B | 8 | 95 | A | 7 | 1004 | E | 9 | 0 | A | 7 | 0 | A | 7 | -9900 | ? | 0 | 77777 | A | 7 | 1.5 | E | 8 | 0.065 | F | 8 | 0.2 | F | 8 | -9900 | -9900 | ? | 0
2003-12-22 | 21:00 | 0 | 0 | 0 | 2 | 0 | 0 | 2 | 0 | 0 | 2 | 0 | 0 | 2 | 0 | 0 | 2 | 0 | 0 | 2 | 0 | 0 | 2 | 0 | 7 | B | 8 | 7 | B | 8 | 2.7 | B | 8 | 1.9 | B | 8 | 94 | A | 7 | 1004 | E | 9 | 0 | A | 7 | 0 | A | 7 | -9900 | ? | 0 | 77777 | A | 7 | 1.6 | E | 8 | 0.065 | F | 8 | 0.2 | F | 8 | -9900 | -9900 | ? | 0
2003-12-22 | 22:00 | 0 | 0 | 0 | 2 | 0 | 0 | 2 | 0 | 0 | 2 | 0 | 0 | 2 | 0 | 0 | 2 | 0 | 0 | 2 | 0 | 0 | 2 | 0 | 8 | B | 8 | 8 | B | 8 | 2.7 | B | 8 | 1.9 | B | 8 | 94 | A | 7 | 1004 | E | 9 | 0 | A | 7 | 0 | A | 7 | -9900 | ? | 0 | 77777 | B | 8 | 1.7 | E | 8 | 0.065 | F | 8 | 0.2 | F | 8 | -9900 | -9900 | ? | 0
2003-12-22 | 23:00 | 0 | 0 | 0 | 2 | 0 | 0 | 2 | 0 | 0 | 2 | 0 | 0 | 2 | 0 | 0 | 2 | 0 | 0 | 2 | 0 | 0 | 2 | 0 | 9 | B | 8 | 9 | B | 8 | 2.8 | B | 8 | 1.9 | B | 8 | 94 | A | 7 | 1004 | E | 9 | 0 | A | 7 | 0 | A | 7 | -9900 | ? | 0 | 77777 | A | 7 | 1.7 | E | 8 | 0.065 | F | 8 | 0.2 | F | 8 | -9900 | -9900 | ? | 0
2003-12-22 | 24:00 | 0 | 0 | 0 | 2 | 0 | 0 | 2 | 0 | 0 | 2 | 0 | 0 | 2 | 0 | 0 | 2 | 0 | 0 | 2 | 0 | 0 | 2 | 0 | 9 | B | 8 | 9 | B | 8 | 2.9 | B | 8 | 1.9 | B | 8 | 93 | A | 7 | 1004 | E | 9 | 0 | A | 7 | 0 | A | 7 | -9900 | ? | 0 | 77777 | A | 7 | 1.8 | E | 8 | 0.065 | F | 8 | 0.2 | F | 8 | -9900 | -9900 | ? | 0
2003-12-23 | 1:00 | 0 | 0 | 0 | 2 | 0 | 0 | 2 | 0 | 0 | 2 | 0 | 0 | 2 | 0 | 0 | 2 | 0 | 0 | 2 | 0 | 0 | 2 | 0 | 10 | E | 9 | 10 | E | 9 | 3 | A | 7 | 2 | A | 7 | 93 | A | 7 | 1004 | E | 9 | 0 | A | 7 | 0 | A | 7 | 3200 | A | 7 | 30 | A | 7 | 1.8 | E | 8 | 0.065 | F | 8 | 0.2 | F | 8 | -9900 | -9900 | ? | 0
2003-12-23 | 2:00 | 0 | 0 | 0 | 2 | 0 | 0 | 2 | 0 | 0 | 2 | 0 | 0 | 2 | 0 | 0 | 2 | 0 | 0 | 2 | 0 | 0 | 2 | 0 | 10 | E | 9 | 10 | E | 9 | 3 | A | 7 | 2 | A | 7 | 93 | A | 7 | 1004 | E | 9 | 0 | A | 7 | 0 | A | 7 | 1600 | A | 7 | 30 | A | 7 | 1.7 | E | 8 | 0.065 | F | 8 | 0.2 | F | 8 | -9900 | -9900 | ? | 0
2003-12-23 | 3:00 | 0 | 0 | 0 | 2 | 0 | 0 | 2 | 0 | 0 | 2 | 0 | 0 | 2 | 0 | 0 | 2 | 0 | 0 | 2 | 0 | 0 | 2 | 0 | 10 | B | 8 | 10 | B | 8 | 3.1 | B | 8 | 2 | B | 8 | 92 | A | 7 | 1004 | E | 9 | 0 | A | 7 | 0 | A | 7 | -9900 | ? | 0 | 77777 | A | 7 | 1.6 | E | 8 | 0.065 | F | 8 | 0.2 | F | 8 | -9900 | -9900 | ? | 0
2003-12-23 | 4:00 | 0 | 0 | 0 | 2 | 0 | 0 | 2 | 0 | 0 | 2 | 0 | 0 | 2 | 0 | 0 | 2 | 0 | 0 | 2 | 0 | 0 | 2 | 0 | 10 | B | 8 | 9 | B | 8 | 3.1 | B | 8 | 2.1 | B | 8 | 93 | A | 7 | 1004 | E | 9 | 0 | A | 7 | 0 | A | 7 | -9900 | ? | 0 | 77777 | B | 8 | 1.4 | E | 8 | 0.065 | F | 8 | 0.2 | F | 8 | -9900 | -9900 | ? | 0
2003-12-23 | 5:00 | 0 | 0 | 0 | 2 | 0 | 0 | 2 | 0 | 0 | 2 | 0 | 0 | 2 | 0 | 0 | 2 | 0 | 0 | 2 | 0 | 0 | 2 | 0 | 9 | B | 8 | 9 | B | 8 | 2.9 | B | 8 | 1.9 | B | 8 | 93 | A | 7 | 1004 | E | 9 | 0 | A | 7 | 0 | A | 7 | -9900 | ? | 0 | 77777 | A | 7 | 1.5 | E | 8 | 0.065 | F | 8 | 0.2 | F | 8 | -9900 | -9900 | ? | 0
2003-12-23 | 6:00 | 0 | 0 | 0 | 2 | 0 | 0 | 2 | 0 | 0 | 2 | 0 | 0 | 2 | 0 | 0 | 2 | 0 | 0 | 2 | 0 | 0 | 2 | 0 | 9 | E | 9 | 8 | E | 9 | 3 | A | 7 | 2 | A | 7 | 93 | A | 7 | 1004 | E | 9 | 0 | A | 7 | 0 | A | 7 | 4800 | A | 7 | 30 | A | 7 | 1.7 | E | 8 | 0.065 | F | 8 | 0.2 | F | 8 | -9900 | -9900 | ? | 0
2003-12-23 | 7:00 | 0 | 0 | 0 | 2 | 0 | 0 | 2 | 0 | 0 | 2 | 0 | 0 | 2 | 0 | 0 | 2 | 0 | 0 | 2 | 0 | 0 | 2 | 0 | 9 | E | 9 | 8 | E | 9 | 3 | A | 7 | 2 | A | 7 | 93 | A | 7 | 1004 | E | 9 | 0 | A | 7 | 0 | A | 7 | 8000 | A | 7 | 30 | A | 7 | 1.8 | E | 8 | 0.065 | F | 8 | 0.2 | F | 8 | -9900 | -9900 | ? | 0
2003-12-23 | 8:00 | 3 | 247 | 0 | 2 | 8 | 0 | 2 | 15 | 0 | 2 | 8 | 0 | 2 | 8 | 0 | 2 | 15 | 0 | 2 | 8 | 0 | 2 | 19 | 8 | E | 9 | 6 | E | 9 | 3 | A | 7 | 2 | A | 7 | 93 | A | 7 | 1004 | E | 9 | 0 | A | 7 | 0 | A | 7 | 16100 | A | 7 | 77777 | A | 7 | 1.9 | E | 8 | 0.065 | F | 8 | 0.2 | F | 8 | -9900 | -9900 | ? | 0
2003-12-23 | 9:00 | 133 | 1414 | 8 | 2 | 8 | 0 | 2 | 15 | 8 | 2 | 8 | 1000 | 2 | 8 | 0 | 2 | 15 | 1000 | 2 | 8 | 320 | 2 | 19 | 9 | E | 9 | 7 | E | 9 | 3 | A | 7 | 2 | A | 7 | 93 | A | 7 | 1004 | E | 9 | 0 | A | 7 | 0 | A | 7 | 16100 | A | 7 | 77777 | A | 7 | 2 | E | 8 | 0.065 | F | 8 | 0.2 | F | 8 | -9900 | -9900 | ? | 0
2003-12-23 | 10:00 | 309 | 1414 | 79 | 2 | 8 | 11 | 2 | 15 | 77 | 2 | 8 | 8900 | 2 | 8 | 500 | 2 | 15 | 8800 | 2 | 8 | 2680 | 2 | 19 | 9 | E | 9 | 5 | E | 9 | 4 | A | 7 | 2 | A | 7 | 87 | A | 7 | 1004 | E | 9 | 220 | A | 7 | 1.5 | A | 7 | 16100 | A | 7 | 77777 | A | 7 | 2.1 | E | 8 | 0.065 | F | 8 | 0.2 | F | 8 | -9900 | -9900 | ? | 0
2003-12-23 | 11:00 | 440 | 1414 | 141 | 2 | 8 | 23 | 2 | 15 | 134 | 2 | 8 | 15700 | 2 | 8 | 1500 | 2 | 15 | 15200 | 2 | 8 | 4600 | 2 | 19 | 0 | E | 9 | 0 | A | 7 | 5 | A | 7 | 2 | A | 7 | 81 | A | 7 | 1004 | E | 9 | 0 | A | 7 | 0 | A | 7 | 16100 | A | 7 | 77777 | A | 7 | 2.1 | E | 8 | 0.065 | F | 8 | 0.2 | F | 8 | -9900 | -9900 | ? | 0
2003-12-23 | 12:00 | 514 | 1414 | 150 | 2 | 8 | 18 | 2 | 15 | 144 | 2 | 8 | 16900 | 2 | 8 | 1300 | 2 | 15 | 16400 | 2 | 8 | 5290 | 2 | 19 | 10 | E | 9 | 9 | E | 9 | 6 | A | 7 | 3 | A | 7 | 81 | A | 7 | 1004 | E | 9 | 0 | A | 7 | 0 | A | 7 | 16100 | A | 7 | 77777 | A | 7 | 2.1 | E | 8 | 0.065 | F | 8 | 0.2 | F | 8 | -9900 | -9900 | ? | 0
2003-12-23 | 13:00 | 527 | 1414 | 75 | 2 | 8 | 0 | 2 | 15 | 75 | 2 | 8 | 8900 | 2 | 8 | 0 | 2 | 15 | 8900 | 2 | 8 | 3260 | 2 | 19 | 9 | E | 9 | 9 | E | 9 | 7 | A | 7 | 3 | A | 7 | 76 | A | 7 | 1004 | E | 9 | 0 | A | 7 | 0 | A | 7 | 16100 | A | 7 | 2100 | A | 7 | 2.1 | E | 8 | 0.065 | F | 8 | 0.2 | F | 8 | -9900 | -9900 | ? | 0
2003-12-23 | 14:00 | 477 | 1414 | 90 | 2 | 8 | 0 | 2 | 15 | 90 | 2 | 8 | 10400 | 2 | 8 | 0 | 2 | 15 | 10400 | 2 | 8 | 3640 | 2 | 19 | 10 | E | 9 | 10 | E | 9 | 7 | A | 7 | 3 | A | 7 | 76 | A | 7 | 1004 | E | 9 | 0 | A | 7 | 0 | A | 7 | 16100 | A | 7 | 2100 | A | 7 | 2 | E | 8 | 0.065 | F | 8 | 0.2 | F | 8 | -9900 | -9900 | ? | 0
2003-12-23 | 15:00 | 369 | 1414 | 92 | 2 | 8 | 0 | 2 | 15 | 92 | 2 | 8 | 10300 | 2 | 8 | 0 | 2 | 15 | 10300 | 2 | 8 | 3290 | 2 | 19 | 9 | E | 9 | 9 | E | 9 | 7 | A | 7 | 3 | A | 7 | 76 | A | 7 | 1004 | E | 9 | 0 | A | 7 | 0 | A | 7 | 16100 | A | 7 | 77777 | A | 7 | 1.9 | E | 8 | 0.065 | F | 8 | 0.2 | F | 8 | -9900 | -9900 | ? | 0
2003-12-23 | 16:00 | 209 | 1414 | 32 | 2 | 8 | 0 | 2 | 15 | 32 | 2 | 8 | 3700 | 2 | 8 | 0 | 2 | 15 | 3700 | 2 | 8 | 1200 | 2 | 19 | 10 | E | 9 | 9 | E | 9 | 7 | A | 7 | 3 | A | 7 | 76 | A | 7 | 1004 | E | 9 | 0 | A | 7 | 0 | A | 7 | 12900 | A | 7 | 1380 | A | 7 | 1.8 | E | 8 | 0.065 | F | 8 | 0.2 | F | 8 | -9900 | -9900 | ? | 0
2003-12-23 | 17:00 | 34 | 837 | 1 | 2 | 8 | 0 | 2 | 15 | 1 | 2 | 8 | 100 | 2 | 8 | 0 | 2 | 15 | 100 | 2 | 8 | 40 | 2 | 19 | 9 | E | 9 | 9 | E | 9 | 7 | A | 7 | 3 | A | 7 | 76 | A | 7 | 1004 | E | 9 | 0 | A | 7 | 0 | A | 7 | 16100 | A | 7 | 1440 | A | 7 | 1.8 | E | 8 | 0.065 | F | 8 | 0.2 | F | 8 | -9900 | -9900 | ? | 0
2003-12-23 | 18:00 | 0 | 0 | 0 | 2 | 0 | 0 | 2 | 0 | 0 | 2 | 0 | 0 | 2 | 0 | 0 | 2 | 0 | 0 | 2 | 0 | 0 | 2 | 0 | 8 | E | 9 | 8 | E | 9 | 6 | A | 7 | 3 | A | 7 | 81 | A | 7 | 1004 | E | 9 | 0 | A | 7 | 0 | A | 7 | 16100 | A | 7 | 77777 | A | 7 | 1.9 | E | 8 | 0.065 | F | 8 | 0.2 | F | 8 | -9900 | -9900 | ? | 0
2003-12-23 | 19:00 | 0 | 0 | 0 | 2 | 0 | 0 | 2 | 0 | 0 | 2 | 0 | 0 | 2 | 0 | 0 | 2 | 0 | 0 | 2 | 0 | 0 | 2 | 0 | 8 | E | 9 | 8 | E | 9 | 6 | A | 7 | 3 | A | 7 | 81 | A | 7 | 1004 | E | 9 | 0 | A | 7 | 0 | A | 7 | 16100 | A | 7 | 1800 | A | 7 | 1.9 | E | 8 | 0.065 | F | 8 | 0.2 | F | 8 | -9900 | -9900 | ? | 0
2003-12-23 | 20:00 | 0 | 0 | 0 | 2 | 0 | 0 | 2 | 0 | 0 | 2 | 0 | 0 | 2 | 0 | 0 | 2 | 0 | 0 | 2 | 0 | 0 | 2 | 0 | 10 | E | 9 | 9 | E | 9 | 6 | A | 7 | 3 | A | 7 | 81 | A | 7 | 1004 | E | 9 | 0 | A | 7 | 0 | A | 7 | 4800 | A | 7 | 2100 | A | 7 | 2 | E | 8 | 0.065 | F | 8 | 0.2 | F | 8 | -9900 | -9900 | ? | 0
2003-12-23 | 21:00 | 0 | 0 | 0 | 2 | 0 | 0 | 2 | 0 | 0 | 2 | 0 | 0 | 2 | 0 | 0 | 2 | 0 | 0 | 2 | 0 | 0 | 2 | 0 | 10 | E | 9 | 10 | E | 9 | 6 | A | 7 | 4 | A | 7 | 87 | A | 7 | 1004 | E | 9 | 250 | A | 7 | 1.5 | A | 7 | 12900 | A | 7 | 1350 | A | 7 | 2 | E | 8 | 0.065 | F | 8 | 0.2 | F | 8 | 0 | 1 | A | 7
2003-12-23 | 22:00 | 0 | 0 | 0 | 2 | 0 | 0 | 2 | 0 | 0 | 2 | 0 | 0 | 2 | 0 | 0 | 2 | 0 | 0 | 2 | 0 | 0 | 2 | 0 | 10 | E | 9 | 10 | E | 9 | 6 | A | 7 | 4 | A | 7 | 87 | A | 7 | 1004 | E | 9 | 0 | A | 7 | 0 | A | 7 | 11300 | A | 7 | 960 | A | 7 | 2.1 | E | 8 | 0.065 | F | 8 | 0.2 | F | 8 | 1 | 1 | A | 7
2003-12-23 | 23:00 | 0 | 0 | 0 | 2 | 0 | 0 | 2 | 0 | 0 | 2 | 0 | 0 | 2 | 0 | 0 | 2 | 0 | 0 | 2 | 0 | 0 | 2 | 0 | 10 | E | 9 | 10 | E | 9 | 6 | A | 7 | 4 | A | 7 | 87 | A | 7 | 1004 | E | 9 | 0 | A | 7 | 0 | A | 7 | 11300 | A | 7 | 60 | A | 7 | 2.1 | E | 8 | 0.065 | F | 8 | 0.2 | F | 8 | 1 | 1 | A | 7
2003-12-23 | 24:00 | 0 | 0 | 0 | 2 | 0 | 0 | 2 | 0 | 0 | 2 | 0 | 0 | 2 | 0 | 0 | 2 | 0 | 0 | 2 | 0 | 0 | 2 | 0 | 10 | E | 9 | 10 | E | 9 | 6 | A | 7 | 4 | A | 7 | 87 | A | 7 | 1004 | E | 9 | 0 | A | 7 | 0 | A | 7 | 9700 | A | 7 | 120 | A | 7 | 2.1 | E | 8 | 0.065 | F | 8 | 0.2 | F | 8 | 1 | 1 | A | 7
2003-12-24 | 1:00 | 0 | 0 | 0 | 2 | 0 | 0 | 2 | 0 | 0 | 2 | 0 | 0 | 2 | 0 | 0 | 2 | 0 | 0 | 2 | 0 | 0 | 2 | 0 | 10 | E | 9 | 9 | E | 9 | 6 | A | 7 | 4 | A | 7 | 87 | A | 7 | 1004 | E | 9 | 0 | A | 7 | 0 | A | 7 | 12900 | A | 7 | 630 | A | 7 | 2.2 | E | 8 | 0.065 | F | 8 | 0.2 | F | 8 | 1 | 1 | A | 7
2003-12-24 | 2:00 | 0 | 0 | 0 | 2 | 0 | 0 | 2 | 0 | 0 | 2 | 0 | 0 | 2 | 0 | 0 | 2 | 0 | 0 | 2 | 0 | 0 | 2 | 0 | 10 | E | 9 | 10 | E | 9 | 7 | A | 7 | 4 | A | 7 | 81 | A | 7 | 1004 | E | 9 | 0 | A | 7 | 0 | A | 7 | 12900 | A | 7 | 1140 | A | 7 | 2 | E | 8 | 0.065 | F | 8 | 0.2 | F | 8 | 2 | 1 | A | 7
2003-12-24 | 3:00 | 0 | 0 | 0 | 2 | 0 | 0 | 2 | 0 | 0 | 2 | 0 | 0 | 2 | 0 | 0 | 2 | 0 | 0 | 2 | 0 | 0 | 2 | 0 | 10 | E | 9 | 10 | E | 9 | 7 | A | 7 | 4 | A | 7 | 81 | A | 7 | 1004 | E | 9 | 240 | A | 7 | 2.6 | A | 7 | 6400 | A | 7 | 60 | A | 7 | 1.9 | E | 8 | 0.065 | F | 8 | 0.2 | F | 8 | 0 | 1 | A | 7
2003-12-24 | 4:00 | 0 | 0 | 0 | 2 | 0 | 0 | 2 | 0 | 0 | 2 | 0 | 0 | 2 | 0 | 0 | 2 | 0 | 0 | 2 | 0 | 0 | 2 | 0 | 5 | E | 9 | 5 | E | 9 | 6 | A | 7 | 4 | A | 7 | 87 | A | 7 | 1004 | E | 9 | 180 | A | 7 | 2.6 | A | 7 | 16100 | A | 7 | 77777 | A | 7 | 1.8 | E | 8 | 0.065 | F | 8 | 0.2 | F | 8 | 0 | 1 | A | 7
2003-12-24 | 5:00 | 0 | 0 | 0 | 2 | 0 | 0 | 2 | 0 | 0 | 2 | 0 | 0 | 2 | 0 | 0 | 2 | 0 | 0 | 2 | 0 | 0 | 2 | 0 | 4 | E | 9 | 4 | E | 9 | 8 | A | 7 | 6 | A | 7 | 87 | A | 7 | 1004 | E | 9 | 190 | A | 7 | 5.1 | A | 7 | 16100 | A | 7 | 77777 | A | 7 | 1.6 | E | 8 | 0.065 | F | 8 | 0.2 | F | 8 | -9900 | -9900 | ? | 0
2003-12-24 | 6:00 | 0 | 0 | 0 | 2 | 0 | 0 | 2 | 0 | 0 | 2 | 0 | 0 | 2 | 0 | 0 | 2 | 0 | 0 | 2 | 0 | 0 | 2 | 0 | 5 | E | 9 | 5 | E | 9 | 8 | A | 7 | 4 | A | 7 | 76 | A | 7 | 1004 | E | 9 | 190 | A | 7 | 4.6 | A | 7 | 16100 | A | 7 | 77777 | A | 7 | 1.5 | E | 8 | 0.065 | F | 8 | 0.2 | F | 8 | 0 | 1 | A | 7
2003-12-24 | 7:00 | 0 | 0 | 0 | 2 | 0 | 0 | 2 | 0 | 0 | 2 | 0 | 0 | 2 | 0 | 0 | 2 | 0 | 0 | 2 | 0 | 0 | 2 | 0 | 2 | E | 9 | 2 | E | 9 | 7 | A | 7 | 4 | A | 7 | 81 | A | 7 | 1004 | E | 9 | 180 | A | 7 | 5.1 | A | 7 | 16100 | A | 7 | 77777 | A | 7 | 1.3 | E | 8 | 0.065 | F | 8 | 0.2 | F | 8 | 0 | 3 | A | 7
2003-12-24 | 8:00 | 3 | 247 | 0 | 2 | 8 | 0 | 2 | 15 | 0 | 2 | 8 | 0 | 2 | 8 | 0 | 2 | 15 | 0 | 2 | 8 | 0 | 2 | 19 | 9 | E | 9 | 9 | E | 9 | 8 | A | 7 | 5 | A | 7 | 81 | A | 7 | 1004 | E | 9 | 200 | A | 7 | 8.7 | A | 7 | 11300 | A | 7 | 480 | A | 7 | 1.4 | E | 8 | 0.065 | F | 8 | 0.2 | F | 8 | 0 | 1 | A | 7
2003-12-24 | 9:00 | 131 | 1414 | 7 | 2 | 8 | 0 | 2 | 15 | 7 | 2 | 8 | 900 | 2 | 8 | 0 | 2 | 15 | 900 | 2 | 8 | 290 | 2 | 19 | 9 | E | 9 | 9 | E | 9 | 8 | A | 7 | 4 | A | 7 | 76 | A | 7 | 1004 | E | 9 | 190 | A | 7 | 7.7 | A | 7 | 16100 | A | 7 | 77777 | A | 7 | 1.5 | E | 8 | 0.065 | F | 8 | 0.2 | F | 8 | 0 | 1 | A | 7
2003-12-24 | 10:00 | 308 | 1414 | 119 | 2 | 8 | 157 | 2 | 15 | 84 | 2 | 8 | 12500 | 2 | 8 | 12300 | 2 | 15 | 9800 | 2 | 8 | 1630 | 2 | 19 | 9 | E | 9 | 8 | E | 9 | 8 | A | 7 | 4 | A | 7 | 76 | A | 7 | 1004 | E | 9 | 170 | A | 7 | 6.7 | A | 7 | 16100 | A | 7 | 77777 | A | 7 | 1.5 | E | 8 | 0.065 | F | 8 | 0.2 | F | 8 | 1 | 6 | A | 7
2003-12-24 | 11:00 | 440 | 1414 | 47 | 2 | 8 | 0 | 2 | 15 | 47 | 2 | 8 | 5700 | 2 | 8 | 0 | 2 | 15 | 5700 | 2 | 8 | 2050 | 2 | 19 | 10 | E | 9 | 10 | E | 9 | 8 | A | 7 | 4 | A | 7 | 76 | A | 7 | 1004 | E | 9 | 170 | A | 7 | 7.7 | A | 7 | 11300 | A | 7 | 960 | A | 7 | 1.5 | E | 8 | 0.065 | F | 8 | 0.2 | F | 8 | 0 | 1 | A | 7
2003-12-24 | 12:00 | 514 | 1414 | 81 | 2 | 8 | 0 | 2 | 15 | 81 | 2 | 8 | 9500 | 2 | 8 | 0 | 2 | 15 | 9500 | 2 | 8 | 3440 | 2 | 19 | 9 | E | 9 | 9 | E | 9 | 8 | A | 7 | 5 | A | 7 | 81 | A | 7 | 1004 | E | 9 | 180 | A | 7 | 6.2 | A | 7 | 16100 | A | 7 | 1080 | A | 7 | 1.5 | E | 8 | 0.065 | F | 8 | 0.2 | F | 8 | 0 | 1 | A | 7
2003-12-24 | 13:00 | 528 | 1414 | 238 | 2 | 8 | 213 | 2 | 15 | 159 | 2 | 8 | 25900 | 2 | 8 | 20600 | 2 | 15 | 18200 | 2 | 8 | 3680 | 2 | 19 | 9 | E | 9 | 9 | E | 9 | 8 | A | 7 | 6 | A | 7 | 87 | A | 7 | 1004 | E | 9 | 170 | A | 7 | 5.1 | A | 7 | 12900 | A | 7 | 690 | A | 7 | 1.4 | E | 8 | 0.065 | F | 8 | 0.2 | F | 8 | 0 | 1 | A | 7
2003-12-24 | 14:00 | 479 | 1414 | 104 | 2 | 8 | 0 | 2 | 15 | 104 | 2 | 8 | 11900 | 2 | 8 | 0 | 2 | 15 | 11900 | 2 | 8 | 4060 | 2 | 19 | 10 | E | 9 | 10 | E | 9 | 8 | A | 7 | 6 | A | 7 | 87 | A | 7 | 1004 | E | 9 | 300 | A | 7 | 2.6 | A | 7 | 14500 | A | 7 | 360 | A | 7 | 1.4 | E | 8 | 0.065 | F | 8 | 0.2 | F | 8 | 1 | 1 | A | 7
2003-12-24 | 15:00 | 370 | 1414 | 92 | 2 | 8 | 0 | 2 | 15 | 92 | 2 | 8 | 10300 | 2 | 8 | 0 | 2 | 15 | 10300 | 2 | 8 | 3290 | 2 | 19 | 10 | E | 9 | 9 | E | 9 | 7 | A | 7 | 4 | A | 7 | 81 | A | 7 | 1004 | E | 9 | 290 | A | 7 | 1.5 | A | 7 | 11300 | A | 7 | 420 | A | 7 | 1.3 | E | 8 | 0.065 | F | 8 | 0.2 | F | 8 | 2 | 1 | A | 7
2003-12-24 | 16:00 | 211 | 1414 | 64 | 2 | 8 | 0 | 2 | 15 | 64 | 2 | 8 | 7000 | 2 | 8 | 0 | 2 | 15 | 7000 | 2 | 8 | 1970 | 2 | 19 | 9 | E | 9 | 9 | E | 9 | 7 | A | 7 | 4 | A | 7 | 81 | A | 7 | 1004 | E | 9 | 170 | A | 7 | 4.1 | A | 7 | 16100 | A | 7 | 1020 | A | 7 | 1.3 | E | 8 | 0.065 | F | 8 | 0.2 | F | 8 | 2 | 1 | A | 7
2003-12-24 | 17:00 | 35 | 837 | 1 | 2 | 8 | 0 | 2 | 15 | 1 | 2 | 8 | 100 | 2 | 8 | 0 | 2 | 15 | 100 | 2 | 8 | 40 | 2 | 19 | 3 | E | 9 | 3 | E | 9 | 7 | A | 7 | 4 | A | 7 | 81 | A | 7 | 1004 | E | 9 | 170 | A | 7 | 5.1 | A | 7 | 16100 | A | 7 | 77777 | A | 7 | 1.3 | E | 8 | 0.065 | F | 8 | 0.2 | F | 8 | -9900 | -9900 | ? | 0
2003-12-24 | 18:00 | 0 | 0 | 0 | 2 | 0 | 0 | 2 | 0 | 0 | 2 | 0 | 0 | 2 | 0 | 0 | 2 | 0 | 0 | 2 | 0 | 0 | 2 | 0 | 6 | E | 9 | 6 | E | 9 | 7 | A | 7 | 3 | A | 7 | 76 | A | 7 | 1004 | E | 9 | 170 | A | 7 | 6.2 | A | 7 | 16100 | A | 7 | 77777 | A | 7 | 1.3 | E | 8 | 0.065 | F | 8 | 0.2 | F | 8 | -9900 | -9900 | ? | 0
2003-12-24 | 19:00 | 0 | 0 | 0 | 2 | 0 | 0 | 2 | 0 | 0 | 2 | 0 | 0 | 2 | 0 | 0 | 2 | 0 | 0 | 2 | 0 | 0 | 2 | 0 | 9 | E | 9 | 9 | E | 9 | 7 | A | 7 | 4 | A | 7 | 81 | A | 7 | 1004 | E | 9 | 190 | A | 7 | 4.6 | A | 7 | 14500 | A | 7 | 810 | A | 7 | 1.4 | E | 8 | 0.065 | F | 8 | 0.2 | F | 8 | 0 | 1 | A | 7
2003-12-24 | 20:00 | 0 | 0 | 0 | 2 | 0 | 0 | 2 | 0 | 0 | 2 | 0 | 0 | 2 | 0 | 0 | 2 | 0 | 0 | 2 | 0 | 0 | 2 | 0 | 9 | E | 9 | 9 | E | 9 | 7 | A | 7 | 4 | A | 7 | 81 | A | 7 | 1004 | E | 9 | 180 | A | 7 | 4.6 | A | 7 | 16100 | A | 7 | 630 | A | 7 | 1.4 | E | 8 | 0.065 | F | 8 | 0.2 | F | 8 | 3 | 1 | A | 7
2003-12-24 | 21:00 | 0 | 0 | 0 | 2 | 0 | 0 | 2 | 0 | 0 | 2 | 0 | 0 | 2 | 0 | 0 | 2 | 0 | 0 | 2 | 0 | 0 | 2 | 0 | 8 | E | 9 | 8 | E | 9 | 7 | A | 7 | 3 | A | 7 | 76 | A | 7 | 1004 | E | 9 | 180 | A | 7 | 4.6 | A | 7 | 16100 | A | 7 | 77777 | A | 7 | 1.3 | E | 8 | 0.065 | F | 8 | 0.2 | F | 8 | 1 | 1 | A | 7
2003-12-24 | 22:00 | 0 | 0 | 0 | 2 | 0 | 0 | 2 | 0 | 0 | 2 | 0 | 0 | 2 | 0 | 0 | 2 | 0 | 0 | 2 | 0 | 0 | 2 | 0 | 10 | E | 9 | 10 | E | 9 | 6 | A | 7 | 3 | A | 7 | 81 | A | 7 | 1004 | E | 9 | 170 | A | 7 | 3.6 | A | 7 | 16100 | A | 7 | 960 | A | 7 | 1.3 | E | 8 | 0.065 | F | 8 | 0.2 | F | 8 | 4 | 6 | A | 7
2003-12-24 | 23:00 | 0 | 0 | 0 | 2 | 0 | 0 | 2 | 0 | 0 | 2 | 0 | 0 | 2 | 0 | 0 | 2 | 0 | 0 | 2 | 0 | 0 | 2 | 0 | 10 | E | 9 | 10 | E | 9 | 7 | A | 7 | 4 | A | 7 | 81 | A | 7 | 1004 | E | 9 | 180 | A | 7 | 2.6 | A | 7 | 16100 | A | 7 | 900 | A | 7 | 1.3 | E | 8 | 0.065 | F | 8 | 0.2 | F | 8 | -9900 | -9900 | ? | 0
2003-12-24 | 24:00 | 0 | 0 | 0 | 2 | 0 | 0 | 2 | 0 | 0 | 2 | 0 | 0 | 2 | 0 | 0 | 2 | 0 | 0 | 2 | 0 | 0 | 2 | 0 | 9 | E | 9 | 9 | E | 9 | 6 | A | 7 | 4 | A | 7 | 87 | A | 7 | 1004 | E | 9 | 170 | A | 7 | 4.1 | A | 7 | 16100 | A | 7 | 990 | A | 7 | 1.3 | E | 8 | 0.065 | F | 8 | 0.2 | F | 8 | -9900 | -9900 | ? | 0
2003-12-25 | 1:00 | 0 | 0 | 0 | 2 | 0 | 0 | 2 | 0 | 0 | 2 | 0 | 0 | 2 | 0 | 0 | 2 | 0 | 0 | 2 | 0 | 0 | 2 | 0 | 10 | E | 9 | 10 | E | 9 | 6 | A | 7 | 3 | A | 7 | 81 | A | 7 | 1004 | E | 9 | 190 | A | 7 | 3.1 | A | 7 | 16100 | A | 7 | 840 | A | 7 | 1.3 | E | 8 | 0.065 | F | 8 | 0.2 | F | 8 | -9900 | -9900 | ? | 0
2003-12-25 | 2:00 | 0 | 0 | 0 | 2 | 0 | 0 | 2 | 0 | 0 | 2 | 0 | 0 | 2 | 0 | 0 | 2 | 0 | 0 | 2 | 0 | 0 | 2 | 0 | 8 | E | 9 | 8 | E | 9 | 6 | A | 7 | 3 | A | 7 | 81 | A | 7 | 1004 | E | 9 | 170 | A | 7 | 4.6 | A | 7 | 16100 | A | 7 | 77777 | A | 7 | 1.4 | E | 8 | 0.065 | F | 8 | 0.2 | F | 8 | -9900 | -9900 | ? | 0
2003-12-25 | 3:00 | 0 | 0 | 0 | 2 | 0 | 0 | 2 | 0 | 0 | 2 | 0 | 0 | 2 | 0 | 0 | 2 | 0 | 0 | 2 | 0 | 0 | 2 | 0 | 10 | E | 9 | 10 | E | 9 | 5 | A | 7 | 2 | A | 7 | 81 | A | 7 | 1004 | E | 9 | 200 | A | 7 | 4.1 | A | 7 | 12900 | A | 7 | 930 | A | 7 | 1.4 | E | 8 | 0.065 | F | 8 | 0.2 | F | 8 | -9900 | -9900 | ? | 0
2003-12-25 | 4:00 | 0 | 0 | 0 | 2 | 0 | 0 | 2 | 0 | 0 | 2 | 0 | 0 | 2 | 0 | 0 | 2 | 0 | 0 | 2 | 0 | 0 | 2 | 0 | 9 | E | 9 | 9 | E | 9 | 5 | A | 7 | 2 | A | 7 | 81 | A | 7 | 1004 | E | 9 | 180 | A | 7 | 5.1 | A | 7 | 16100 | A | 7 | 1260 | A | 7 | 1.4 | E | 8 | 0.065 | F | 8 | 0.2 | F | 8 | 14 | 24 | A | 7
2003-12-25 | 5:00 | 0 | 0 | 0 | 2 | 0 | 0 | 2 | 0 | 0 | 2 | 0 | 0 | 2 | 0 | 0 | 2 | 0 | 0 | 2 | 0 | 0 | 2 | 0 | 8 | E | 9 | 8 | E | 9 | 5 | A | 7 | 2 | A | 7 | 81 | A | 7 | 1004 | E | 9 | 180 | A | 7 | 4.1 | A | 7 | 16100 | A | 7 | 77777 | A | 7 | 1.4 | E | 8 | 0.065 | F | 8 | 0.2 | F | 8 | -9900 | -9900 | ? | 0
2003-12-25 | 6:00 | 0 | 0 | 0 | 2 | 0 | 0 | 2 | 0 | 0 | 2 | 0 | 0 | 2 | 0 | 0 | 2 | 0 | 0 | 2 | 0 | 0 | 2 | 0 | 10 | E | 9 | 10 | E | 9 | 5 | A | 7 | 2 | A | 7 | 81 | A | 7 | 1004 | E | 9 | 170 | A | 7 | 2.6 | A | 7 | 14500 | A | 7 | 870 | A | 7 | 1.3 | E | 8 | 0.065 | F | 8 | 0.2 | F | 8 | 0 | 1 | A | 7
2003-12-25 | 7:00 | 0 | 0 | 0 | 2 | 0 | 0 | 2 | 0 | 0 | 2 | 0 | 0 | 2 | 0 | 0 | 2 | 0 | 0 | 2 | 0 | 0 | 2 | 0 | 9 | E | 9 | 9 | E | 9 | 5 | A | 7 | 2 | A | 7 | 81 | A | 7 | 1004 | E | 9 | 190 | A | 7 | 4.1 | A | 7 | 16100 | A | 7 | 1140 | A | 7 | 1.2 | E | 8 | 0.065 | F | 8 | 0.2 | F | 8 | 0 | 3 | A | 7
2003-12-25 | 8:00 | 3 | 248 | 0 | 2 | 8 | 0 | 2 | 15 | 0 | 2 | 8 | 0 | 2 | 8 | 0 | 2 | 15 | 0 | 2 | 8 | 0 | 2 | 19 | 6 | E | 9 | 6 | E | 9 | 4 | A | 7 | 2 | A | 7 | 87 | A | 7 | 1004 | E | 9 | 200 | A | 7 | 3.1 | A | 7 | 16100 | A | 7 | 77777 | A | 7 | 1.1 | E | 8 | 0.065 | F | 8 | 0.2 | F | 8 | -9900 | -9900 | ? | 0
2003-12-25 | 9:00 | 130 | 1414 | 20 | 2 | 8 | 0 | 2 | 15 | 20 | 2 | 8 | 2300 | 2 | 8 | 0 | 2 | 15 | 2300 | 2 | 8 | 730 | 2 | 19 | 5 | E | 9 | 5 | E | 9 | 5 | A | 7 | 2 | A | 7 | 81 | A | 7 | 1004 | E | 9 | 180 | A | 7 | 2.6 | A | 7 | 16100 | A | 7 | 77777 | A | 7 | 1.1 | E | 8 | 0.065 | F | 8 | 0.2 | F | 8 | -9900 | -9900 | ? | 0
2003-12-25 | 10:00 | 307 | 1414 | 75 | 2 | 8 | 5 | 2 | 15 | 73 | 2 | 8 | 8300 | 2 | 8 | 200 | 2 | 15 | 8300 | 2 | 8 | 2570 | 2 | 19 | 5 | E | 9 | 5 | E | 9 | 6 | A | 7 | 3 | A | 7 | 81 | A | 7 | 1004 | E | 9 | 210 | A | 7 | 2.6 | A | 7 | 16100 | A | 7 | 77777 | A | 7 | 1 | E | 8 | 0.065 | F | 8 | 0.2 | F | 8 | 0 | 6 | A | 7
2003-12-25 | 11:00 | 439 | 1414 | 131 | 2 | 8 | 17 | 2 | 15 | 125 | 2 | 8 | 14500 | 2 | 8 | 1100 | 2 | 15 | 14200 | 2 | 8 | 4410 | 2 | 19 | 3 | E | 9 | 3 | E | 9 | 7 | A | 7 | 2 | A | 7 | 70 | A | 7 | 1004 | E | 9 | 0 | A | 7 | 0 | A | 7 | 16100 | A | 7 | 77777 | A | 7 | 1 | E | 8 | 0.065 | F | 8 | 0.2 | F | 8 | -9900 | -9900 | ? | 0
2003-12-25 | 12:00 | 515 | 1414 | 173 | 2 | 8 | 53 | 2 | 15 | 154 | 2 | 8 | 19000 | 2 | 8 | 5000 | 2 | 15 | 17200 | 2 | 8 | 4170 | 2 | 19 | 3 | E | 9 | 3 | E | 9 | 7 | A | 7 | 3 | A | 7 | 76 | A | 7 | 1004 | E | 9 | 0 | A | 7 | 0 | A | 7 | 16100 | A | 7 | 77777 | A | 7 | 1 | E | 8 | 0.065 | F | 8 | 0.2 | F | 8 | -9900 | -9900 | ? | 0
2003-12-25 | 13:00 | 529 | 1414 | 364 | 2 | 8 | 540 | 2 | 15 | 161 | 2 | 8 | 37200 | 2 | 8 | 50700 | 2 | 15 | 18100 | 2 | 8 | 3210 | 2 | 19 | 6 | B | 8 | 6 | B | 8 | 6.9 | B | 8 | 3.6 | B | 8 | 79 | A | 7 | 1004 | E | 9 | 0 | B | 8 | 0 | B | 8 | -9900 | ? | 0 | 12690 | B | 8 | 1 | E | 8 | 0.065 | F | 8 | 0.2 | F | 8 | -9900 | -9900 | ? | 0
2003-12-25 | 14:00 | 480 | 1414 | 90 | 2 | 8 | 0 | 2 | 15 | 90 | 2 | 8 | 10400 | 2 | 8 | 0 | 2 | 15 | 10400 | 2 | 8 | 3640 | 2 | 19 | 5 | B | 8 | 5 | B | 8 | 6.3 | B | 8 | 2.6 | B | 8 | 77 | A | 7 | 1004 | E | 9 | 0 | B | 8 | 0 | B | 8 | -9900 | ? | 0 | 77777 | B | 8 | 0.9 | E | 8 | 0.065 | F | 8 | 0.2 | F | 8 | -9900 | -9900 | ? | 0
2003-12-25 | 15:00 | 372 | 1414 | 250 | 2 | 8 | 415 | 2 | 15 | 140 | 2 | 8 | 25700 | 2 | 8 | 35400 | 2 | 15 | 16400 | 2 | 8 | 2990 | 2 | 19 | 7 | B | 8 | 7 | B | 8 | 5.1 | B | 8 | 1.7 | B | 8 | 79 | A | 7 | 1004 | E | 9 | 0 | B | 8 | 0 | B | 8 | -9900 | ? | 0 | 14870 | B | 8 | 0.9 | E | 8 | 0.065 | F | 8 | 0.2 | F | 8 | -9900 | -9900 | ? | 0
2003-12-25 | 16:00 | 213 | 1414 | 141 | 2 | 8 | 446 | 2 | 15 | 74 | 2 | 8 | 14100 | 2 | 8 | 28800 | 2 | 15 | 9700 | 2 | 8 | 1410 | 2 | 19 | 5 | B | 8 | 5 | B | 8 | 4.5 | B | 8 | 1.3 | B | 8 | 80 | A | 7 | 1004 | E | 9 | 120 | B | 8 | 1 | B | 8 | -9900 | ? | 0 | 16620 | B | 8 | 0.9 | E | 8 | 0.065 | F | 8 | 0.2 | F | 8 | -9900 | -9900 | ? | 0
2003-12-25 | 17:00 | 36 | 860 | 3 | 2 | 8 | 114 | 2 | 15 | 2 | 2 | 8 | 800 | 2 | 8 | 6300 | 2 | 15 | 500 | 2 | 8 | 80 | 2 | 19 | 0 | B | 8 | 0 | B | 8 | 2.9 | B | 8 | 0.3 | B | 8 | 83 | A | 7 | 1004 | E | 9 | 150 | B | 8 | 1.5 | B | 8 | -9900 | ? | 0 | 77777 | B | 8 | 0.9 | E | 8 | 0.065 | F | 8 | 0.2 | F | 8 | -9900 | -9900 | ? | 0
2003-12-25 | 18:00 | 0 | 0 | 0 | 2 | 0 | 0 | 2 | 0 | 0 | 2 | 0 | 0 | 2 | 0 | 0 | 2 | 0 | 0 | 2 | 0 | 0 | 2 | 0 | 5 | B | 8 | 4 | B | 8 | 2.3 | B | 8 | -0.6 | B | 8 | 81 | A | 7 | 1004 | E | 9 | 200 | B | 8 | 2 | B | 8 | -9900 | ? | 0 | 77777 | B | 8 | 0.8 | E | 8 | 0.065 | F | 8 | 0.2 | F | 8 | -9900 | -9900 | ? | 0
2003-12-25 | 19:00 | 0 | 0 | 0 | 2 | 0 | 0 | 2 | 0 | 0 | 2 | 0 | 0 | 2 | 0 | 0 | 2 | 0 | 0 | 2 | 0 | 0 | 2 | 0 | 6 | B | 8 | 6 | B | 8 | 1.6 | B | 8 | -0.6 | B | 8 | 85 | A | 7 | 1004 | E | 9 | 250 | B | 8 | 1.3 | B | 8 | -9900 | ? | 0 | 20625 | B | 8 | 0.8 | E | 8 | 0.065 | F | 8 | 0.2 | F | 8 | -9900 | -9900 | ? | 0
2003-12-25 | 20:00 | 0 | 0 | 0 | 2 | 0 | 0 | 2 | 0 | 0 | 2 | 0 | 0 | 2 | 0 | 0 | 2 | 0 | 0 | 2 | 0 | 0 | 2 | 0 | 4 | E | 9 | 4 | E | 9 | 1 | A | 7 | -1 | A | 7 | 86 | A | 7 | 1004 | E | 9 | 260 | A | 7 | 2.1 | A | 7 | 16100 | A | 7 | 77777 | A | 7 | 0.8 | E | 8 | 0.065 | F | 8 | 0.2 | F | 8 | -9900 | -9900 | ? | 0
2003-12-25 | 21:00 | 0 | 0 | 0 | 2 | 0 | 0 | 2 | 0 | 0 | 2 | 0 | 0 | 2 | 0 | 0 | 2 | 0 | 0 | 2 | 0 | 0 | 2 | 0 | 4 | E | 9 | 4 | E | 9 | 1 | A | 7 | -1 | A | 7 | 86 | A | 7 | 1004 | E | 9 | 260 | A | 7 | 2.1 | A | 7 | 16100 | A | 7 | 77777 | A | 7 | 0.8 | E | 8 | 0.065 | F | 8 | 0.2 | F | 8 | -9900 | -9900 | ? | 0
2003-12-25 | 22:00 | 0 | 0 | 0 | 2 | 0 | 0 | 2 | 0 | 0 | 2 | 0 | 0 | 2 | 0 | 0 | 2 | 0 | 0 | 2 | 0 | 0 | 2 | 0 | 9 | E | 9 | 5 | A | 7 | 1 | A | 7 | -1 | A | 7 | 86 | A | 7 | 1004 | E | 9 | 0 | A | 7 | 0 | A | 7 | 16100 | A | 7 | 77777 | A | 7 | 0.8 | E | 8 | 0.065 | F | 8 | 0.2 | F | 8 | -9900 | -9900 | ? | 0
2003-12-25 | 23:00 | 0 | 0 | 0 | 2 | 0 | 0 | 2 | 0 | 0 | 2 | 0 | 0 | 2 | 0 | 0 | 2 | 0 | 0 | 2 | 0 | 0 | 2 | 0 | 0 | E | 9 | 0 | E | 9 | 1 | A | 7 | -1 | A | 7 | 86 | A | 7 | 1004 | E | 9 | 0 | A | 7 | 0 | A | 7 | 16100 | A | 7 | 77777 | A | 7 | 0.8 | E | 8 | 0.065 | F | 8 | 0.2 | F | 8 | -9900 | -9900 | ? | 0
2003-12-25 | 24:00 | 0 | 0 | 0 | 2 | 0 | 0 | 2 | 0 | 0 | 2 | 0 | 0 | 2 | 0 | 0 | 2 | 0 | 0 | 2 | 0 | 0 | 2 | 0 | 0 | E | 9 | 0 | E | 9 | -1 | A | 7 | -2 | A | 7 | 92 | A | 7 | 1004 | E | 9 | 0 | A | 7 | 0 | A | 7 | 16100 | A | 7 | 77777 | A | 7 | 0.8 | E | 8 | 0.065 | F | 8 | 0.2 | F | 8 | -9900 | -9900 | ? | 0
2003-12-26 | 1:00 | 0 | 0 | 0 | 2 | 0 | 0 | 2 | 0 | 0 | 2 | 0 | 0 | 2 | 0 | 0 | 2 | 0 | 0 | 2 | 0 | 0 | 2 | 0 | 8 | E | 9 | 8 | E | 9 | -1 | A | 7 | -2 | A | 7 | 92 | A | 7 | 1004 | E | 9 | 190 | A | 7 | 1.5 | A | 7 | 16100 | A | 7 | 1470 | A | 7 | 0.9 | E | 8 | 0.065 | F | 8 | 0.2 | F | 8 | -9900 | -9900 | ? | 0
2003-12-26 | 2:00 | 0 | 0 | 0 | 2 | 0 | 0 | 2 | 0 | 0 | 2 | 0 | 0 | 2 | 0 | 0 | 2 | 0 | 0 | 2 | 0 | 0 | 2 | 0 | 5 | B | 8 | 5 | B | 8 | -0.6 | B | 8 | -2.1 | B | 8 | 88 | A | 7 | 1004 | E | 9 | 320 | A | 7 | 1.5 | A | 7 | -9900 | ? | 0 | 77777 | A | 7 | 0.9 | E | 8 | 0.065 | F | 8 | 0.2 | F | 8 | -9900 | -9900 | ? | 0
2003-12-26 | 3:00 | 0 | 0 | 0 | 2 | 0 | 0 | 2 | 0 | 0 | 2 | 0 | 0 | 2 | 0 | 0 | 2 | 0 | 0 | 2 | 0 | 0 | 2 | 0 | 3 | E | 9 | 3 | E | 9 | 0 | A | 7 | -2 | A | 7 | 85 | A | 7 | 1004 | E | 9 | 0 | A | 7 | 0 | A | 7 | 16100 | A | 7 | 77777 | A | 7 | 1 | E | 8 | 0.065 | F | 8 | 0.2 | F | 8 | -9900 | -9900 | ? | 0
2003-12-26 | 4:00 | 0 | 0 | 0 | 2 | 0 | 0 | 2 | 0 | 0 | 2 | 0 | 0 | 2 | 0 | 0 | 2 | 0 | 0 | 2 | 0 | 0 | 2 | 0 | 10 | E | 9 | 10 | E | 9 | 0 | A | 7 | -1 | A | 7 | 92 | A | 7 | 1004 | E | 9 | 190 | A | 7 | 2.1 | A | 7 | 16100 | A | 7 | 2100 | A | 7 | 1 | E | 8 | 0.065 | F | 8 | 0.2 | F | 8 | 0 | 24 | A | 7
2003-12-26 | 5:00 | 0 | 0 | 0 | 2 | 0 | 0 | 2 | 0 | 0 | 2 | 0 | 0 | 2 | 0 | 0 | 2 | 0 | 0 | 2 | 0 | 0 | 2 | 0 | 8 | E | 9 | 8 | E | 9 | 1 | A | 7 | -1 | A | 7 | 86 | A | 7 | 1004 | E | 9 | 0 | A | 7 | 0 | A | 7 | 16100 | A | 7 | 1170 | A | 7 | 1 | E | 8 | 0.065 | F | 8 | 0.2 | F | 8 | -9900 | -9900 | ? | 0
2003-12-26 | 6:00 | 0 | 0 | 0 | 2 | 0 | 0 | 2 | 0 | 0 | 2 | 0 | 0 | 2 | 0 | 0 | 2 | 0 | 0 | 2 | 0 | 0 | 2 | 0 | 6 | B | 8 | 6 | B | 8 | 1.1 | B | 8 | -1 | B | 8 | 85 | A | 7 | 1004 | E | 9 | 280 | B | 8 | 1.1 | B | 8 | -9900 | ? | 0 | 11585 | B | 8 | 1 | E | 8 | 0.065 | F | 8 | 0.2 | F | 8 | -9900 | -9900 | ? | 0
2003-12-26 | 7:00 | 0 | 0 | 0 | 2 | 0 | 0 | 2 | 0 | 0 | 2 | 0 | 0 | 2 | 0 | 0 | 2 | 0 | 0 | 2 | 0 | 0 | 2 | 0 | 5 | E | 9 | 5 | A | 7 | 1 | A | 7 | -1 | A | 7 | 86 | A | 7 | 1004 | E | 9 | 190 | A | 7 | 2.1 | A | 7 | 16100 | A | 7 | 77777 | A | 7 | 0.9 | E | 8 | 0.065 | F | 8 | 0.2 | F | 8 | -9900 | -9900 | ? | 0
2003-12-26 | 8:00 | 2 | 224 | 0 | 2 | 8 | 0 | 2 | 15 | 0 | 2 | 8 | 0 | 2 | 8 | 0 | 2 | 15 | 0 | 2 | 8 | 0 | 2 | 19 | 0 | E | 9 | 0 | A | 7 | 1 | A | 7 | -1 | A | 7 | 86 | A | 7 | 1004 | E | 9 | 170 | A | 7 | 2.1 | A | 7 | 16100 | A | 7 | 77777 | A | 7 | 1 | E | 8 | 0.065 | F | 8 | 0.2 | F | 8 | -9900 | -9900 | ? | 0
2003-12-26 | 9:00 | 129 | 1414 | 42 | 2 | 8 | 208 | 2 | 15 | 23 | 2 | 8 | 4300 | 2 | 8 | 11300 | 2 | 15 | 3300 | 2 | 8 | 420 | 2 | 19 | 3 | E | 9 | 3 | E | 9 | 1 | A | 7 | 0 | A | 7 | 93 | A | 7 | 1004 | E | 9 | 180 | A | 7 | 2.6 | A | 7 | 16100 | A | 7 | 77777 | A | 7 | 1 | E | 8 | 0.065 | F | 8 | 0.2 | F | 8 | -9900 | -9900 | ? | 0
2003-12-26 | 10:00 | 307 | 1414 | 118 | 2 | 8 | 157 | 2 | 15 | 84 | 2 | 8 | 12400 | 2 | 8 | 12300 | 2 | 15 | 9800 | 2 | 8 | 1630 | 2 | 19 | 5 | B | 8 | 5 | B | 8 | 2 | B | 8 | 0.5 | B | 8 | 90 | A | 7 | 1004 | E | 9 | 230 | B | 8 | 2.1 | B | 8 | -9900 | ? | 0 | 11630 | B | 8 | 1 | E | 8 | 0.065 | F | 8 | 0.2 | F | 8 | -9900 | -9900 | ? | 0
2003-12-26 | 11:00 | 439 | 1414 | 240 | 2 | 8 | 398 | 2 | 15 | 116 | 2 | 8 | 24800 | 2 | 8 | 35500 | 2 | 15 | 13700 | 2 | 8 | 2210 | 2 | 19 | 8 | E | 9 | 8 | E | 9 | 3 | A | 7 | 1 | A | 7 | 87 | A | 7 | 1004 | E | 9 | 270 | A | 7 | 1.5 | A | 7 | 16100 | A | 7 | 1260 | A | 7 | 1 | E | 8 | 0.065 | F | 8 | 0.2 | F | 8 | -9900 | -9900 | ? | 0
2003-12-26 | 12:00 | 515 | 1414 | 98 | 2 | 8 | 0 | 2 | 15 | 98 | 2 | 8 | 11400 | 2 | 8 | 0 | 2 | 15 | 11400 | 2 | 8 | 4010 | 2 | 19 | 3 | E | 9 | 3 | E | 9 | 5 | A | 7 | 2 | A | 7 | 81 | A | 7 | 1004 | E | 9 | 180 | A | 7 | 3.6 | A | 7 | 16100 | A | 7 | 77777 | A | 7 | 1 | E | 8 | 0.065 | F | 8 | 0.2 | F | 8 | -9900 | -9900 | ? | 0
2003-12-26 | 13:00 | 529 | 1414 | 157 | 2 | 8 | 18 | 2 | 15 | 150 | 2 | 8 | 17600 | 2 | 8 | 1300 | 2 | 15 | 17100 | 2 | 8 | 5530 | 2 | 19 | 8 | E | 9 | 8 | E | 9 | 6 | A | 7 | 3 | A | 7 | 81 | A | 7 | 1004 | E | 9 | 180 | A | 7 | 3.6 | A | 7 | 16100 | A | 7 | 1140 | A | 7 | 1 | E | 8 | 0.065 | F | 8 | 0.2 | F | 8 | -9900 | -9900 | ? | 0
2003-12-26 | 14:00 | 481 | 1414 | 201 | 2 | 8 | 144 | 2 | 15 | 152 | 2 | 8 | 21800 | 2 | 8 | 13600 | 2 | 15 | 17100 | 2 | 8 | 3460 | 2 | 19 | 5 | E | 9 | 5 | E | 9 | 6 | A | 7 | 2 | A | 7 | 75 | A | 7 | 1004 | E | 9 | 160 | A | 7 | 3.1 | A | 7 | 16100 | A | 7 | 77777 | A | 7 | 1 | E | 8 | 0.065 | F | 8 | 0.2 | F | 8 | -9900 | -9900 | ? | 0
2003-12-26 | 15:00 | 374 | 1414 | 150 | 2 | 8 | 87 | 2 | 15 | 127 | 2 | 8 | 16400 | 2 | 8 | 7800 | 2 | 15 | 14300 | 2 | 8 | 3090 | 2 | 19 | 10 | E | 9 | 10 | E | 9 | 6 | A | 7 | 3 | A | 7 | 81 | A | 7 | 1004 | E | 9 | 180 | A | 7 | 3.6 | A | 7 | 16100 | A | 7 | 510 | A | 7 | 1 | E | 8 | 0.065 | F | 8 | 0.2 | F | 8 | -9900 | -9900 | ? | 0
2003-12-26 | 16:00 | 215 | 1414 | 139 | 2 | 8 | 252 | 2 | 15 | 101 | 2 | 8 | 14000 | 2 | 8 | 15900 | 2 | 15 | 11600 | 2 | 8 | 2230 | 2 | 19 | 8 | E | 9 | 8 | E | 9 | 6 | A | 7 | 3 | A | 7 | 81 | A | 7 | 1004 | E | 9 | 170 | A | 7 | 4.1 | A | 7 | 16100 | A | 7 | 780 | A | 7 | 1 | E | 8 | 0.065 | F | 8 | 0.2 | F | 8 | -9900 | -9900 | ? | 0
2003-12-26 | 17:00 | 37 | 884 | 4 | 2 | 8 | 66 | 2 | 15 | 3 | 2 | 8 | 700 | 2 | 8 | 3400 | 2 | 15 | 600 | 2 | 8 | 80 | 2 | 19 | 3 | E | 9 | 3 | E | 9 | 4 | A | 7 | 2 | A | 7 | 87 | A | 7 | 1004 | E | 9 | 170 | A | 7 | 3.1 | A | 7 | 16100 | A | 7 | 77777 | A | 7 | 1 | E | 8 | 0.065 | F | 8 | 0.2 | F | 8 | -9900 | -9900 | ? | 0
2003-12-26 | 18:00 | 0 | 0 | 0 | 2 | 0 | 0 | 2 | 0 | 0 | 2 | 0 | 0 | 2 | 0 | 0 | 2 | 0 | 0 | 2 | 0 | 0 | 2 | 0 | 10 | E | 9 | 10 | E | 9 | 4 | A | 7 | 2 | A | 7 | 87 | A | 7 | 1004 | E | 9 | 190 | A | 7 | 2.1 | A | 7 | 16100 | A | 7 | 930 | A | 7 | 1 | E | 8 | 0.065 | F | 8 | 0.2 | F | 8 | -9900 | -9900 | ? | 0
2003-12-26 | 19:00 | 0 | 0 | 0 | 2 | 0 | 0 | 2 | 0 | 0 | 2 | 0 | 0 | 2 | 0 | 0 | 2 | 0 | 0 | 2 | 0 | 0 | 2 | 0 | 10 | E | 9 | 10 | E | 9 | 4 | A | 7 | 2 | A | 7 | 87 | A | 7 | 1004 | E | 9 | 220 | A | 7 | 1.5 | A | 7 | 16100 | A | 7 | 1110 | A | 7 | 1.1 | E | 8 | 0.065 | F | 8 | 0.2 | F | 8 | -9900 | -9900 | ? | 0
2003-12-26 | 20:00 | 0 | 0 | 0 | 2 | 0 | 0 | 2 | 0 | 0 | 2 | 0 | 0 | 2 | 0 | 0 | 2 | 0 | 0 | 2 | 0 | 0 | 2 | 0 | 8 | E | 9 | 8 | E | 9 | 4 | A | 7 | 2 | A | 7 | 87 | A | 7 | 1004 | E | 9 | 180 | A | 7 | 2.1 | A | 7 | 16100 | A | 7 | 1410 | A | 7 | 1.1 | E | 8 | 0.065 | F | 8 | 0.2 | F | 8 | -9900 | -9900 | ? | 0
2003-12-26 | 21:00 | 0 | 0 | 0 | 2 | 0 | 0 | 2 | 0 | 0 | 2 | 0 | 0 | 2 | 0 | 0 | 2 | 0 | 0 | 2 | 0 | 0 | 2 | 0 | 8 | E | 9 | 8 | E | 9 | 4 | A | 7 | 2 | A | 7 | 87 | A | 7 | 1004 | E | 9 | 170 | A | 7 | 2.6 | A | 7 | 16100 | A | 7 | 960 | A | 7 | 1.1 | E | 8 | 0.065 | F | 8 | 0.2 | F | 8 | -9900 | -9900 | ? | 0
2003-12-26 | 22:00 | 0 | 0 | 0 | 2 | 0 | 0 | 2 | 0 | 0 | 2 | 0 | 0 | 2 | 0 | 0 | 2 | 0 | 0 | 2 | 0 | 0 | 2 | 0 | 10 | E | 9 | 10 | E | 9 | 4 | A | 7 | 2 | A | 7 | 87 | A | 7 | 1004 | E | 9 | 170 | A | 7 | 4.1 | A | 7 | 16100 | A | 7 | 1170 | A | 7 | 1.2 | E | 8 | 0.065 | F | 8 | 0.2 | F | 8 | -9900 | -9900 | ? | 0
2003-12-26 | 23:00 | 0 | 0 | 0 | 2 | 0 | 0 | 2 | 0 | 0 | 2 | 0 | 0 | 2 | 0 | 0 | 2 | 0 | 0 | 2 | 0 | 0 | 2 | 0 | 9 | E | 9 | 9 | E | 9 | 4 | A | 7 | 2 | A | 7 | 87 | A | 7 | 1004 | E | 9 | 180 | A | 7 | 3.1 | A | 7 | 16100 | A | 7 | 1440 | A | 7 | 1.2 | E | 8 | 0.065 | F | 8 | 0.2 | F | 8 | -9900 | -9900 | ? | 0
2003-12-26 | 24:00 | 0 | 0 | 0 | 2 | 0 | 0 | 2 | 0 | 0 | 2 | 0 | 0 | 2 | 0 | 0 | 2 | 0 | 0 | 2 | 0 | 0 | 2 | 0 | 10 | E | 9 | 10 | E | 9 | 4 | A | 7 | 2 | A | 7 | 87 | A | 7 | 1004 | E | 9 | 180 | A | 7 | 5.1 | A | 7 | 16100 | A | 7 | 870 | A | 7 | 1.2 | E | 8 | 0.065 | F | 8 | 0.2 | F | 8 | -9900 | -9900 | ? | 0
2003-12-27 | 1:00 | 0 | 0 | 0 | 2 | 0 | 0 | 2 | 0 | 0 | 2 | 0 | 0 | 2 | 0 | 0 | 2 | 0 | 0 | 2 | 0 | 0 | 2 | 0 | 10 | E | 9 | 10 | E | 9 | 3 | A | 7 | 2 | A | 7 | 93 | A | 7 | 1004 | E | 9 | 190 | A | 7 | 4.1 | A | 7 | 14500 | A | 7 | 660 | A | 7 | 1.3 | E | 8 | 0.065 | F | 8 | 0.2 | F | 8 | 0 | 1 | A | 7
2003-12-27 | 2:00 | 0 | 0 | 0 | 2 | 0 | 0 | 2 | 0 | 0 | 2 | 0 | 0 | 2 | 0 | 0 | 2 | 0 | 0 | 2 | 0 | 0 | 2 | 0 | 10 | E | 9 | 10 | E | 9 | 3 | A | 7 | 1 | A | 7 | 87 | A | 7 | 1004 | E | 9 | 190 | A | 7 | 5.7 | A | 7 | 16100 | A | 7 | 750 | A | 7 | 1.2 | E | 8 | 0.065 | F | 8 | 0.2 | F | 8 | 0 | 1 | A | 7
2003-12-27 | 3:00 | 0 | 0 | 0 | 2 | 0 | 0 | 2 | 0 | 0 | 2 | 0 | 0 | 2 | 0 | 0 | 2 | 0 | 0 | 2 | 0 | 0 | 2 | 0 | 8 | E | 9 | 8 | E | 9 | 3 | A | 7 | 1 | A | 7 | 87 | A | 7 | 1004 | E | 9 | 180 | A | 7 | 5.1 | A | 7 | 16100 | A | 7 | 900 | A | 7 | 1.1 | E | 8 | 0.065 | F | 8 | 0.2 | F | 8 | 0 | 1 | A | 7
2003-12-27 | 4:00 | 0 | 0 | 0 | 2 | 0 | 0 | 2 | 0 | 0 | 2 | 0 | 0 | 2 | 0 | 0 | 2 | 0 | 0 | 2 | 0 | 0 | 2 | 0 | 8 | E | 9 | 8 | E | 9 | 2 | A | 7 | 1 | A | 7 | 93 | A | 7 | 1004 | E | 9 | 180 | A | 7 | 5.1 | A | 7 | 16100 | A | 7 | 930 | A | 7 | 1 | E | 8 | 0.065 | F | 8 | 0.2 | F | 8 | 1 | 6 | A | 7
2003-12-27 | 5:00 | 0 | 0 | 0 | 2 | 0 | 0 | 2 | 0 | 0 | 2 | 0 | 0 | 2 | 0 | 0 | 2 | 0 | 0 | 2 | 0 | 0 | 2 | 0 | 4 | E | 9 | 4 | E | 9 | 2 | A | 7 | -1 | A | 7 | 80 | A | 7 | 1004 | E | 9 | 190 | A | 7 | 2.1 | A | 7 | 16100 | A | 7 | 77777 | A | 7 | 1 | E | 8 | 0.065 | F | 8 | 0.2 | F | 8 | -9900 | -9900 | ? | 0
2003-12-27 | 6:00 | 0 | 0 | 0 | 2 | 0 | 0 | 2 | 0 | 0 | 2 | 0 | 0 | 2 | 0 | 0 | 2 | 0 | 0 | 2 | 0 | 0 | 2 | 0 | 8 | E | 9 | 8 | E | 9 | 1 | A | 7 | 0 | A | 7 | 93 | A | 7 | 1004 | E | 9 | 180 | A | 7 | 3.1 | A | 7 | 14500 | A | 7 | 990 | A | 7 | 1 | E | 8 | 0.065 | F | 8 | 0.2 | F | 8 | -9900 | -9900 | ? | 0
2003-12-27 | 7:00 | 0 | 0 | 0 | 2 | 0 | 0 | 2 | 0 | 0 | 2 | 0 | 0 | 2 | 0 | 0 | 2 | 0 | 0 | 2 | 0 | 0 | 2 | 0 | 3 | E | 9 | 3 | E | 9 | 1 | A | 7 | -1 | A | 7 | 86 | A | 7 | 1004 | E | 9 | 190 | A | 7 | 1.5 | A | 7 | 16100 | A | 7 | 77777 | A | 7 | 1 | E | 8 | 0.065 | F | 8 | 0.2 | F | 8 | -9900 | -9900 | ? | 0
2003-12-27 | 8:00 | 2 | 224 | 0 | 2 | 8 | 0 | 2 | 15 | 0 | 2 | 8 | 0 | 2 | 8 | 0 | 2 | 15 | 0 | 2 | 8 | 0 | 2 | 19 | 8 | E | 9 | 8 | E | 9 | 1 | A | 7 | -1 | A | 7 | 86 | A | 7 | 1004 | E | 9 | 190 | A | 7 | 3.6 | A | 7 | 16100 | A | 7 | 1170 | A | 7 | 1.1 | E | 8 | 0.065 | F | 8 | 0.2 | F | 8 | -9900 | -9900 | ? | 0
2003-12-27 | 9:00 | 128 | 1415 | 39 | 2 | 8 | 97 | 2 | 15 | 30 | 2 | 8 | 4100 | 2 | 8 | 4400 | 2 | 15 | 3700 | 2 | 8 | 540 | 2 | 19 | 4 | E | 9 | 4 | E | 9 | 2 | A | 7 | 1 | A | 7 | 93 | A | 7 | 1004 | E | 9 | 180 | A | 7 | 5.1 | A | 7 | 16100 | A | 7 | 77777 | A | 7 | 1.1 | E | 8 | 0.065 | F | 8 | 0.2 | F | 8 | -9900 | -9900 | ? | 0
2003-12-27 | 10:00 | 306 | 1415 | 66 | 2 | 8 | 0 | 2 | 15 | 66 | 2 | 8 | 7500 | 2 | 8 | 0 | 2 | 15 | 7500 | 2 | 8 | 2390 | 2 | 19 | 10 | E | 9 | 10 | E | 9 | 3 | A | 7 | 1 | A | 7 | 87 | A | 7 | 1004 | E | 9 | 180 | A | 7 | 6.7 | A | 7 | 16100 | A | 7 | 900 | A | 7 | 1.2 | E | 8 | 0.065 | F | 8 | 0.2 | F | 8 | -9900 | -9900 | ? | 0
2003-12-27 | 11:00 | 439 | 1415 | 73 | 2 | 8 | 0 | 2 | 15 | 73 | 2 | 8 | 8500 | 2 | 8 | 0 | 2 | 15 | 8500 | 2 | 8 | 2980 | 2 | 19 | 10 | E | 9 | 10 | E | 9 | 3 | A | 7 | 2 | A | 7 | 93 | A | 7 | 1004 | E | 9 | 170 | A | 7 | 7.2 | A | 7 | 14500 | A | 7 | 840 | A | 7 | 1.3 | E | 8 | 0.065 | F | 8 | 0.2 | F | 8 | 0 | 1 | A | 7
2003-12-27 | 12:00 | 516 | 1415 | 92 | 2 | 8 | 0 | 2 | 15 | 92 | 2 | 8 | 10700 | 2 | 8 | 0 | 2 | 15 | 10700 | 2 | 8 | 3820 | 2 | 19 | 9 | E | 9 | 9 | E | 9 | 4 | A | 7 | 2 | A | 7 | 87 | A | 7 | 1004 | E | 9 | 190 | A | 7 | 6.7 | A | 7 | 11300 | A | 7 | 600 | A | 7 | 1.4 | E | 8 | 0.065 | F | 8 | 0.2 | F | 8 | 1 | 1 | A | 7
2003-12-27 | 13:00 | 531 | 1415 | 163 | 2 | 8 | 24 | 2 | 15 | 154 | 2 | 8 | 18300 | 2 | 8 | 1800 | 2 | 15 | 17600 | 2 | 8 | 5620 | 2 | 19 | 8 | E | 9 | 8 | E | 9 | 4 | A | 7 | 2 | A | 7 | 87 | A | 7 | 1004 | E | 9 | 180 | A | 7 | 8.7 | A | 7 | 16100 | A | 7 | 840 | A | 7 | 1.5 | E | 8 | 0.065 | F | 8 | 0.2 | F | 8 | 1 | 1 | A | 7
2003-12-27 | 14:00 | 483 | 1415 | 173 | 2 | 8 | 56 | 2 | 15 | 154 | 2 | 8 | 19000 | 2 | 8 | 5300 | 2 | 15 | 17200 | 2 | 8 | 4040 | 2 | 19 | 9 | E | 9 | 9 | E | 9 | 4 | A | 7 | 2 | A | 7 | 87 | A | 7 | 1004 | E | 9 | 170 | A | 7 | 8.2 | A | 7 | 16100 | A | 7 | 810 | A | 7 | 1.4 | E | 8 | 0.065 | F | 8 | 0.2 | F | 8 | 1 | 1 | A | 7
2003-12-27 | 15:00 | 376 | 1415 | 133 | 2 | 8 | 47 | 2 | 15 | 120 | 2 | 8 | 14500 | 2 | 8 | 4200 | 2 | 15 | 13400 | 2 | 8 | 2980 | 2 | 19 | 10 | E | 9 | 10 | E | 9 | 4 | A | 7 | 2 | A | 7 | 87 | A | 7 | 1004 | E | 9 | 180 | A | 7 | 6.7 | A | 7 | 9700 | A | 7 | 630 | A | 7 | 1.4 | E | 8 | 0.065 | F | 8 | 0.2 | F | 8 | 0 | 1 | A | 7
2003-12-27 | 16:00 | 217 | 1415 | 107 | 2 | 8 | 155 | 2 | 15 | 83 | 2 | 8 | 11400 | 2 | 8 | 10600 | 2 | 15 | 9700 | 2 | 8 | 1760 | 2 | 19 | 10 | E | 9 | 10 | E | 9 | 5 | A | 7 | 3 | A | 7 | 87 | A | 7 | 1004 | E | 9 | 180 | A | 7 | 5.7 | A | 7 | 12900 | A | 7 | 630 | A | 7 | 1.4 | E | 8 | 0.065 | F | 8 | 0.2 | F | 8 | 0 | 1 | A | 7
2003-12-27 | 17:00 | 39 | 884 | 3 | 2 | 8 | 42 | 2 | 15 | 3 | 2 | 8 | 600 | 2 | 8 | 1800 | 2 | 15 | 500 | 2 | 8 | 60 | 2 | 19 | 10 | E | 9 | 10 | A | 7 | 5 | A | 7 | 4 | A | 7 | 93 | A | 7 | 1004 | E | 9 | 210 | A | 7 | 4.1 | A | 7 | 16100 | A | 7 | 750 | A | 7 | 1.4 | E | 8 | 0.065 | F | 8 | 0.2 | F | 8 | 0 | 1 | A | 7
2003-12-27 | 18:00 | 0 | 0 | 0 | 2 | 0 | 0 | 2 | 0 | 0 | 2 | 0 | 0 | 2 | 0 | 0 | 2 | 0 | 0 | 2 | 0 | 0 | 2 | 0 | 10 | E | 9 | 10 | A | 7 | 6 | A | 7 | 4 | A | 7 | 87 | A | 7 | 1004 | E | 9 | 200 | A | 7 | 2.6 | A | 7 | 9700 | A | 7 | 690 | A | 7 | 1.4 | E | 8 | 0.065 | F | 8 | 0.2 | F | 8 | 3 | 1 | A | 7
2003-12-27 | 19:00 | 0 | 0 | 0 | 2 | 0 | 0 | 2 | 0 | 0 | 2 | 0 | 0 | 2 | 0 | 0 | 2 | 0 | 0 | 2 | 0 | 0 | 2 | 0 | 9 | E | 9 | 9 | A | 7 | 6 | A | 7 | 4 | A | 7 | 87 | A | 7 | 1004 | E | 9 | 180 | A | 7 | 4.6 | A | 7 | 16100 | A | 7 | 600 | A | 7 | 1.3 | E | 8 | 0.065 | F | 8 | 0.2 | F | 8 | 2 | 1 | A | 7
2003-12-27 | 20:00 | 0 | 0 | 0 | 2 | 0 | 0 | 2 | 0 | 0 | 2 | 0 | 0 | 2 | 0 | 0 | 2 | 0 | 0 | 2 | 0 | 0 | 2 | 0 | 10 | E | 9 | 10 | A | 7 | 7 | A | 7 | 4 | A | 7 | 81 | A | 7 | 1004 | E | 9 | 220 | A | 7 | 1.5 | A | 7 | 14500 | A | 7 | 870 | A | 7 | 1.3 | E | 8 | 0.065 | F | 8 | 0.2 | F | 8 | 0 | 1 | A | 7
2003-12-27 | 21:00 | 0 | 0 | 0 | 2 | 0 | 0 | 2 | 0 | 0 | 2 | 0 | 0 | 2 | 0 | 0 | 2 | 0 | 0 | 2 | 0 | 0 | 2 | 0 | 5 | E | 9 | 5 | A | 7 | 7 | A | 7 | 4 | A | 7 | 81 | A | 7 | 1004 | E | 9 | 180 | A | 7 | 4.6 | A | 7 | 16100 | A | 7 | 77777 | A | 7 | 1.3 | E | 8 | 0.065 | F | 8 | 0.2 | F | 8 | 0 | 1 | A | 7
2003-12-27 | 22:00 | 0 | 0 | 0 | 2 | 0 | 0 | 2 | 0 | 0 | 2 | 0 | 0 | 2 | 0 | 0 | 2 | 0 | 0 | 2 | 0 | 0 | 2 | 0 | 10 | E | 9 | 10 | A | 7 | 7 | A | 7 | 4 | A | 7 | 81 | A | 7 | 1004 | E | 9 | 190 | A | 7 | 2.1 | A | 7 | 16100 | A | 7 | 900 | A | 7 | 1.3 | E | 8 | 0.065 | F | 8 | 0.2 | F | 8 | 1 | 1 | A | 7
2003-12-27 | 23:00 | 0 | 0 | 0 | 2 | 0 | 0 | 2 | 0 | 0 | 2 | 0 | 0 | 2 | 0 | 0 | 2 | 0 | 0 | 2 | 0 | 0 | 2 | 0 | 10 | E | 9 | 10 | A | 7 | 7 | A | 7 | 4 | A | 7 | 81 | A | 7 | 1004 | E | 9 | 180 | A | 7 | 3.1 | A | 7 | 16100 | A | 7 | 990 | A | 7 | 1.3 | E | 8 | 0.065 | F | 8 | 0.2 | F | 8 | 0 | 1 | A | 7
2003-12-27 | 24:00 | 0 | 0 | 0 | 2 | 0 | 0 | 2 | 0 | 0 | 2 | 0 | 0 | 2 | 0 | 0 | 2 | 0 | 0 | 2 | 0 | 0 | 2 | 0 | 9 | E | 9 | 9 | A | 7 | 7 | A | 7 | 4 | A | 7 | 81 | A | 7 | 1004 | E | 9 | 190 | A | 7 | 2.6 | A | 7 | 16100 | A | 7 | 630 | A | 7 | 1.3 | E | 8 | 0.065 | F | 8 | 0.2 | F | 8 | 1 | 1 | A | 7
2003-12-28 | 1:00 | 0 | 0 | 0 | 2 | 0 | 0 | 2 | 0 | 0 | 2 | 0 | 0 | 2 | 0 | 0 | 2 | 0 | 0 | 2 | 0 | 0 | 2 | 0 | 10 | E | 9 | 10 | A | 7 | 6 | A | 7 | 4 | A | 7 | 87 | A | 7 | 1004 | E | 9 | 140 | A | 7 | 1.5 | A | 7 | 16100 | A | 7 | 1080 | A | 7 | 1.3 | E | 8 | 0.065 | F | 8 | 0.2 | F | 8 | 0 | 1 | A | 7
2003-12-28 | 2:00 | 0 | 0 | 0 | 2 | 0 | 0 | 2 | 0 | 0 | 2 | 0 | 0 | 2 | 0 | 0 | 2 | 0 | 0 | 2 | 0 | 0 | 2 | 0 | 10 | E | 9 | 10 | A | 7 | 6 | A | 7 | 4 | A | 7 | 87 | A | 7 | 1004 | E | 9 | 170 | A | 7 | 1.5 | A | 7 | 16100 | A | 7 | 960 | A | 7 | 1.3 | E | 8 | 0.065 | F | 8 | 0.2 | F | 8 | 0 | 1 | A | 7
2003-12-28 | 3:00 | 0 | 0 | 0 | 2 | 0 | 0 | 2 | 0 | 0 | 2 | 0 | 0 | 2 | 0 | 0 | 2 | 0 | 0 | 2 | 0 | 0 | 2 | 0 | 10 | E | 9 | 9 | A | 7 | 7 | A | 7 | 4 | A | 7 | 81 | A | 7 | 1004 | E | 9 | 200 | A | 7 | 3.6 | A | 7 | 14500 | A | 7 | 540 | A | 7 | 1.3 | E | 8 | 0.065 | F | 8 | 0.2 | F | 8 | 0 | 1 | A | 7
2003-12-28 | 4:00 | 0 | 0 | 0 | 2 | 0 | 0 | 2 | 0 | 0 | 2 | 0 | 0 | 2 | 0 | 0 | 2 | 0 | 0 | 2 | 0 | 0 | 2 | 0 | 10 | E | 9 | 10 | A | 7 | 7 | A | 7 | 4 | A | 7 | 81 | A | 7 | 1004 | E | 9 | 0 | A | 7 | 0 | A | 7 | 12900 | A | 7 | 600 | A | 7 | 1.3 | E | 8 | 0.065 | F | 8 | 0.2 | F | 8 | 0 | 1 | A | 7
2003-12-28 | 5:00 | 0 | 0 | 0 | 2 | 0 | 0 | 2 | 0 | 0 | 2 | 0 | 0 | 2 | 0 | 0 | 2 | 0 | 0 | 2 | 0 | 0 | 2 | 0 | 10 | E | 9 | 10 | A | 7 | 7 | A | 7 | 4 | A | 7 | 81 | A | 7 | 1004 | E | 9 | 150 | A | 7 | 3.1 | A | 7 | 16100 | A | 7 | 870 | A | 7 | 1.3 | E | 8 | 0.065 | F | 8 | 0.2 | F | 8 | -9900 | -9900 | ? | 0
2003-12-28 | 6:00 | 0 | 0 | 0 | 2 | 0 | 0 | 2 | 0 | 0 | 2 | 0 | 0 | 2 | 0 | 0 | 2 | 0 | 0 | 2 | 0 | 0 | 2 | 0 | 10 | E | 9 | 10 | A | 7 | 7 | A | 7 | 4 | A | 7 | 81 | A | 7 | 1004 | E | 9 | 200 | A | 7 | 2.6 | A | 7 | 16100 | A | 7 | 840 | A | 7 | 1.3 | E | 8 | 0.065 | F | 8 | 0.2 | F | 8 | -9900 | -9900 | ? | 0
2003-12-28 | 7:00 | 0 | 0 | 0 | 2 | 0 | 0 | 2 | 0 | 0 | 2 | 0 | 0 | 2 | 0 | 0 | 2 | 0 | 0 | 2 | 0 | 0 | 2 | 0 | 10 | E | 9 | 10 | A | 7 | 7 | A | 7 | 4 | A | 7 | 81 | A | 7 | 1004 | E | 9 | 190 | A | 7 | 3.6 | A | 7 | 16100 | A | 7 | 930 | A | 7 | 1.3 | E | 8 | 0.065 | F | 8 | 0.2 | F | 8 | 0 | 1 | A | 7
2003-12-28 | 8:00 | 2 | 224 | 0 | 2 | 8 | 0 | 2 | 15 | 0 | 2 | 8 | 0 | 2 | 8 | 0 | 2 | 15 | 0 | 2 | 8 | 0 | 2 | 19 | 10 | E | 9 | 10 | A | 7 | 7 | A | 7 | 4 | A | 7 | 81 | A | 7 | 1004 | E | 9 | 190 | A | 7 | 3.1 | A | 7 | 14500 | A | 7 | 930 | A | 7 | 1.3 | E | 8 | 0.065 | F | 8 | 0.2 | F | 8 | -9900 | -9900 | ? | 0
2003-12-28 | 9:00 | 128 | 1415 | 24 | 2 | 8 | 21 | 2 | 15 | 22 | 2 | 8 | 2600 | 2 | 8 | 1300 | 2 | 15 | 2500 | 2 | 8 | 550 | 2 | 19 | 10 | E | 9 | 10 | A | 7 | 7 | A | 7 | 5 | A | 7 | 87 | A | 7 | 1004 | E | 9 | 150 | A | 7 | 2.6 | A | 7 | 16100 | A | 7 | 900 | A | 7 | 1.3 | E | 8 | 0.065 | F | 8 | 0.2 | F | 8 | -9900 | -9900 | ? | 0
2003-12-28 | 10:00 | 306 | 1415 | 52 | 2 | 8 | 0 | 2 | 15 | 52 | 2 | 8 | 6000 | 2 | 8 | 0 | 2 | 15 | 6000 | 2 | 8 | 1990 | 2 | 19 | 10 | E | 9 | 10 | A | 7 | 7 | A | 7 | 5 | A | 7 | 87 | A | 7 | 1004 | E | 9 | 180 | A | 7 | 3.6 | A | 7 | 6400 | A | 7 | 510 | A | 7 | 1.3 | E | 8 | 0.065 | F | 8 | 0.2 | F | 8 | 0 | 1 | A | 7
2003-12-28 | 11:00 | 439 | 1415 | 63 | 2 | 8 | 0 | 2 | 15 | 63 | 2 | 8 | 7400 | 2 | 8 | 0 | 2 | 15 | 7400 | 2 | 8 | 2640 | 2 | 19 | 10 | E | 9 | 10 | A | 7 | 7 | A | 7 | 6 | A | 7 | 93 | A | 7 | 1004 | E | 9 | 180 | A | 7 | 3.6 | A | 7 | 9700 | A | 7 | 570 | A | 7 | 1.5 | E | 8 | 0.065 | F | 8 | 0.2 | F | 8 | 0 | 1 | A | 7
2003-12-28 | 12:00 | 516 | 1415 | 144 | 2 | 8 | 12 | 2 | 15 | 140 | 2 | 8 | 16300 | 2 | 8 | 800 | 2 | 15 | 15900 | 2 | 8 | 5210 | 2 | 19 | 10 | E | 9 | 10 | A | 7 | 7 | A | 7 | 5 | A | 7 | 87 | A | 7 | 1004 | E | 9 | 170 | A | 7 | 5.7 | A | 7 | 8000 | A | 7 | 150 | A | 7 | 1.6 | E | 8 | 0.065 | F | 8 | 0.2 | F | 8 | 1 | 1 | A | 7
2003-12-28 | 13:00 | 532 | 1415 | 88 | 2 | 8 | 0 | 2 | 15 | 88 | 2 | 8 | 10300 | 2 | 8 | 0 | 2 | 15 | 10300 | 2 | 8 | 3730 | 2 | 19 | 10 | E | 9 | 10 | A | 7 | 7 | A | 7 | 4 | A | 7 | 81 | A | 7 | 1004 | E | 9 | 170 | A | 7 | 5.1 | A | 7 | 9700 | A | 7 | 570 | A | 7 | 1.7 | E | 8 | 0.065 | F | 8 | 0.2 | F | 8 | 2 | 1 | A | 7
2003-12-28 | 14:00 | 485 | 1415 | 76 | 2 | 8 | 0 | 2 | 15 | 76 | 2 | 8 | 8900 | 2 | 8 | 0 | 2 | 15 | 8900 | 2 | 8 | 3190 | 2 | 19 | 10 | E | 9 | 10 | A | 7 | 7 | A | 7 | 5 | A | 7 | 87 | A | 7 | 1004 | E | 9 | 170 | A | 7 | 4.6 | A | 7 | 16100 | A | 7 | 780 | A | 7 | 1.7 | E | 8 | 0.065 | F | 8 | 0.2 | F | 8 | 1 | 1 | A | 7
2003-12-28 | 15:00 | 378 | 1415 | 124 | 2 | 8 | 40 | 2 | 15 | 113 | 2 | 8 | 13500 | 2 | 8 | 3600 | 2 | 15 | 12600 | 2 | 8 | 2860 | 2 | 19 | 10 | E | 9 | 10 | A | 7 | 8 | A | 7 | 5 | A | 7 | 81 | A | 7 | 1004 | E | 9 | 170 | A | 7 | 6.7 | A | 7 | 11300 | A | 7 | 690 | A | 7 | 1.7 | E | 8 | 0.065 | F | 8 | 0.2 | F | 8 | 0 | 1 | A | 7
2003-12-28 | 16:00 | 220 | 1415 | 90 | 2 | 8 | 94 | 2 | 15 | 75 | 2 | 8 | 9600 | 2 | 8 | 6500 | 2 | 15 | 8600 | 2 | 8 | 1590 | 2 | 19 | 10 | E | 9 | 10 | A | 7 | 7 | A | 7 | 5 | A | 7 | 87 | A | 7 | 1004 | E | 9 | 180 | A | 7 | 5.7 | A | 7 | 16100 | A | 7 | 900 | A | 7 | 1.7 | E | 8 | 0.065 | F | 8 | 0.2 | F | 8 | 0 | 1 | A | 7
2003-12-28 | 17:00 | 40 | 908 | 3 | 2 | 8 | 26 | 2 | 15 | 3 | 2 | 8 | 500 | 2 | 8 | 1100 | 2 | 15 | 400 | 2 | 8 | 60 | 2 | 19 | 10 | E | 9 | 10 | A | 7 | 7 | A | 7 | 4 | A | 7 | 81 | A | 7 | 1004 | E | 9 | 170 | A | 7 | 5.7 | A | 7 | 16100 | A | 7 | 870 | A | 7 | 1.7 | E | 8 | 0.065 | F | 8 | 0.2 | F | 8 | -9900 | -9900 | ? | 0
2003-12-28 | 18:00 | 0 | 0 | 0 | 2 | 0 | 0 | 2 | 0 | 0 | 2 | 0 | 0 | 2 | 0 | 0 | 2 | 0 | 0 | 2 | 0 | 0 | 2 | 0 | 10 | E | 9 | 10 | A | 7 | 7 | A | 7 | 4 | A | 7 | 81 | A | 7 | 1004 | E | 9 | 170 | A | 7 | 2.6 | A | 7 | 16100 | A | 7 | 1050 | A | 7 | 1.8 | E | 8 | 0.065 | F | 8 | 0.2 | F | 8 | 0 | 1 | A | 7
2003-12-28 | 19:00 | 0 | 0 | 0 | 2 | 0 | 0 | 2 | 0 | 0 | 2 | 0 | 0 | 2 | 0 | 0 | 2 | 0 | 0 | 2 | 0 | 0 | 2 | 0 | 10 | E | 9 | 10 | A | 7 | 7 | A | 7 | 4 | A | 7 | 81 | A | 7 | 1004 | E | 9 | 140 | A | 7 | 1.5 | A | 7 | 16100 | A | 7 | 630 | A | 7 | 1.8 | E | 8 | 0.065 | F | 8 | 0.2 | F | 8 | 0 | 1 | A | 7
2003-12-28 | 20:00 | 0 | 0 | 0 | 2 | 0 | 0 | 2 | 0 | 0 | 2 | 0 | 0 | 2 | 0 | 0 | 2 | 0 | 0 | 2 | 0 | 0 | 2 | 0 | 10 | E | 9 | 10 | A | 7 | 7 | A | 7 | 4 | A | 7 | 81 | A | 7 | 1004 | E | 9 | 70 | A | 7 | 1.5 | A | 7 | 14500 | A | 7 | 570 | A | 7 | 1.8 | E | 8 | 0.065 | F | 8 | 0.2 | F | 8 | 0 | 1 | A | 7
2003-12-28 | 21:00 | 0 | 0 | 0 | 2 | 0 | 0 | 2 | 0 | 0 | 2 | 0 | 0 | 2 | 0 | 0 | 2 | 0 | 0 | 2 | 0 | 0 | 2 | 0 | 10 | E | 9 | 10 | A | 7 | 6 | A | 7 | 4 | A | 7 | 87 | A | 7 | 1004 | E | 9 | 110 | A | 7 | 1.5 | A | 7 | 12900 | A | 7 | 60 | A | 7 | 1.9 | E | 8 | 0.065 | F | 8 | 0.2 | F | 8 | 2 | 1 | A | 7
2003-12-28 | 22:00 | 0 | 0 | 0 | 2 | 0 | 0 | 2 | 0 | 0 | 2 | 0 | 0 | 2 | 0 | 0 | 2 | 0 | 0 | 2 | 0 | 0 | 2 | 0 | 10 | E | 9 | 10 | A | 7 | 5 | A | 7 | 2 | A | 7 | 81 | A | 7 | 1004 | E | 9 | 40 | A | 7 | 2.1 | A | 7 | 11300 | A | 7 | 30 | A | 7 | 2 | E | 8 | 0.065 | F | 8 | 0.2 | F | 8 | 4 | 1 | A | 7
2003-12-28 | 23:00 | 0 | 0 | 0 | 2 | 0 | 0 | 2 | 0 | 0 | 2 | 0 | 0 | 2 | 0 | 0 | 2 | 0 | 0 | 2 | 0 | 0 | 2 | 0 | 10 | E | 9 | 10 | A | 7 | 4 | A | 7 | 2 | A | 7 | 87 | A | 7 | 1004 | E | 9 | 30 | A | 7 | 3.6 | A | 7 | 12900 | A | 7 | 420 | A | 7 | 2 | E | 8 | 0.065 | F | 8 | 0.2 | F | 8 | 4 | 1 | A | 7
2003-12-28 | 24:00 | 0 | 0 | 0 | 2 | 0 | 0 | 2 | 0 | 0 | 2 | 0 | 0 | 2 | 0 | 0 | 2 | 0 | 0 | 2 | 0 | 0 | 2 | 0 | 10 | E | 9 | 10 | A | 7 | 2 | A | 7 | 0 | A | 7 | 87 | A | 7 | 1004 | E | 9 | 20 | A | 7 | 4.1 | A | 7 | 4800 | A | 7 | 180 | A | 7 | 2 | E | 8 | 0.065 | F | 8 | 0.2 | F | 8 | 5 | 1 | A | 7
2003-12-29 | 1:00 | 0 | 0 | 0 | 2 | 0 | 0 | 2 | 0 | 0 | 2 | 0 | 0 | 2 | 0 | 0 | 2 | 0 | 0 | 2 | 0 | 0 | 2 | 0 | 10 | E | 9 | 10 | A | 7 | 1 | A | 7 | -1 | A | 7 | 86 | A | 7 | 1004 | E | 9 | 360 | A | 7 | 5.7 | A | 7 | 8000 | A | 7 | 360 | A | 7 | 2 | E | 8 | 0.065 | F | 8 | 0.2 | F | 8 | 3 | 1 | A | 7
2003-12-29 | 2:00 | 0 | 0 | 0 | 2 | 0 | 0 | 2 | 0 | 0 | 2 | 0 | 0 | 2 | 0 | 0 | 2 | 0 | 0 | 2 | 0 | 0 | 2 | 0 | 10 | E | 9 | 10 | A | 7 | 1 | A | 7 | -1 | A | 7 | 86 | A | 7 | 1004 | E | 9 | 330 | A | 7 | 3.6 | A | 7 | 4800 | A | 7 | 300 | A | 7 | 1.9 | E | 8 | 0.065 | F | 8 | 0.2 | F | 8 | 4 | 1 | A | 7
2003-12-29 | 3:00 | 0 | 0 | 0 | 2 | 0 | 0 | 2 | 0 | 0 | 2 | 0 | 0 | 2 | 0 | 0 | 2 | 0 | 0 | 2 | 0 | 0 | 2 | 0 | 10 | E | 9 | 10 | A | 7 | 1 | A | 7 | -1 | A | 7 | 86 | A | 7 | 1004 | E | 9 | 310 | A | 7 | 2.1 | A | 7 | 8000 | A | 7 | 540 | A | 7 | 1.8 | E | 8 | 0.065 | F | 8 | 0.2 | F | 8 | 4 | 1 | A | 7
2003-12-29 | 4:00 | 0 | 0 | 0 | 2 | 0 | 0 | 2 | 0 | 0 | 2 | 0 | 0 | 2 | 0 | 0 | 2 | 0 | 0 | 2 | 0 | 0 | 2 | 0 | 10 | E | 9 | 10 | A | 7 | 1 | A | 7 | -1 | A | 7 | 86 | A | 7 | 1004 | E | 9 | 310 | A | 7 | 1.5 | A | 7 | 4800 | A | 7 | 90 | A | 7 | 1.7 | E | 8 | 0.065 | F | 8 | 0.2 | F | 8 | 1 | 1 | A | 7
2003-12-29 | 5:00 | 0 | 0 | 0 | 2 | 0 | 0 | 2 | 0 | 0 | 2 | 0 | 0 | 2 | 0 | 0 | 2 | 0 | 0 | 2 | 0 | 0 | 2 | 0 | 10 | E | 9 | 10 | A | 7 | 1 | A | 7 | -1 | A | 7 | 86 | A | 7 | 1004 | E | 9 | 290 | A | 7 | 2.1 | A | 7 | 4800 | A | 7 | 60 | A | 7 | 1.6 | E | 8 | 0.065 | F | 8 | 0.2 | F | 8 | 1 | 1 | A | 7
2003-12-29 | 6:00 | 0 | 0 | 0 | 2 | 0 | 0 | 2 | 0 | 0 | 2 | 0 | 0 | 2 | 0 | 0 | 2 | 0 | 0 | 2 | 0 | 0 | 2 | 0 | 10 | E | 9 | 10 | A | 7 | 1 | A | 7 | -1 | A | 7 | 86 | A | 7 | 1004 | E | 9 | 290 | A | 7 | 2.1 | A | 7 | 3200 | A | 7 | 30 | A | 7 | 1.6 | E | 8 | 0.065 | F | 8 | 0.2 | F | 8 | 1 | 1 | A | 7
2003-12-29 | 7:00 | 0 | 0 | 0 | 2 | 0 | 0 | 2 | 0 | 0 | 2 | 0 | 0 | 2 | 0 | 0 | 2 | 0 | 0 | 2 | 0 | 0 | 2 | 0 | 10 | E | 9 | 10 | A | 7 | 1 | A | 7 | -1 | A | 7 | 86 | A | 7 | 1004 | E | 9 | 0 | A | 7 | 0 | A | 7 | 2000 | A | 7 | 30 | A | 7 | 1.5 | E | 8 | 0.065 | F | 8 | 0.2 | F | 8 | 0 | 1 | A | 7
2003-12-29 | 8:00 | 2 | 200 | 0 | 2 | 8 | 0 | 2 | 15 | 0 | 2 | 8 | 0 | 2 | 8 | 0 | 2 | 15 | 0 | 2 | 8 | 0 | 2 | 19 | 10 | B | 8 | 10 | B | 8 | 0.8 | B | 8 | -1.2 | B | 8 | 85 | A | 7 | 1004 | E | 9 | 0 | A | 7 | 0 | A | 7 | -9900 | ? | 0 | 255 | B | 8 | 1.5 | E | 8 | 0.065 | F | 8 | 0.2 | F | 8 | 2 | 1 | A | 7
2003-12-29 | 9:00 | 127 | 1415 | 12 | 2 | 8 | 0 | 2 | 15 | 12 | 2 | 8 | 1400 | 2 | 8 | 0 | 2 | 15 | 1400 | 2 | 8 | 470 | 2 | 19 | 10 | E | 9 | 10 | A | 7 | 1 | A | 7 | -1 | A | 7 | 86 | A | 7 | 1004 | E | 9 | 0 | A | 7 | 0 | A | 7 | 16100 | A | 7 | 480 | A | 7 | 1.4 | E | 8 | 0.065 | F | 8 | 0.2 | F | 8 | 4 | 1 | A | 7
2003-12-29 | 10:00 | 306 | 1415 | 70 | 2 | 8 | 0 | 2 | 15 | 70 | 2 | 8 | 7900 | 2 | 8 | 0 | 2 | 15 | 7900 | 2 | 8 | 2490 | 2 | 19 | 10 | E | 9 | 10 | A | 7 | 2 | A | 7 | -1 | A | 7 | 80 | A | 7 | 1004 | E | 9 | 0 | A | 7 | 0 | A | 7 | 16100 | A | 7 | 420 | A | 7 | 1.3 | E | 8 | 0.065 | F | 8 | 0.2 | F | 8 | 3 | 1 | A | 7
2003-12-29 | 11:00 | 440 | 1415 | 42 | 2 | 8 | 0 | 2 | 15 | 42 | 2 | 8 | 5100 | 2 | 8 | 0 | 2 | 15 | 5100 | 2 | 8 | 1850 | 2 | 19 | 10 | E | 9 | 10 | A | 7 | 1 | A | 7 | -1 | A | 7 | 86 | A | 7 | 1004 | E | 9 | 360 | A | 7 | 7.2 | A | 7 | 16100 | A | 7 | 390 | A | 7 | 1.2 | E | 8 | 0.065 | F | 8 | 0.2 | F | 8 | 1 | 1 | A | 7
2003-12-29 | 12:00 | 517 | 1415 | 104 | 2 | 8 | 0 | 2 | 15 | 104 | 2 | 8 | 12000 | 2 | 8 | 0 | 2 | 15 | 12000 | 2 | 8 | 4210 | 2 | 19 | 10 | E | 9 | 10 | A | 7 | 1 | A | 7 | -1 | A | 7 | 86 | A | 7 | 1004 | E | 9 | 350 | A | 7 | 5.1 | A | 7 | 16100 | A | 7 | 390 | A | 7 | 1.2 | E | 8 | 0.065 | F | 8 | 0.2 | F | 8 | -9900 | -9900 | ? | 0
2003-12-29 | 13:00 | 533 | 1415 | 131 | 2 | 8 | 0 | 2 | 15 | 131 | 2 | 8 | 14900 | 2 | 8 | 0 | 2 | 15 | 14900 | 2 | 8 | 5060 | 2 | 19 | 9 | E | 9 | 9 | A | 7 | 2 | A | 7 | -2 | A | 7 | 73 | A | 7 | 1004 | E | 9 | 360 | A | 7 | 7.2 | A | 7 | 16100 | A | 7 | 1800 | A | 7 | 1.1 | E | 8 | 0.065 | F | 8 | 0.2 | F | 8 | 1 | 3 | A | 7
2003-12-29 | 14:00 | 486 | 1415 | 193 | 2 | 8 | 100 | 2 | 15 | 159 | 2 | 8 | 21200 | 2 | 8 | 9400 | 2 | 15 | 17900 | 2 | 8 | 4150 | 2 | 19 | 10 | E | 9 | 10 | A | 7 | 2 | A | 7 | -2 | A | 7 | 73 | A | 7 | 1004 | E | 9 | 360 | A | 7 | 5.1 | A | 7 | 16100 | A | 7 | 1200 | A | 7 | 1.1 | E | 8 | 0.065 | F | 8 | 0.2 | F | 8 | -9900 | -9900 | ? | 0
2003-12-29 | 15:00 | 380 | 1415 | 107 | 2 | 8 | 7 | 2 | 15 | 105 | 2 | 8 | 11900 | 2 | 8 | 400 | 2 | 15 | 11800 | 2 | 8 | 3640 | 2 | 19 | 9 | E | 9 | 9 | A | 7 | 3 | A | 7 | -2 | A | 7 | 68 | A | 7 | 1004 | E | 9 | 350 | A | 7 | 6.2 | A | 7 | 16100 | A | 7 | 2400 | A | 7 | 1 | E | 8 | 0.065 | F | 8 | 0.2 | F | 8 | -9900 | -9900 | ? | 0
2003-12-29 | 16:00 | 222 | 1415 | 118 | 2 | 8 | 162 | 2 | 15 | 92 | 2 | 8 | 12400 | 2 | 8 | 11100 | 2 | 15 | 10700 | 2 | 8 | 1960 | 2 | 19 | 0 | E | 9 | 0 | A | 7 | 3 | A | 7 | -3 | A | 7 | 63 | A | 7 | 1004 | E | 9 | 360 | A | 7 | 6.2 | A | 7 | 16100 | A | 7 | 77777 | A | 7 | 1 | E | 8 | 0.065 | F | 8 | 0.2 | F | 8 | 1 | 6 | A | 7
2003-12-29 | 17:00 | 42 | 931 | 5 | 2 | 8 | 47 | 2 | 15 | 4 | 2 | 8 | 700 | 2 | 8 | 2100 | 2 | 15 | 600 | 2 | 8 | 80 | 2 | 19 | 0 | E | 9 | 0 | E | 9 | 2 | A | 7 | -2 | A | 7 | 73 | A | 7 | 1004 | E | 9 | 360 | A | 7 | 5.7 | A | 7 | 16100 | A | 7 | 77777 | A | 7 | 0.9 | E | 8 | 0.065 | F | 8 | 0.2 | F | 8 | -9900 | -9900 | ? | 0
2003-12-29 | 18:00 | 0 | 0 | 0 | 2 | 0 | 0 | 2 | 0 | 0 | 2 | 0 | 0 | 2 | 0 | 0 | 2 | 0 | 0 | 2 | 0 | 0 | 2 | 0 | 0 | E | 9 | 0 | E | 9 | 2 | A | 7 | -2 | A | 7 | 73 | A | 7 | 1004 | E | 9 | 10 | A | 7 | 7.2 | A | 7 | 16100 | A | 7 | 77777 | A | 7 | 0.7 | E | 8 | 0.065 | F | 8 | 0.2 | F | 8 | -9900 | -9900 | ? | 0
2003-12-29 | 19:00 | 0 | 0 | 0 | 2 | 0 | 0 | 2 | 0 | 0 | 2 | 0 | 0 | 2 | 0 | 0 | 2 | 0 | 0 | 2 | 0 | 0 | 2 | 0 | 0 | E | 9 | 0 | E | 9 | 2 | A | 7 | -2 | A | 7 | 73 | A | 7 | 1004 | E | 9 | 360 | A | 7 | 6.7 | A | 7 | 16100 | A | 7 | 77777 | A | 7 | 0.6 | E | 8 | 0.065 | F | 8 | 0.2 | F | 8 | -9900 | -9900 | ? | 0
2003-12-29 | 20:00 | 0 | 0 | 0 | 2 | 0 | 0 | 2 | 0 | 0 | 2 | 0 | 0 | 2 | 0 | 0 | 2 | 0 | 0 | 2 | 0 | 0 | 2 | 0 | 0 | E | 9 | 0 | E | 9 | 2 | A | 7 | -3 | A | 7 | 67 | A | 7 | 1004 | E | 9 | 10 | A | 7 | 5.7 | A | 7 | 16100 | A | 7 | 77777 | A | 7 | 0.6 | E | 8 | 0.065 | F | 8 | 0.2 | F | 8 | -9900 | -9900 | ? | 0
2003-12-29 | 21:00 | 0 | 0 | 0 | 2 | 0 | 0 | 2 | 0 | 0 | 2 | 0 | 0 | 2 | 0 | 0 | 2 | 0 | 0 | 2 | 0 | 0 | 2 | 0 | 0 | E | 9 | 0 | E | 9 | 2 | A | 7 | -3 | A | 7 | 67 | A | 7 | 1004 | E | 9 | 360 | A | 7 | 4.6 | A | 7 | 16100 | A | 7 | 77777 | A | 7 | 0.6 | E | 8 | 0.065 | F | 8 | 0.2 | F | 8 | -9900 | -9900 | ? | 0
2003-12-29 | 22:00 | 0 | 0 | 0 | 2 | 0 | 0 | 2 | 0 | 0 | 2 | 0 | 0 | 2 | 0 | 0 | 2 | 0 | 0 | 2 | 0 | 0 | 2 | 0 | 0 | E | 9 | 0 | E | 9 | 1 | A | 7 | -4 | A | 7 | 67 | A | 7 | 1004 | E | 9 | 10 | A | 7 | 3.1 | A | 7 | 16100 | A | 7 | 77777 | A | 7 | 0.5 | E | 8 | 0.065 | F | 8 | 0.2 | F | 8 | -9900 | -9900 | ? | 0
2003-12-29 | 23:00 | 0 | 0 | 0 | 2 | 0 | 0 | 2 | 0 | 0 | 2 | 0 | 0 | 2 | 0 | 0 | 2 | 0 | 0 | 2 | 0 | 0 | 2 | 0 | 0 | E | 9 | 0 | E | 9 | 0 | A | 7 | -4 | A | 7 | 72 | A | 7 | 1004 | E | 9 | 320 | A | 7 | 3.6 | A | 7 | 16100 | A | 7 | 77777 | A | 7 | 0.5 | E | 8 | 0.065 | F | 8 | 0.2 | F | 8 | -9900 | -9900 | ? | 0
2003-12-29 | 24:00 | 0 | 0 | 0 | 2 | 0 | 0 | 2 | 0 | 0 | 2 | 0 | 0 | 2 | 0 | 0 | 2 | 0 | 0 | 2 | 0 | 0 | 2 | 0 | 0 | E | 9 | 0 | E | 9 | -1 | A | 7 | -4 | A | 7 | 78 | A | 7 | 1004 | E | 9 | 30 | A | 7 | 2.1 | A | 7 | 16100 | A | 7 | 77777 | A | 7 | 0.5 | E | 8 | 0.065 | F | 8 | 0.2 | F | 8 | -9900 | -9900 | ? | 0
2003-12-30 | 1:00 | 0 | 0 | 0 | 2 | 0 | 0 | 2 | 0 | 0 | 2 | 0 | 0 | 2 | 0 | 0 | 2 | 0 | 0 | 2 | 0 | 0 | 2 | 0 | 9 | E | 9 | 8 | E | 9 | -2 | A | 7 | -4 | A | 7 | 85 | A | 7 | 1004 | E | 9 | 290 | A | 7 | 2.1 | A | 7 | 16100 | A | 7 | 77777 | A | 7 | 0.5 | E | 8 | 0.065 | F | 8 | 0.2 | F | 8 | -9900 | -9900 | ? | 0
2003-12-30 | 2:00 | 0 | 0 | 0 | 2 | 0 | 0 | 2 | 0 | 0 | 2 | 0 | 0 | 2 | 0 | 0 | 2 | 0 | 0 | 2 | 0 | 0 | 2 | 0 | 10 | E | 9 | 7 | E | 9 | -2 | A | 7 | -3 | A | 7 | 92 | A | 7 | 1004 | E | 9 | 280 | A | 7 | 1.5 | A | 7 | 16100 | A | 7 | 77777 | A | 7 | 0.5 | E | 8 | 0.065 | F | 8 | 0.2 | F | 8 | -9900 | -9900 | ? | 0
2003-12-30 | 3:00 | 0 | 0 | 0 | 2 | 0 | 0 | 2 | 0 | 0 | 2 | 0 | 0 | 2 | 0 | 0 | 2 | 0 | 0 | 2 | 0 | 0 | 2 | 0 | 9 | E | 9 | 6 | E | 9 | -3 | A | 7 | -5 | A | 7 | 84 | A | 7 | 1004 | E | 9 | 0 | A | 7 | 0 | A | 7 | 16100 | A | 7 | 77777 | A | 7 | 0.5 | E | 8 | 0.065 | F | 8 | 0.2 | F | 8 | -9900 | -9900 | ? | 0
2003-12-30 | 4:00 | 0 | 0 | 0 | 2 | 0 | 0 | 2 | 0 | 0 | 2 | 0 | 0 | 2 | 0 | 0 | 2 | 0 | 0 | 2 | 0 | 0 | 2 | 0 | 10 | E | 9 | 4 | E | 9 | -3 | A | 7 | -4 | A | 7 | 92 | A | 7 | 1004 | E | 9 | 0 | A | 7 | 0 | A | 7 | 16100 | A | 7 | 77777 | A | 7 | 0.6 | E | 8 | 0.065 | F | 8 | 0.2 | F | 8 | 14 | 24 | A | 7
2003-12-30 | 5:00 | 0 | 0 | 0 | 2 | 0 | 0 | 2 | 0 | 0 | 2 | 0 | 0 | 2 | 0 | 0 | 2 | 0 | 0 | 2 | 0 | 0 | 2 | 0 | 10 | E | 9 | 8 | E | 9 | -3 | A | 7 | -4 | A | 7 | 92 | A | 7 | 1004 | E | 9 | 40 | A | 7 | 1.5 | A | 7 | 16100 | A | 7 | 77777 | A | 7 | 0.7 | E | 8 | 0.065 | F | 8 | 0.2 | F | 8 | -9900 | -9900 | ? | 0
2003-12-30 | 6:00 | 0 | 0 | 0 | 2 | 0 | 0 | 2 | 0 | 0 | 2 | 0 | 0 | 2 | 0 | 0 | 2 | 0 | 0 | 2 | 0 | 0 | 2 | 0 | 10 | E | 9 | 4 | E | 9 | -3 | A | 7 | -4 | A | 7 | 92 | A | 7 | 1004 | E | 9 | 0 | A | 7 | 0 | A | 7 | 16100 | A | 7 | 77777 | A | 7 | 0.7 | E | 8 | 0.065 | F | 8 | 0.2 | F | 8 | -9900 | -9900 | ? | 0
2003-12-30 | 7:00 | 0 | 0 | 0 | 2 | 0 | 0 | 2 | 0 | 0 | 2 | 0 | 0 | 2 | 0 | 0 | 2 | 0 | 0 | 2 | 0 | 0 | 2 | 0 | 10 | E | 9 | 4 | E | 9 | -3 | A | 7 | -5 | A | 7 | 84 | A | 7 | 1004 | E | 9 | 0 | A | 7 | 0 | A | 7 | 16100 | A | 7 | 77777 | A | 7 | 0.8 | E | 8 | 0.065 | F | 8 | 0.2 | F | 8 | -9900 | -9900 | ? | 0
2003-12-30 | 8:00 | 2 | 200 | 0 | 2 | 8 | 0 | 2 | 15 | 0 | 2 | 8 | 0 | 2 | 8 | 0 | 2 | 15 | 0 | 2 | 8 | 0 | 2 | 19 | 10 | E | 9 | 4 | E | 9 | -3 | A | 7 | -4 | A | 7 | 92 | A | 7 | 1004 | E | 9 | 0 | A | 7 | 0 | A | 7 | 16100 | A | 7 | 77777 | A | 7 | 0.9 | E | 8 | 0.065 | F | 8 | 0.2 | F | 8 | -9900 | -9900 | ? | 0
2003-12-30 | 9:00 | 127 | 1415 | 10 | 2 | 8 | 0 | 2 | 15 | 10 | 2 | 8 | 1200 | 2 | 8 | 0 | 2 | 15 | 1200 | 2 | 8 | 400 | 2 | 19 | 10 | E | 9 | 4 | E | 9 | -3 | A | 7 | -4 | A | 7 | 92 | A | 7 | 1004 | E | 9 | 310 | A | 7 | 2.1 | A | 7 | 16100 | A | 7 | 77777 | A | 7 | 0.9 | E | 8 | 0.065 | F | 8 | 0.2 | F | 8 | -9900 | -9900 | ? | 0
2003-12-30 | 10:00 | 306 | 1415 | 57 | 2 | 8 | 0 | 2 | 15 | 57 | 2 | 8 | 6500 | 2 | 8 | 0 | 2 | 15 | 6500 | 2 | 8 | 2140 | 2 | 19 | 9 | E | 9 | 4 | E | 9 | -2 | A | 7 | -3 | A | 7 | 92 | A | 7 | 1004 | E | 9 | 0 | A | 7 | 0 | A | 7 | 16100 | A | 7 | 77777 | A | 7 | 1 | E | 8 | 0.065 | F | 8 | 0.2 | F | 8 | -9900 | -9900 | ? | 0
2003-12-30 | 11:00 | 440 | 1415 | 83 | 2 | 8 | 0 | 2 | 15 | 83 | 2 | 8 | 9600 | 2 | 8 | 0 | 2 | 15 | 9600 | 2 | 8 | 3300 | 2 | 19 | 9 | E | 9 | 4 | E | 9 | -1 | A | 7 | -3 | A | 7 | 85 | A | 7 | 1004 | E | 9 | 180 | A | 7 | 2.1 | A | 7 | 16100 | A | 7 | 77777 | A | 7 | 1 | E | 8 | 0.065 | F | 8 | 0.2 | F | 8 | -9900 | -9900 | ? | 0
2003-12-30 | 12:00 | 518 | 1415 | 109 | 2 | 8 | 0 | 2 | 15 | 109 | 2 | 8 | 12500 | 2 | 8 | 0 | 2 | 15 | 12500 | 2 | 8 | 4370 | 2 | 19 | 10 | E | 9 | 9 | E | 9 | -1 | A | 7 | -3 | A | 7 | 85 | A | 7 | 1004 | E | 9 | 0 | A | 7 | 0 | A | 7 | 16100 | A | 7 | 3600 | A | 7 | 1 | E | 8 | 0.065 | F | 8 | 0.2 | F | 8 | -9900 | -9900 | ? | 0
2003-12-30 | 13:00 | 535 | 1415 | 219 | 2 | 8 | 121 | 2 | 15 | 172 | 2 | 8 | 23600 | 2 | 8 | 11700 | 2 | 15 | 19100 | 2 | 8 | 3990 | 2 | 19 | 10 | E | 9 | 9 | E | 9 | -1 | A | 7 | -3 | A | 7 | 85 | A | 7 | 1004 | E | 9 | 120 | A | 7 | 1.5 | A | 7 | 16100 | A | 7 | 3000 | A | 7 | 1.1 | E | 8 | 0.065 | F | 8 | 0.2 | F | 8 | -9900 | -9900 | ? | 0
2003-12-30 | 14:00 | 489 | 1415 | 214 | 2 | 8 | 187 | 2 | 15 | 149 | 2 | 8 | 23200 | 2 | 8 | 17700 | 2 | 15 | 17000 | 2 | 8 | 3400 | 2 | 19 | 6 | E | 9 | 5 | E | 9 | 0 | A | 7 | -3 | A | 7 | 78 | A | 7 | 1004 | E | 9 | 140 | A | 7 | 2.1 | A | 7 | 16100 | A | 7 | 77777 | A | 7 | 1 | E | 8 | 0.065 | F | 8 | 0.2 | F | 8 | -9900 | -9900 | ? | 0
2003-12-30 | 15:00 | 383 | 1415 | 57 | 2 | 8 | 0 | 2 | 15 | 57 | 2 | 8 | 6700 | 2 | 8 | 0 | 2 | 15 | 6700 | 2 | 8 | 2320 | 2 | 19 | 10 | E | 9 | 8 | E | 9 | 0 | A | 7 | -2 | A | 7 | 85 | A | 7 | 1004 | E | 9 | 110 | A | 7 | 1.5 | A | 7 | 16100 | A | 7 | 77777 | A | 7 | 1 | E | 8 | 0.065 | F | 8 | 0.2 | F | 8 | -9900 | -9900 | ? | 0
2003-12-30 | 16:00 | 225 | 1415 | 130 | 2 | 8 | 161 | 2 | 15 | 105 | 2 | 8 | 13700 | 2 | 8 | 11100 | 2 | 15 | 11900 | 2 | 8 | 2240 | 2 | 19 | 10 | E | 9 | 10 | E | 9 | 0 | A | 7 | -2 | A | 7 | 85 | A | 7 | 1004 | E | 9 | 110 | A | 7 | 1.5 | A | 7 | 16100 | A | 7 | 300 | A | 7 | 1 | E | 8 | 0.065 | F | 8 | 0.2 | F | 8 | -9900 | -9900 | ? | 0
2003-12-30 | 17:00 | 44 | 955 | 6 | 2 | 8 | 48 | 2 | 15 | 4 | 2 | 8 | 700 | 2 | 8 | 2100 | 2 | 15 | 600 | 2 | 8 | 80 | 2 | 19 | 9 | E | 9 | 9 | A | 7 | 1 | A | 7 | -2 | A | 7 | 79 | A | 7 | 1004 | E | 9 | 120 | A | 7 | 1.5 | A | 7 | 16100 | A | 7 | 300 | A | 7 | 1 | E | 8 | 0.065 | F | 8 | 0.2 | F | 8 | -9900 | -9900 | ? | 0
2003-12-30 | 18:00 | 0 | 0 | 0 | 2 | 0 | 0 | 2 | 0 | 0 | 2 | 0 | 0 | 2 | 0 | 0 | 2 | 0 | 0 | 2 | 0 | 0 | 2 | 0 | 10 | E | 9 | 10 | A | 7 | 1 | A | 7 | -1 | A | 7 | 86 | A | 7 | 1004 | E | 9 | 0 | A | 7 | 0 | A | 7 | 16100 | A | 7 | 300 | A | 7 | 1 | E | 8 | 0.065 | F | 8 | 0.2 | F | 8 | -9900 | -9900 | ? | 0
2003-12-30 | 19:00 | 0 | 0 | 0 | 2 | 0 | 0 | 2 | 0 | 0 | 2 | 0 | 0 | 2 | 0 | 0 | 2 | 0 | 0 | 2 | 0 | 0 | 2 | 0 | 0 | E | 9 | 0 | A | 7 | 1 | A | 7 | -1 | A | 7 | 86 | A | 7 | 1004 | E | 9 | 0 | A | 7 | 0 | A | 7 | 16100 | A | 7 | 77777 | A | 7 | 1.1 | E | 8 | 0.065 | F | 8 | 0.2 | F | 8 | -9900 | -9900 | ? | 0
2003-12-30 | 20:00 | 0 | 0 | 0 | 2 | 0 | 0 | 2 | 0 | 0 | 2 | 0 | 0 | 2 | 0 | 0 | 2 | 0 | 0 | 2 | 0 | 0 | 2 | 0 | 9 | E | 9 | 9 | A | 7 | 1 | A | 7 | -1 | A | 7 | 86 | A | 7 | 1004 | E | 9 | 0 | A | 7 | 0 | A | 7 | 14500 | A | 7 | 330 | A | 7 | 1.1 | E | 8 | 0.065 | F | 8 | 0.2 | F | 8 | -9900 | -9900 | ? | 0
2003-12-30 | 21:00 | 0 | 0 | 0 | 2 | 0 | 0 | 2 | 0 | 0 | 2 | 0 | 0 | 2 | 0 | 0 | 2 | 0 | 0 | 2 | 0 | 0 | 2 | 0 | 5 | E | 9 | 5 | A | 7 | 1 | A | 7 | -1 | A | 7 | 86 | A | 7 | 1004 | E | 9 | 0 | A | 7 | 0 | A | 7 | 12900 | A | 7 | 77777 | A | 7 | 1.2 | E | 8 | 0.065 | F | 8 | 0.2 | F | 8 | -9900 | -9900 | ? | 0
2003-12-30 | 22:00 | 0 | 0 | 0 | 2 | 0 | 0 | 2 | 0 | 0 | 2 | 0 | 0 | 2 | 0 | 0 | 2 | 0 | 0 | 2 | 0 | 0 | 2 | 0 | 3 | E | 9 | 3 | A | 7 | 1 | A | 7 | -1 | A | 7 | 86 | A | 7 | 1004 | E | 9 | 0 | A | 7 | 0 | A | 7 | 16100 | A | 7 | 77777 | A | 7 | 1.2 | E | 8 | 0.065 | F | 8 | 0.2 | F | 8 | -9900 | -9900 | ? | 0
2003-12-30 | 23:00 | 0 | 0 | 0 | 2 | 0 | 0 | 2 | 0 | 0 | 2 | 0 | 0 | 2 | 0 | 0 | 2 | 0 | 0 | 2 | 0 | 0 | 2 | 0 | 2 | E | 9 | 2 | A | 7 | 0 | A | 7 | -1 | A | 7 | 92 | A | 7 | 1004 | E | 9 | 0 | A | 7 | 0 | A | 7 | 14500 | A | 7 | 77777 | A | 7 | 1.2 | E | 8 | 0.065 | F | 8 | 0.2 | F | 8 | -9900 | -9900 | ? | 0
2003-12-30 | 24:00 | 0 | 0 | 0 | 2 | 0 | 0 | 2 | 0 | 0 | 2 | 0 | 0 | 2 | 0 | 0 | 2 | 0 | 0 | 2 | 0 | 0 | 2 | 0 | 2 | B | 8 | 1 | B | 8 | -0.2 | B | 8 | -0.8 | B | 8 | 95 | A | 7 | 1004 | E | 9 | 0 | B | 8 | 0 | B | 8 | -9900 | ? | 0 | 20908 | B | 8 | 1.3 | E | 8 | 0.065 | F | 8 | 0.2 | F | 8 | -9900 | -9900 | ? | 0
2003-12-31 | 1:00 | 0 | 0 | 0 | 2 | 0 | 0 | 2 | 0 | 0 | 2 | 0 | 0 | 2 | 0 | 0 | 2 | 0 | 0 | 2 | 0 | 0 | 2 | 0 | 7 | B | 8 | 7 | B | 8 | -0.4 | B | 8 | -0.6 | B | 8 | 98 | A | 7 | 1004 | E | 9 | 140 | B | 8 | 0.1 | B | 8 | -9900 | ? | 0 | 9011 | B | 8 | 1.3 | E | 8 | 0.065 | F | 8 | 0.2 | F | 8 | -9900 | -9900 | ? | 0
2003-12-31 | 2:00 | 0 | 0 | 0 | 2 | 0 | 0 | 2 | 0 | 0 | 2 | 0 | 0 | 2 | 0 | 0 | 2 | 0 | 0 | 2 | 0 | 0 | 2 | 0 | 8 | B | 8 | 8 | B | 8 | 0.3 | B | 8 | 0.2 | B | 8 | 99 | A | 7 | 1004 | E | 9 | 0 | B | 8 | 0 | B | 8 | -9900 | ? | 0 | 7753 | B | 8 | 1.4 | E | 8 | 0.065 | F | 8 | 0.2 | F | 8 | -9900 | -9900 | ? | 0
2003-12-31 | 3:00 | 0 | 0 | 0 | 2 | 0 | 0 | 2 | 0 | 0 | 2 | 0 | 0 | 2 | 0 | 0 | 2 | 0 | 0 | 2 | 0 | 0 | 2 | 0 | 8 | B | 8 | 8 | B | 8 | 0.1 | B | 8 | -0.6 | B | 8 | 94 | A | 7 | 1004 | E | 9 | 0 | B | 8 | 0 | B | 8 | -9900 | ? | 0 | 6646 | B | 8 | 1.4 | E | 8 | 0.065 | F | 8 | 0.2 | F | 8 | -9900 | -9900 | ? | 0
2003-12-31 | 4:00 | 0 | 0 | 0 | 2 | 0 | 0 | 2 | 0 | 0 | 2 | 0 | 0 | 2 | 0 | 0 | 2 | 0 | 0 | 2 | 0 | 0 | 2 | 0 | 9 | B | 8 | 8 | B | 8 | 0.4 | B | 8 | 0.1 | B | 8 | 98 | A | 7 | 1004 | E | 9 | 0 | B | 8 | 0 | B | 8 | -9900 | ? | 0 | 5554 | B | 8 | 1.4 | E | 8 | 0.065 | F | 8 | 0.2 | F | 8 | -9900 | -9900 | ? | 0
2003-12-31 | 5:00 | 0 | 0 | 0 | 2 | 0 | 0 | 2 | 0 | 0 | 2 | 0 | 0 | 2 | 0 | 0 | 2 | 0 | 0 | 2 | 0 | 0 | 2 | 0 | 9 | B | 8 | 9 | B | 8 | 1.2 | B | 8 | 0.8 | B | 8 | 97 | A | 7 | 1004 | E | 9 | 240 | B | 8 | 1.3 | B | 8 | -9900 | ? | 0 | 4747 | B | 8 | 1.3 | E | 8 | 0.065 | F | 8 | 0.2 | F | 8 | -9900 | -9900 | ? | 0
2003-12-31 | 6:00 | 0 | 0 | 0 | 2 | 0 | 0 | 2 | 0 | 0 | 2 | 0 | 0 | 2 | 0 | 0 | 2 | 0 | 0 | 2 | 0 | 0 | 2 | 0 | 10 | B | 8 | 9 | B | 8 | 1.4 | B | 8 | 0.6 | B | 8 | 94 | A | 7 | 1004 | E | 9 | 210 | B | 8 | 2.2 | B | 8 | -9900 | ? | 0 | 3579 | B | 8 | 1.2 | E | 8 | 0.065 | F | 8 | 0.2 | F | 8 | -9900 | -9900 | ? | 0
2003-12-31 | 7:00 | 0 | 0 | 0 | 2 | 0 | 0 | 2 | 0 | 0 | 2 | 0 | 0 | 2 | 0 | 0 | 2 | 0 | 0 | 2 | 0 | 0 | 2 | 0 | 10 | B | 8 | 10 | B | 8 | 1.2 | B | 8 | -0.2 | B | 8 | 90 | A | 7 | 1004 | E | 9 | 20 | B | 8 | 1.7 | B | 8 | -9900 | ? | 0 | 2472 | B | 8 | 1.1 | E | 8 | 0.065 | F | 8 | 0.2 | F | 8 | -9900 | -9900 | ? | 0
2003-12-31 | 8:00 | 2 | 200 | 0 | 2 | 8 | 0 | 2 | 15 | 0 | 2 | 8 | 0 | 2 | 8 | 0 | 2 | 15 | 0 | 2 | 8 | 0 | 2 | 19 | 10 | E | 9 | 10 | A | 7 | 1 | A | 7 | 0 | A | 7 | 93 | A | 7 | 1004 | E | 9 | 0 | A | 7 | 0 | A | 7 | 16100 | A | 7 | 1200 | A | 7 | 1.1 | E | 8 | 0.065 | F | 8 | 0.2 | F | 8 | -9900 | -9900 | ? | 0
2003-12-31 | 9:00 | 127 | 1415 | 41 | 2 | 8 | 105 | 2 | 15 | 31 | 2 | 8 | 4300 | 2 | 8 | 4700 | 2 | 15 | 3900 | 2 | 8 | 560 | 2 | 19 | 5 | E | 9 | 5 | A | 7 | 1 | A | 7 | 1 | A | 7 | 100 | A | 7 | 1004 | E | 9 | 180 | A | 7 | 5.1 | A | 7 | 16100 | A | 7 | 77777 | A | 7 | 1 | E | 8 | 0.065 | F | 8 | 0.2 | F | 8 | -9900 | -9900 | ? | 0
2003-12-31 | 10:00 | 306 | 1415 | 74 | 2 | 8 | 16 | 2 | 15 | 71 | 2 | 8 | 8400 | 2 | 8 | 600 | 2 | 15 | 8200 | 2 | 8 | 2520 | 2 | 19 | 9 | E | 9 | 9 | A | 7 | 2 | A | 7 | 1 | A | 7 | 93 | A | 7 | 1004 | E | 9 | 0 | A | 7 | 0 | A | 7 | 12900 | A | 7 | 720 | A | 7 | 0.9 | E | 8 | 0.065 | F | 8 | 0.2 | F | 8 | -9900 | -9900 | ? | 0
2003-12-31 | 11:00 | 441 | 1415 | 115 | 2 | 8 | 12 | 2 | 15 | 111 | 2 | 8 | 12900 | 2 | 8 | 700 | 2 | 15 | 12700 | 2 | 8 | 4090 | 2 | 19 | 9 | E | 9 | 9 | A | 7 | 2 | A | 7 | 1 | A | 7 | 93 | A | 7 | 1004 | E | 9 | 180 | A | 7 | 3.1 | A | 7 | 16100 | A | 7 | 1380 | A | 7 | 0.9 | E | 8 | 0.065 | F | 8 | 0.2 | F | 8 | -9900 | -9900 | ? | 0
2003-12-31 | 12:00 | 520 | 1415 | 288 | 2 | 8 | 374 | 2 | 15 | 150 | 2 | 8 | 30500 | 2 | 8 | 36100 | 2 | 15 | 17200 | 2 | 8 | 3120 | 2 | 19 | 9 | E | 9 | 9 | A | 7 | 3 | A | 7 | 2 | A | 7 | 93 | A | 7 | 1004 | E | 9 | 170 | A | 7 | 4.1 | A | 7 | 16100 | A | 7 | 780 | A | 7 | 0.9 | E | 8 | 0.065 | F | 8 | 0.2 | F | 8 | -9900 | -9900 | ? | 0
2003-12-31 | 13:00 | 537 | 1415 | 187 | 2 | 8 | 61 | 2 | 15 | 164 | 2 | 8 | 20500 | 2 | 8 | 5800 | 2 | 15 | 18300 | 2 | 8 | 4470 | 2 | 19 | 10 | E | 9 | 10 | A | 7 | 3 | A | 7 | 2 | A | 7 | 93 | A | 7 | 1004 | E | 9 | 170 | A | 7 | 4.6 | A | 7 | 16100 | A | 7 | 720 | A | 7 | 0.9 | E | 8 | 0.065 | F | 8 | 0.2 | F | 8 | -9900 | -9900 | ? | 0
2003-12-31 | 14:00 | 491 | 1415 | 103 | 2 | 8 | 0 | 2 | 15 | 103 | 2 | 8 | 11800 | 2 | 8 | 0 | 2 | 15 | 11800 | 2 | 8 | 4080 | 2 | 19 | 10 | E | 9 | 10 | A | 7 | 4 | A | 7 | 2 | A | 7 | 87 | A | 7 | 1004 | E | 9 | 150 | A | 7 | 3.1 | A | 7 | 16100 | A | 7 | 750 | A | 7 | 0.9 | E | 8 | 0.065 | F | 8 | 0.2 | F | 8 | -9900 | -9900 | ? | 0
2003-12-31 | 15:00 | 385 | 1415 | 221 | 2 | 8 | 312 | 2 | 15 | 135 | 2 | 8 | 22800 | 2 | 8 | 27000 | 2 | 15 | 15400 | 2 | 8 | 2840 | 2 | 19 | 5 | E | 9 | 5 | A | 7 | 5 | A | 7 | 2 | A | 7 | 81 | A | 7 | 1004 | E | 9 | 170 | A | 7 | 4.6 | A | 7 | 16100 | A | 7 | 77777 | A | 7 | 1 | E | 8 | 0.065 | F | 8 | 0.2 | F | 8 | -9900 | -9900 | ? | 0
2003-12-31 | 16:00 | 228 | 1415 | 157 | 2 | 8 | 520 | 2 | 15 | 72 | 2 | 8 | 15400 | 2 | 8 | 34600 | 2 | 15 | 9700 | 2 | 8 | 1110 | 2 | 19 | 9 | E | 9 | 9 | A | 7 | 4 | A | 7 | 2 | A | 7 | 87 | A | 7 | 1004 | E | 9 | 180 | A | 7 | 4.1 | A | 7 | 16100 | A | 7 | 1800 | A | 7 | 1 | E | 8 | 0.065 | F | 8 | 0.2 | F | 8 | -9900 | -9900 | ? | 0
2003-12-31 | 17:00 | 46 | 979 | 7 | 2 | 8 | 161 | 2 | 15 | 3 | 2 | 8 | 1300 | 2 | 8 | 9100 | 2 | 15 | 800 | 2 | 8 | 110 | 2 | 19 | 9 | E | 9 | 9 | A | 7 | 3 | A | 7 | 2 | A | 7 | 93 | A | 7 | 1004 | E | 9 | 190 | A | 7 | 2.6 | A | 7 | 16100 | A | 7 | 960 | A | 7 | 1 | E | 8 | 0.065 | F | 8 | 0.2 | F | 8 | -9900 | -9900 | ? | 0
2003-12-31 | 18:00 | 0 | 0 | 0 | 2 | 0 | 0 | 2 | 0 | 0 | 2 | 0 | 0 | 2 | 0 | 0 | 2 | 0 | 0 | 2 | 0 | 0 | 2 | 0 | 10 | E | 9 | 10 | A | 7 | 3 | A | 7 | 1 | A | 7 | 87 | A | 7 | 1004 | E | 9 | 190 | A | 7 | 3.1 | A | 7 | 16100 | A | 7 | 750 | A | 7 | 1 | E | 8 | 0.065 | F | 8 | 0.2 | F | 8 | -9900 | -9900 | ? | 0
2003-12-31 | 19:00 | 0 | 0 | 0 | 2 | 0 | 0 | 2 | 0 | 0 | 2 | 0 | 0 | 2 | 0 | 0 | 2 | 0 | 0 | 2 | 0 | 0 | 2 | 0 | 9 | E | 9 | 9 | A | 7 | 3 | A | 7 | 2 | A | 7 | 93 | A | 7 | 1004 | E | 9 | 150 | A | 7 | 1.5 | A | 7 | 16100 | A | 7 | 1050 | A | 7 | 1 | E | 8 | 0.065 | F | 8 | 0.2 | F | 8 | -9900 | -9900 | ? | 0
2003-12-31 | 20:00 | 0 | 0 | 0 | 2 | 0 | 0 | 2 | 0 | 0 | 2 | 0 | 0 | 2 | 0 | 0 | 2 | 0 | 0 | 2 | 0 | 0 | 2 | 0 | 9 | E | 9 | 9 | A | 7 | 2 | A | 7 | 2 | A | 7 | 100 | A | 7 | 1004 | E | 9 | 190 | A | 7 | 2.1 | A | 7 | 16100 | A | 7 | 900 | A | 7 | 1 | E | 8 | 0.065 | F | 8 | 0.2 | F | 8 | -9900 | -9900 | ? | 0
2003-12-31 | 21:00 | 0 | 0 | 0 | 2 | 0 | 0 | 2 | 0 | 0 | 2 | 0 | 0 | 2 | 0 | 0 | 2 | 0 | 0 | 2 | 0 | 0 | 2 | 0 | 9 | E | 9 | 9 | E | 9 | 2 | A | 7 | 1 | A | 7 | 93 | A | 7 | 1004 | E | 9 | 0 | A | 7 | 0 | A | 7 | 16100 | A | 7 | 77777 | A | 7 | 1 | E | 8 | 0.065 | F | 8 | 0.2 | F | 8 | -9900 | -9900 | ? | 0
2003-12-31 | 22:00 | 0 | 0 | 0 | 2 | 0 | 0 | 2 | 0 | 0 | 2 | 0 | 0 | 2 | 0 | 0 | 2 | 0 | 0 | 2 | 0 | 0 | 2 | 0 | 10 | E | 9 | 10 | E | 9 | 2 | A | 7 | 1 | A | 7 | 93 | A | 7 | 1004 | E | 9 | 0 | A | 7 | 0 | A | 7 | 16100 | A | 7 | 1800 | A | 7 | 0.9 | E | 8 | 0.065 | F | 8 | 0.2 | F | 8 | -9900 | -9900 | ? | 0
2003-12-31 | 23:00 | 0 | 0 | 0 | 2 | 0 | 0 | 2 | 0 | 0 | 2 | 0 | 0 | 2 | 0 | 0 | 2 | 0 | 0 | 2 | 0 | 0 | 2 | 0 | 10 | E | 9 | 9 | E | 9 | 1 | A | 7 | 1 | A | 7 | 100 | A | 7 | 1004 | E | 9 | 0 | A | 7 | 0 | A | 7 | 12900 | A | 7 | 77777 | A | 7 | 1 | E | 8 | 0.065 | F | 8 | 0.2 | F | 8 | -9900 | -9900 | ? | 0
2003-12-31 | 24:00 | 0 | 0 | 0 | 2 | 0 | 0 | 2 | 0 | 0 | 2 | 0 | 0 | 2 | 0 | 0 | 2 | 0 | 0 | 2 | 0 | 0 | 2 | 0 | 9 | E | 9 | 6 | E | 9 | 1 | A | 7 | 1 | A | 7 | 100 | A | 7 | 1004 | E | 9 | 0 | A | 7 | 0 | A | 7 | 6400 | A | 7 | 77777 | A | 7 | 1.1 | E | 8 | 0.065 | F | 8 | 0.2 | F | 8 | -9900 | -9900 | ? | 0

## Hourly Analysis
Station Data | [10 empty] | Available Irradiation |  |  |  |  | Output Power
Hour | Day | Direct Normal Irradiation | Direct Horizontal Irradiation | Dry Bulb Temperature | Equation of Time | Apparent Solar Time | Hour Angle | Solar Declination | Solar Altitude | Azimuth | Incident Angle (Set Inclination) | Direct Normal Radiation Component | Diffuse Radiation Component | Reflected Shortwave Radiation Component | Total Available Irradiation | Temperature Difference Ambient-Mean | Array Output Power | System Ouput Power
TMY3 | TMY3 | TMY3 | TMY3 | TMY3 | Whitman A M 2007, "A Simple Expression for the Equation of Time", Journal Of the North American Sundial Society 14 pp 29–33. | ASHRAE A30.3 | ASHRAE A30.2 | ASHRAE A30.1 | ASHRAE A30.3 | ASHRAE A30.3 | ASHRAE A30.3 | ASHRAE A30.4 | ASHRAE A30.5 | ASHRAE A30.5 | ASHRAE A30.5
hours | days | W/m2 | W/m2 | oC | minutes | hours | degrees | degrees | degrees | degrees | degrees | W/m2 | W/m2 | W/m2 | W/m2 | K | W | Btu
|  | (DNI) | (DHI) | (Ta) | (Δt) | (AST) | (H) | (δ) | (β) | (φ) | (θ) | (IDN) | (Idθ) | (Ir) | (Itθ)
0.5 | 0.020833 | 0 | 0 | 6 | -4.1522 | 0.21193 | 176.821 | -23.0844 | -68.4434 | 7.981 | 128.5737 | 0 | 0 | 0 | 0 | 40.85 | -8930.8952 | 62932.8276
1.5 | 0.0625 | 0 | 0 | 6 | -4.1701 | 1.2116 | 161.8255 | -23.0815 | -63.9357 | 40.773 | 127.7039 | 0 | 0 | 0 | 0 | 40.85 | -8930.8952 | 63941.7289
2.5 | 0.10417 | 0 | 0 | 5 | -4.1879 | 2.2113 | 146.83 | -23.0785 | -55.4947 | 62.6894 | 125.7122 | 0 | 0 | 0 | 0 | 41.85 | -9180.4943 | 51678.2557
3.5 | 0.14583 | 0 | 0 | 5 | -4.2058 | 3.211 | 131.8344 | -23.0755 | -45.4324 | 77.6307 | 122.8073 | 0 | 0 | 0 | 0 | 41.85 | -9180.4943 | 20835.9464
4.5 | 0.1875 | 0 | 0 | 6 | -4.2236 | 4.2107 | 116.8389 | -23.0725 | -34.8164 | 89.2011 | 119.2573 | 0 | 0 | 0 | 0 | 40.85 | -8930.8952 | 0
5.5 | 0.22917 | 0 | 0 | 7 | -4.2415 | 5.2104 | 101.8434 | -23.0695 | -24.1599 | 80.7121 | 106.3093 | 0 | 0 | 0 | 0 | 39.85 | -8682.7763 | 0
6.5 | 0.27083 | 0 | 0 | 6 | -4.2593 | 6.2101 | 86.8478 | -23.0665 | -13.7943 | 71.0746 | 92.8087 | 0 | 0 | 0 | 0 | 40.85 | -8930.8952 | 0
7.5 | 0.3125 | 0 | 0 | 6 | -4.2771 | 7.2098 | 71.8523 | -23.0634 | -4.0163 | 61.2178 | 79.6598 | 0 | 0 | 0 | 0 | 40.85 | -8930.8952 | 0
8.5 | 0.35417 | 0 | 19 | 5 | -4.2949 | 8.2096 | 56.8567 | -23.0604 | 4.8437 | 50.6385 | 67.1016 | 0 | 17.7272 | 0.25455 | 17.9818 | 41.85 | -8393.1702 | 0
9.5 | 0.39583 | 0 | 52 | 4 | -4.3128 | 9.2093 | 41.8612 | -23.0573 | 12.385 | 38.9504 | 55.5601 | 0 | 48.5167 | 0.69667 | 49.2133 | 42.85 | -7276.7917 | 0
10.5 | 0.4375 | 0 | 83 | 7 | -4.3306 | 10.209 | 26.8656 | -23.0543 | 18.1333 | 25.947 | 45.829 | 0 | 77.4401 | 1.112 | 78.552 | 39.85 | -5243.4128 | 0
11.5 | 0.47917 | 0 | 80 | 6 | -4.3483 | 11.2087 | 11.8701 | -23.0512 | 21.5981 | 11.7453 | 39.291 | 0 | 74.641 | 1.0718 | 75.7128 | 40.85 | -5615.8461 | 0
12.5 | 0.52083 | 0 | 106 | 6 | -4.3661 | 12.2084 | -3.1255 | -23.0481 | 22.4084 | -3.1109 | 37.6555 | 0 | 98.8993 | 1.4201 | 100.3195 | 40.85 | -4538.4551 | 0
13.5 | 0.5625 | 0 | 103 | 7 | -4.3839 | 13.2081 | -18.121 | -23.045 | 20.4671 | -17.7876 | 41.5077 | 0 | 96.1003 | 1.3799 | 97.4802 | 39.85 | -4414.6505 | 0
14.5 | 0.60417 | 0 | 106 | 8 | -4.4017 | 14.2078 | -33.1166 | -23.0419 | 15.9999 | -31.5349 | 49.582 | 0 | 98.8993 | 1.4201 | 100.3195 | 38.85 | -4043.6974 | 0
15.5 | 0.64583 | 207 | 104 | 7 | -4.4194 | 15.2075 | -48.1121 | -23.0387 | 9.4475 | -43.9871 | 60.1969 | 102.8835 | 97.0333 | 1.3933 | 201.3101 | 39.85 | 131.4913 | 0
16.5 | 0.6875 | 68 | 6 | 5 | -4.4371 | 16.2072 | -63.1077 | -23.0356 | 1.3059 | -55.1807 | 72.2323 | 20.7508 | 5.5981 | 0.080385 | 26.4292 | 41.85 | -8023.3029 | 0
17.5 | 0.72917 | 0 | 0 | 5 | -4.4549 | 17.2069 | -78.1033 | -23.0324 | -7.9782 | -65.4113 | 85.0759 | 0 | 0 | 0 | 0 | 41.85 | -9180.4943 | 0
18.5 | 0.77083 | 0 | 0 | 5 | -4.4726 | 18.2066 | -93.0988 | -23.0293 | -18.0356 | -75.1158 | 98.3955 | 0 | 0 | 0 | 0 | 41.85 | -9180.4943 | 0
19.5 | 0.8125 | 0 | 0 | 5 | -4.4903 | 19.2063 | -108.0944 | -23.0261 | -28.5556 | -84.854 | 111.9983 | 0 | 0 | 0 | 0 | 41.85 | -9180.4943 | 0
20.5 | 0.85417 | 0 | 0 | 4 | -4.508 | 20.206 | -123.09 | -23.0229 | -39.2373 | -84.5884 | 120.7482 | 0 | 0 | 0 | 0 | 42.85 | -9431.5736 | 0
21.5 | 0.89583 | 0 | 0 | 5 | -4.5257 | 21.2057 | -138.0856 | -23.0197 | -49.6979 | -71.9045 | 124.0571 | 0 | 0 | 0 | 0 | 41.85 | -9180.4943 | 14545.6946
22.5 | 0.9375 | 0 | 0 | 4 | -4.5434 | 22.2054 | -153.0811 | -23.0165 | -59.2584 | -54.6041 | 126.6048 | 0 | 0 | 0 | 0 | 42.85 | -9431.5736 | 51466.3561
23.5 | 0.97917 | 0 | 0 | 4 | -4.5611 | 23.2051 | -168.0767 | -23.0133 | -66.4115 | -28.3725 | 128.1422 | 0 | 0 | 0 | 0 | 42.85 | -9431.5736 | 56037.9159
24.5 | 1.0208 | 0 | 0 | 4 | -4.5788 | 24.2048 | 176.9277 | -23.01 | -68.3798 | 7.6944 | 128.5011 | 0 | 0 | 0 | 0 | 42.85 | -9431.5736 | 0
25.5 | 1.0625 | 0 | 0 | 4 | -4.5964 | 25.2045 | 161.9321 | -23.0068 | -63.9208 | 40.4946 | 127.6399 | 0 | 0 | 0 | 0 | 42.85 | -9431.5736 | 3501.3013
26.5 | 1.1042 | 0 | 0 | 3 | -4.6141 | 26.2042 | 146.9365 | -23.0035 | -55.5078 | 62.4727 | 125.6561 | 0 | 0 | 0 | 0 | 43.85 | -9684.1331 | 0
27.5 | 1.1458 | 0 | 0 | 4 | -4.6317 | 27.2039 | 131.9409 | -23.0002 | -45.4574 | 77.4583 | 122.7574 | 0 | 0 | 0 | 0 | 42.85 | -9431.5736 | 13994.9699
28.5 | 1.1875 | 0 | 0 | 4 | -4.6494 | 28.2036 | 116.9453 | -22.997 | -34.8446 | 89.0544 | 119.2114 | 0 | 0 | 0 | 0 | 42.85 | -9431.5736 | 0
29.5 | 1.2292 | 0 | 0 | 4 | -4.667 | 29.2034 | 101.9497 | -22.9937 | -24.186 | 80.8448 | 106.3939 | 0 | 0 | 0 | 0 | 42.85 | -9431.5736 | 0
30.5 | 1.2708 | 0 | 0 | 4 | -4.6846 | 30.2031 | 86.9542 | -22.9903 | -13.8144 | 71.2006 | 92.8843 | 0 | 0 | 0 | 0 | 42.85 | -9431.5736 | 0
31.5 | 1.3125 | 0 | 0 | 4 | -4.7022 | 31.2028 | 71.9586 | -22.987 | -4.0268 | 61.3418 | 79.7243 | 0 | 0 | 0 | 0 | 42.85 | -9431.5736 | 0
32.5 | 1.3542 | 185 | 31 | 4 | -4.7198 | 32.2025 | 56.963 | -22.9837 | 4.8465 | 50.7632 | 67.1513 | 71.8354 | 28.9234 | 0.41532 | 101.1741 | 42.85 | -5001.7129 | 0
33.5 | 1.3958 | 0 | 57 | 5 | -4.7374 | 33.2022 | 41.9673 | -22.9804 | 12.4045 | 39.0762 | 55.589 | 0 | 53.1817 | 0.76366 | 53.9454 | 41.85 | -6818.5218 | 0
34.5 | 1.4375 | 98 | 136 | 5 | -4.755 | 34.2019 | 26.9717 | -22.977 | 18.1727 | 26.0712 | 45.8275 | 68.2884 | 126.8897 | 1.8221 | 197.0002 | 41.85 | -554.9361 | 0
35.5 | 1.4792 | 178 | 169 | 7 | -4.7725 | 35.2016 | 11.9761 | -22.9736 | 21.6592 | 11.8622 | 39.2483 | 137.8452 | 157.6791 | 2.2642 | 297.7885 | 39.85 | 4355.7509 | 0
36.5 | 1.5208 | 97 | 168 | 7 | -4.7901 | 36.2013 | -3.0195 | -22.9703 | 22.4902 | -3.0089 | 37.5697 | 76.8834 | 156.7461 | 2.2508 | 235.8803 | 39.85 | 1645.1289 | 0
37.5 | 1.5625 | 0 | 82 | 6 | -4.8076 | 37.201 | -18.0151 | -22.9669 | 20.5661 | -17.7061 | 41.3939 | 0 | 76.507 | 1.0986 | 77.6056 | 40.85 | -5532.9698 | 0
38.5 | 1.6042 | 79 | 124 | 6 | -4.8252 | 38.2007 | -33.0107 | -22.9635 | 16.111 | -31.4752 | 49.4579 | 51.3505 | 115.6936 | 1.6613 | 168.7054 | 40.85 | -1544.2099 | 0
39.5 | 1.6458 | 296 | 113 | 6 | -4.8427 | 39.2004 | -48.0063 | -22.96 | 9.5662 | -43.9467 | 60.0721 | 147.6772 | 105.4304 | 1.5139 | 254.6216 | 40.85 | 2217.5874 | 0
40.5 | 1.6875 | 100 | 7 | 6 | -4.8602 | 40.2001 | -63.0019 | -22.9566 | 1.4288 | -55.1558 | 72.1107 | 30.7179 | 6.5311 | 0.093782 | 37.3427 | 40.85 | -7295.8611 | 0
41.5 | 1.7292 | 0 | 0 | 5 | -4.8777 | 41.1998 | -77.9976 | -22.9532 | -7.8534 | -65.3979 | 84.9588 | 0 | 0 | 0 | 0 | 41.85 | -9180.4943 | 0
42.5 | 1.7708 | 0 | 0 | 4 | -4.8953 | 42.1995 | -92.9932 | -22.9497 | -17.9101 | -75.1106 | 98.2836 | 0 | 0 | 0 | 0 | 42.85 | -9431.5736 | 0
43.5 | 1.8125 | 0 | 0 | 4 | -4.9127 | 43.1993 | -107.9888 | -22.9463 | -28.4299 | -84.8538 | 111.8921 | 0 | 0 | 0 | 0 | 42.85 | -9431.5736 | 0
44.5 | 1.8542 | 0 | 0 | 4 | -4.9302 | 44.199 | -122.9844 | -22.9428 | -39.1113 | -84.5884 | 120.6456 | 0 | 0 | 0 | 0 | 42.85 | -9431.5736 | 0
45.5 | 1.8958 | 0 | 0 | 4 | -4.9477 | 45.1987 | -137.9801 | -22.9393 | -49.572 | -71.9145 | 123.9576 | 0 | 0 | 0 | 0 | 42.85 | -9431.5736 | 0
46.5 | 1.9375 | 0 | 0 | 4 | -4.9652 | 46.1984 | -152.9757 | -22.9358 | -59.1345 | -54.6515 | 126.5104 | 0 | 0 | 0 | 0 | 42.85 | -9431.5736 | 0
47.5 | 1.9792 | 0 | 0 | 4 | -4.9826 | 47.1981 | -167.9713 | -22.9323 | -66.3005 | -28.5228 | 128.0546 | 0 | 0 | 0 | 0 | 42.85 | -9431.5736 | 0
48.5 | 2.0208 | 0 | 0 | 4 | -5.0001 | 48.1978 | 177.033 | -22.9288 | -68.3088 | 7.4106 | 128.4216 | 0 | 0 | 0 | 0 | 42.85 | -9431.5736 | 0
49.5 | 2.0625 | 0 | 0 | 5 | -5.0175 | 49.1975 | 162.0374 | -22.9252 | -63.8989 | 40.2109 | 127.569 | 0 | 0 | 0 | 0 | 41.85 | -9180.4943 | 0
50.5 | 2.1042 | 0 | 0 | 5 | -5.0349 | 50.1972 | 147.0417 | -22.9217 | -55.5148 | 62.2492 | 125.593 | 0 | 0 | 0 | 0 | 41.85 | -9180.4943 | 24020.1652
51.5 | 2.1458 | 0 | 0 | 5 | -5.0523 | 51.1969 | 132.0461 | -22.9181 | -45.4769 | 77.2794 | 122.7005 | 0 | 0 | 0 | 0 | 41.85 | -9180.4943 | 10237.1657
52.5 | 2.1875 | 0 | 0 | 5 | -5.0697 | 52.1966 | 117.0504 | -22.9146 | -34.8675 | 88.902 | 119.1586 | 0 | 0 | 0 | 0 | 41.85 | -9180.4943 | 0
53.5 | 2.2292 | 0 | 0 | 5 | -5.0871 | 53.1963 | 102.0548 | -22.911 | -24.2068 | 80.9824 | 106.4763 | 0 | 0 | 0 | 0 | 41.85 | -9180.4943 | 0
54.5 | 2.2708 | 0 | 0 | 5 | -5.1045 | 54.1961 | 87.0591 | -22.9074 | -13.829 | 71.3309 | 92.9572 | 0 | 0 | 0 | 0 | 41.85 | -9180.4943 | 0
55.5 | 2.3125 | 0 | 0 | 5 | -5.1219 | 55.1958 | 72.0635 | -22.9038 | -4.0315 | 61.4696 | 79.7854 | 0 | 0 | 0 | 0 | 41.85 | -9180.4943 | 0
56.5 | 2.3542 | 0 | 7 | 6 | -5.1392 | 56.1955 | 57.0678 | -22.9002 | 4.8552 | 50.891 | 67.1969 | 0 | 6.5311 | 0.093782 | 6.6249 | 40.85 | -8640.8284 | 0
57.5 | 2.3958 | 11 | 72 | 7 | -5.1566 | 57.1952 | 42.0721 | -22.8966 | 12.4304 | 39.2043 | 55.6129 | 6.2126 | 67.1769 | 0.96462 | 74.3541 | 39.85 | -5427.2166 | 0
58.5 | 2.4375 | 0 | 47 | 7 | -5.1739 | 58.1949 | 27.0765 | -22.8929 | 18.2188 | 26.1969 | 45.8203 | 0 | 43.8516 | 0.62968 | 44.4813 | 39.85 | -6735.1849 | 0
59.5 | 2.4792 | 0 | 63 | 7 | -5.1913 | 59.1946 | 12.0808 | -22.8893 | 21.7271 | 11.9792 | 39.1991 | 0 | 58.7798 | 0.84404 | 59.6238 | 39.85 | -6072.1751 | 0
60.5 | 2.5208 | 0 | 81 | 8 | -5.2086 | 60.1943 | -2.9149 | -22.8856 | 22.5786 | -2.9083 | 37.4774 | 0 | 75.574 | 1.0852 | 76.6592 | 38.85 | -5079.6502 | 0
61.5 | 2.5625 | 0 | 55 | 8 | -5.2259 | 61.194 | -17.9105 | -22.8819 | 20.6712 | -17.6275 | 41.2746 | 0 | 51.3157 | 0.73686 | 52.0526 | 38.85 | -6157.0412 | 0
62.5 | 2.6042 | 0 | 56 | 8 | -5.2432 | 62.1937 | -32.9062 | -22.8783 | 16.2278 | -31.4193 | 49.3297 | 0 | 52.2487 | 0.75026 | 52.999 | 38.85 | -6115.6031 | 0
63.5 | 2.6458 | 0 | 54 | 8 | -5.2605 | 63.1935 | -47.9019 | -22.8746 | 9.69 | -43.911 | 59.9446 | 0 | 50.3827 | 0.72346 | 51.1061 | 38.85 | -6198.4793 | 0
64.5 | 2.6875 | 0 | 4 | 8 | -5.2778 | 64.1932 | -62.8976 | -22.8708 | 1.5561 | -55.1361 | 71.9873 | 0 | 3.7321 | 0.05359 | 3.7856 | 38.85 | -8270.385 | 0
65.5 | 2.7292 | 0 | 0 | 8 | -5.295 | 65.1929 | -77.8932 | -22.8671 | -7.7246 | -65.3902 | 84.8407 | 0 | 0 | 0 | 0 | 38.85 | -8436.1375 | 0
66.5 | 2.7708 | 0 | 0 | 8 | -5.3123 | 66.1926 | -92.8889 | -22.8634 | -17.781 | -75.1116 | 98.1714 | 0 | 0 | 0 | 0 | 38.85 | -8436.1375 | 0
67.5 | 2.8125 | 0 | 0 | 8 | -5.3296 | 67.1923 | -107.8846 | -22.8597 | -28.3007 | -84.8603 | 111.7861 | 0 | 0 | 0 | 0 | 38.85 | -8436.1375 | 0
68.5 | 2.8542 | 0 | 0 | 8 | -5.3468 | 68.192 | -122.8803 | -22.8559 | -38.982 | -84.5808 | 120.5366 | 0 | 0 | 0 | 0 | 38.85 | -8436.1375 | 0
69.5 | 2.8958 | 0 | 0 | 8 | -5.364 | 69.1917 | -137.876 | -22.8521 | -49.4424 | -71.9155 | 123.8518 | 0 | 0 | 0 | 0 | 38.85 | -8436.1375 | 16087.4857
70.5 | 2.9375 | 0 | 0 | 7.8 | -5.3812 | 70.1914 | -152.8717 | -22.8483 | -59.0062 | -54.6884 | 126.4095 | 0 | 0 | 0 | 0 | 39.05 | -8485.3468 | 16747.404
71.5 | 2.9792 | 0 | 0 | 8.7 | -5.3985 | 71.1912 | -167.8674 | -22.8446 | -66.1835 | -28.6629 | 127.9603 | 0 | 0 | 0 | 0 | 38.15 | -8264.3711 | 0
72.5 | 3.0208 | 0 | 0 | 8.5 | -5.4157 | 72.1909 | 177.1369 | -22.8408 | -68.2306 | 7.13 | 128.3353 | 0 | 0 | 0 | 0 | 38.35 | -8313.3732 | 0
73.5 | 3.0625 | 0 | 0 | 7.4 | -5.4328 | 73.1906 | 162.1412 | -22.8369 | -63.87 | 39.9225 | 127.491 | 0 | 0 | 0 | 0 | 39.45 | -8583.9431 | 0
74.5 | 3.1042 | 0 | 0 | 7.2 | -5.45 | 74.1903 | 147.1455 | -22.8331 | -55.5157 | 62.019 | 125.5229 | 0 | 0 | 0 | 0 | 39.65 | -8633.3301 | 0
75.5 | 3.1458 | 0 | 0 | 7.1 | -5.4672 | 75.19 | 132.1498 | -22.8293 | -45.4908 | 77.0943 | 122.6366 | 0 | 0 | 0 | 0 | 39.75 | -8658.0458 | 5478.1234
76.5 | 3.1875 | 0 | 0 | 6.9 | -5.4843 | 76.1897 | 117.1541 | -22.8254 | -34.885 | 88.7442 | 119.0989 | 0 | 0 | 0 | 0 | 39.95 | -8707.5216 | 0
77.5 | 3.2292 | 0 | 0 | 6.8 | -5.5015 | 77.1894 | 102.1584 | -22.8216 | -24.2222 | 81.1248 | 106.5564 | 0 | 0 | 0 | 0 | 40.05 | -8732.2817 | 0
78.5 | 3.2708 | 0 | 0 | 7.6 | -5.5186 | 78.1892 | 87.1627 | -22.8177 | -13.838 | 71.4655 | 93.0271 | 0 | 0 | 0 | 0 | 39.25 | -8534.6154 | 0
79.5 | 3.3125 | 0 | 0 | 6.5 | -5.5357 | 79.1889 | 72.1669 | -22.8138 | -4.0305 | 61.601 | 79.843 | 0 | 0 | 0 | 0 | 40.35 | -8806.6507 | 0
80.5 | 3.3542 | 181 | 32 | 6.3 | -5.5529 | 80.1886 | 57.1712 | -22.8099 | 4.8701 | 51.0219 | 67.2383 | 70.0286 | 29.8564 | 0.42872 | 100.3137 | 40.55 | -4464.1148 | 0
81.5 | 3.3958 | 5 | 73 | 7.2 | -5.57 | 81.1883 | 42.1755 | -22.806 | 12.4627 | 39.3348 | 55.6319 | 2.8225 | 68.1099 | 0.97801 | 71.9105 | 39.65 | -5484.7644 | 0
82.5 | 3.4375 | 0 | 104 | 8 | -5.5871 | 82.188 | 27.1798 | -22.8021 | 18.2716 | 26.3238 | 45.8073 | 0 | 97.0333 | 1.3933 | 98.4267 | 38.85 | -4126.5736 | 0
83.5 | 3.4792 | 231 | 160 | 10.4 | -5.6041 | 83.1877 | 12.184 | -22.7981 | 21.8016 | 12.0961 | 39.1435 | 179.156 | 149.282 | 2.1436 | 330.5817 | 36.45 | 6624.1162 | 0
84.5 | 3.5208 | 636 | 120 | 9.8 | -5.6212 | 84.1874 | -2.8117 | -22.7942 | 22.6736 | -2.8092 | 37.3787 | 505.391 | 111.9615 | 1.6077 | 618.9603 | 37.05 | 19104.9604 | 0
85.5 | 3.5625 | 728 | 74 | 11.2 | -5.6383 | 85.1872 | -17.8074 | -22.7902 | 20.7826 | -17.5516 | 41.1499 | 548.1768 | 69.0429 | 0.99141 | 618.2112 | 35.65 | 19411.2397 | 0
86.5 | 3.6042 | 698 | 67 | 13.7 | -5.6553 | 86.1869 | -32.8032 | -22.7863 | 16.3503 | -31.3675 | 49.1976 | 456.1095 | 62.5119 | 0.89763 | 519.519 | 33.15 | 15688.331 | 0
87.5 | 3.6458 | 486 | 74 | 12.1 | -5.6724 | 87.1866 | -47.7989 | -22.7823 | 9.8188 | -43.88 | 59.8144 | 244.3623 | 69.0429 | 0.99141 | 314.3967 | 34.75 | 6325.3146 | 0
88.5 | 3.6875 | 176 | 5 | 9.5 | -5.6894 | 88.1863 | -62.7947 | -22.7783 | 1.6878 | -55.1216 | 71.8623 | 54.7892 | 4.6651 | 0.066987 | 59.5213 | 37.35 | -5462.8438 | 0
89.5 | 3.7292 | 0 | 0 | 9.9 | -5.7064 | 89.186 | -77.7904 | -22.7743 | -7.5919 | -65.3882 | 84.7218 | 0 | 0 | 0 | 0 | 36.95 | -7971.6017 | 0
90.5 | 3.7708 | 0 | 0 | 9.3 | -5.7234 | 90.1857 | -92.7862 | -22.7703 | -17.6483 | -75.1187 | 98.0589 | 0 | 0 | 0 | 0 | 37.55 | -8117.7199 | 0
91.5 | 3.8125 | 0 | 0 | 9.7 | -5.7404 | 91.1855 | -107.7819 | -22.7663 | -28.1682 | -84.8736 | 111.6806 | 0 | 0 | 0 | 0 | 37.15 | -8020.2486 | 0
92.5 | 3.8542 | 0 | 0 | 9.1 | -5.7574 | 92.1852 | -122.7777 | -22.7622 | -38.8494 | -84.5655 | 120.4215 | 0 | 0 | 0 | 0 | 37.75 | -8166.5444 | 0
93.5 | 3.8958 | 0 | 0 | 9.6 | -5.7743 | 93.1849 | -137.7734 | -22.7582 | -49.3092 | -71.9077 | 123.7396 | 0 | 0 | 0 | 0 | 37.25 | -8044.5942 | 0
94.5 | 3.9375 | 0 | 0 | 10 | -5.7913 | 94.1846 | -152.7692 | -22.7541 | -58.8734 | -54.7151 | 126.302 | 0 | 0 | 0 | 0 | 36.85 | -7947.3005 | 0
95.5 | 3.9792 | 0 | 0 | 9.4 | -5.8083 | 95.1843 | -167.7649 | -22.75 | -66.0606 | -28.7926 | 127.8592 | 0 | 0 | 0 | 0 | 37.45 | -8093.3299 | 0
96.5 | 4.0208 | 0 | 0 | 9.8 | -5.8252 | 96.184 | 177.2393 | -22.746 | -68.1451 | 6.853 | 128.2421 | 0 | 0 | 0 | 0 | 37.05 | -7995.9177 | 0
97.5 | 4.0625 | 0 | 0 | 9.2 | -5.8421 | 97.1838 | 162.2435 | -22.7419 | -63.8341 | 39.6297 | 127.4062 | 0 | 0 | 0 | 0 | 37.65 | -8142.1248 | 0
98.5 | 4.1042 | 0 | 0 | 9.6 | -5.859 | 98.1835 | 147.2478 | -22.7378 | -55.5103 | 61.7823 | 125.4458 | 0 | 0 | 0 | 0 | 37.25 | -8044.5942 | 32882.7704
99.5 | 4.1458 | 0 | 0 | 9 | -5.8759 | 99.1832 | 132.252 | -22.7336 | -45.499 | 76.9032 | 122.5658 | 0 | 0 | 0 | 0 | 37.85 | -8190.9789 | 19054.8972
100.5 | 4.1875 | 0 | 0 | 9.4 | -5.8928 | 100.1829 | 117.2562 | -22.7295 | -34.8971 | 88.581 | 119.0322 | 0 | 0 | 0 | 0 | 37.45 | -8093.3299 | 0
101.5 | 4.2292 | 0 | 0 | 9.9 | -5.9097 | 101.1826 | 102.2604 | -22.7254 | -24.2321 | 81.272 | 106.6342 | 0 | 0 | 0 | 0 | 36.95 | -7971.6017 | 0
102.5 | 4.2708 | 0 | 0 | 9.3 | -5.9266 | 102.1824 | 87.2646 | -22.7212 | -13.8415 | 71.6042 | 93.0942 | 0 | 0 | 0 | 0 | 37.55 | -8117.7199 | 0
103.5 | 4.3125 | 0 | 0 | 9.7 | -5.9435 | 103.1821 | 72.2689 | -22.717 | -4.0236 | 61.7361 | 79.8971 | 0 | 0 | 0 | 0 | 37.15 | -8020.2486 | 0
104.5 | 4.3542 | 265 | 26 | 10.1 | -5.9603 | 104.1818 | 57.2731 | -22.7129 | 4.891 | 51.1558 | 67.2757 | 102.369 | 24.2583 | 0.34833 | 126.9757 | 36.75 | -2363.446 | 0
105.5 | 4.3958 | 368 | 76 | 10.5 | -5.9771 | 105.1815 | 42.2773 | -22.7087 | 12.5014 | 39.4675 | 55.646 | 207.6638 | 70.909 | 1.0182 | 279.5909 | 36.35 | 4415.7386 | 0
106.5 | 4.4375 | 662 | 70 | 11.9 | -5.994 | 106.1812 | 27.2815 | -22.7045 | 18.331 | 26.4519 | 45.7886 | 461.618 | 65.3109 | 0.93782 | 527.8668 | 34.95 | 15624.0031 | 0
107.5 | 4.4792 | 551 | 137 | 12.3 | -6.0108 | 107.181 | 12.2857 | -22.7003 | 21.8829 | 12.2129 | 39.0814 | 427.7142 | 127.8227 | 1.8355 | 557.3724 | 34.55 | 17011.8236 | 0
108.5 | 4.5208 | 18 | 148 | 12.8 | -6.0276 | 108.1807 | -2.7101 | -22.696 | 22.7752 | -2.7117 | 37.2736 | 14.3235 | 138.0859 | 1.9828 | 154.3922 | 34.05 | -512.8851 | 0
109.5 | 4.5625 | 50 | 159 | 13.2 | -6.0444 | 109.1804 | -17.7059 | -22.6918 | 20.9002 | -17.4787 | 41.0199 | 37.7241 | 148.349 | 2.1302 | 188.2033 | 33.65 | 1062.9146 | 0
110.5 | 4.6042 | 46 | 123 | 13.6 | -6.0612 | 110.1801 | -32.7017 | -22.6875 | 16.4783 | -31.3196 | 49.0616 | 30.1414 | 114.7606 | 1.6479 | 146.5498 | 33.25 | -665.7 | 0
111.5 | 4.6458 | 289 | 117 | 14 | -6.0779 | 111.1798 | -47.6975 | -22.6833 | 9.9525 | -43.8538 | 59.6815 | 145.889 | 109.1625 | 1.5675 | 256.619 | 32.85 | 4248.5513 | 0
112.5 | 4.6875 | 108 | 9 | 12.5 | -6.0947 | 112.1796 | -62.6933 | -22.679 | 1.8239 | -55.1123 | 71.7356 | 33.8475 | 8.3971 | 0.12058 | 42.3652 | 34.35 | -5489.6392 | 0
113.5 | 4.7292 | 0 | 0 | 9.1 | -6.1114 | 113.1793 | -77.6891 | -22.6747 | -7.4555 | -65.3919 | 84.602 | 0 | 0 | 0 | 0 | 37.75 | -8166.5444 | 0
114.5 | 4.7708 | 0 | 0 | 7.7 | -6.1282 | 114.179 | -92.685 | -22.6704 | -17.5122 | -75.132 | 97.9463 | 0 | 0 | 0 | 0 | 39.15 | -8509.9737 | 0
115.5 | 4.8125 | 0 | 0 | 5.3 | -6.1449 | 115.1787 | -107.6808 | -22.6661 | -28.0325 | -84.8936 | 111.5755 | 0 | 0 | 0 | 0 | 41.55 | -9105.4592 | 0
116.5 | 4.8542 | 0 | 0 | 4.9 | -6.1616 | 116.1784 | -122.6766 | -22.6618 | -38.7136 | -84.5427 | 120.3003 | 0 | 0 | 0 | 0 | 41.95 | -9205.5357 | 0
117.5 | 4.8958 | 0 | 0 | 3.4 | -6.1783 | 117.1782 | -137.6724 | -22.6575 | -49.1725 | -71.8911 | 123.6211 | 0 | 0 | 0 | 0 | 43.45 | -9582.9317 | 0
118.5 | 4.9375 | 0 | 0 | 3 | -6.195 | 118.1779 | -152.6683 | -22.6531 | -58.7364 | -54.7314 | 126.188 | 0 | 0 | 0 | 0 | 43.85 | -9684.1331 | 0
119.5 | 4.9792 | 0 | 0 | 1.6 | -6.2116 | 119.1776 | -167.6641 | -22.6488 | -65.932 | -28.9119 | 127.7515 | 0 | 0 | 0 | 0 | 45.25 | -10040.203 | 0
120.5 | 5.0208 | 0 | 0 | 1.2 | -6.2283 | 120.1773 | 177.3401 | -22.6444 | -68.0524 | 6.5802 | 128.142 | 0 | 0 | 0 | 0 | 45.65 | -10142.4701 | 0
121.5 | 5.0625 | 0 | 0 | 1.8 | -6.245 | 121.1771 | 162.3442 | -22.64 | -63.7911 | 39.3329 | 127.3144 | 0 | 0 | 0 | 0 | 45.05 | -9989.1582 | 0
122.5 | 5.1042 | 0 | 0 | 1.4 | -6.2616 | 122.1768 | 147.3484 | -22.6357 | -55.4987 | 61.5395 | 125.3618 | 0 | 0 | 0 | 0 | 45.45 | -10091.307 | 0
123.5 | 5.1458 | 0 | 0 | 0 | -6.2782 | 123.1765 | 132.3526 | -22.6313 | -45.5014 | 76.7061 | 122.4881 | 0 | 0 | 0 | 0 | 46.85 | -10450.6925 | 0
124.5 | 5.1875 | 0 | 0 | 1 | -6.2948 | 124.1762 | 117.3567 | -22.6268 | -34.9036 | 88.4125 | 118.9586 | 0 | 0 | 0 | 0 | 45.85 | -10193.6925 | 0
125.5 | 5.2292 | 0 | 0 | 0 | -6.3115 | 125.1759 | 102.3609 | -22.6224 | -24.2366 | 81.4238 | 106.7094 | 0 | 0 | 0 | 0 | 46.85 | -10450.6925 | 0
126.5 | 5.2708 | 0 | 0 | 0 | -6.328 | 126.1757 | 87.365 | -22.618 | -13.8394 | 71.747 | 93.1582 | 0 | 0 | 0 | 0 | 46.85 | -10450.6925 | 0
127.5 | 5.3125 | 0 | 0 | 1 | -6.3446 | 127.1754 | 72.3692 | -22.6135 | -4.0109 | 61.8747 | 79.9476 | 0 | 0 | 0 | 0 | 45.85 | -10193.6925 | 0
128.5 | 5.3542 | 160 | 31 | 1 | -6.3612 | 128.1751 | 57.3733 | -22.6091 | 4.9181 | 51.2927 | 67.3087 | 61.7225 | 28.9234 | 0.41532 | 91.0612 | 45.85 | -6206.6229 | 0
129.5 | 5.3958 | 27 | 77 | 2 | -6.3778 | 129.1748 | 42.3774 | -22.6046 | 12.5465 | 39.6024 | 55.6552 | 15.2326 | 71.842 | 1.0316 | 88.1062 | 44.85 | -6080.4839 | 0
130.5 | 5.4375 | 0 | 73 | 3 | -6.3943 | 130.1746 | 27.3816 | -22.6001 | 18.397 | 26.5812 | 45.764 | 0 | 68.1099 | 0.97801 | 69.0879 | 43.85 | -6659.1507 | 0
131.5 | 5.4792 | 36 | 159 | 4 | -6.4108 | 131.1743 | 12.3857 | -22.5956 | 21.971 | 12.3296 | 39.0129 | 27.9721 | 148.349 | 2.1302 | 178.4514 | 42.85 | -1618.1665 | 0
132.5 | 5.5208 | 0 | 130 | 4 | -6.4273 | 132.174 | -2.6102 | -22.5911 | 22.8834 | -2.6158 | 37.1622 | 0 | 121.2917 | 1.7417 | 123.0333 | 42.85 | -4044.6187 | 0
133.5 | 5.5625 | 62 | 154 | 4 | -6.4439 | 133.1737 | -17.606 | -22.5866 | 21.0238 | -17.4088 | 40.8846 | 46.8738 | 143.684 | 2.0632 | 192.621 | 42.85 | -997.7556 | 0
134.5 | 5.6042 | 407 | 121 | 4 | -6.4604 | 134.1735 | -32.6019 | -22.5821 | 16.6119 | -31.2757 | 48.9217 | 267.4354 | 112.8945 | 1.6211 | 381.9511 | 42.85 | 7291.9702 | 0
135.5 | 5.6458 | 367 | 100 | 5 | -6.4768 | 135.1732 | -47.5978 | -22.5775 | 10.0911 | -43.8323 | 59.5461 | 186.0121 | 93.3013 | 1.3397 | 280.6531 | 41.85 | 3107.7683 | 0
136.5 | 5.6875 | 141 | 9 | 5 | -6.4933 | 136.1729 | -62.5937 | -22.573 | 1.9642 | -55.1084 | 71.6073 | 44.4894 | 8.3971 | 0.12058 | 53.0071 | 41.85 | -6859.6051 | 0
137.5 | 5.7292 | 0 | 0 | 5 | -6.5098 | 137.1726 | -77.5896 | -22.5684 | -7.3152 | -65.4012 | 84.4815 | 0 | 0 | 0 | 0 | 41.85 | -9180.4943 | 0
138.5 | 5.7708 | 0 | 0 | 6 | -6.5262 | 138.1724 | -92.5854 | -22.5639 | -17.3727 | -75.1514 | 97.8336 | 0 | 0 | 0 | 0 | 40.85 | -8930.8952 | 0
139.5 | 5.8125 | 0 | 0 | 6 | -6.5427 | 139.1721 | -107.5813 | -22.5593 | -27.8936 | -84.9204 | 111.4708 | 0 | 0 | 0 | 0 | 40.85 | -8930.8952 | 0
140.5 | 5.8542 | 0 | 0 | 6 | -6.5591 | 140.1718 | -122.5772 | -22.5547 | -38.5746 | -84.5122 | 120.1729 | 0 | 0 | 0 | 0 | 40.85 | -8930.8952 | 0
141.5 | 5.8958 | 0 | 0 | 6 | -6.5755 | 141.1715 | -137.5731 | -22.5501 | -49.0322 | -71.8656 | 123.4964 | 0 | 0 | 0 | 0 | 40.85 | -8930.8952 | 0
142.5 | 5.9375 | 0 | 0 | 6 | -6.5919 | 142.1713 | -152.569 | -22.5454 | -58.595 | -54.7374 | 126.0676 | 0 | 0 | 0 | 0 | 40.85 | -8930.8952 | 0
143.5 | 5.9792 | 0 | 0 | 6 | -6.6083 | 143.171 | -167.5649 | -22.5408 | -65.7976 | -29.0207 | 127.6372 | 0 | 0 | 0 | 0 | 40.85 | -8930.8952 | 23822.3759
144.5 | 6.0208 | 0 | 0 | 6 | -6.6246 | 144.1707 | 177.4392 | -22.5362 | -67.9525 | 6.3118 | 128.0352 | 0 | 0 | 0 | 0 | 40.85 | -8930.8952 | 0
145.5 | 6.0625 | 0 | 0 | 6 | -6.641 | 145.1704 | 162.4433 | -22.5315 | -63.741 | 39.0326 | 127.2158 | 0 | 0 | 0 | 0 | 40.85 | -8930.8952 | 0
146.5 | 6.1042 | 0 | 0 | 6 | -6.6574 | 146.1702 | 147.4473 | -22.5268 | -55.4808 | 61.2907 | 125.2709 | 0 | 0 | 0 | 0 | 40.85 | -8930.8952 | 0
147.5 | 6.1458 | 0 | 0 | 6 | -6.6737 | 147.1699 | 132.4514 | -22.5222 | -45.4981 | 76.5032 | 122.4034 | 0 | 0 | 0 | 0 | 40.85 | -8930.8952 | 0
148.5 | 6.1875 | 0 | 0 | 7 | -6.69 | 148.1696 | 117.4555 | -22.5175 | -34.9046 | 88.2389 | 118.8781 | 0 | 0 | 0 | 0 | 39.85 | -8682.7763 | 0
149.5 | 6.2292 | 0 | 0 | 7 | -6.7063 | 149.1694 | 102.4596 | -22.5128 | -24.2355 | 81.5802 | 106.7822 | 0 | 0 | 0 | 0 | 39.85 | -8682.7763 | 0
150.5 | 6.2708 | 0 | 0 | 7 | -6.7226 | 150.1691 | 87.4637 | -22.5081 | -13.8316 | 71.8938 | 93.2192 | 0 | 0 | 0 | 0 | 39.85 | -8682.7763 | 0
151.5 | 6.3125 | 0 | 0 | 7 | -6.7389 | 151.1688 | 72.4677 | -22.5033 | -3.9924 | 62.0167 | 79.9946 | 0 | 0 | 0 | 0 | 39.85 | -8682.7763 | 0
152.5 | 6.3542 | 0 | 17 | 7 | -6.7552 | 152.1685 | 57.4718 | -22.4986 | 4.9513 | 51.4324 | 67.3376 | 0 | 15.8612 | 0.22776 | 16.089 | 39.85 | -7978.3283 | 0
153.5 | 6.3958 | 395 | 86 | 8 | -6.7714 | 153.1683 | 42.4759 | -22.4939 | 12.598 | 39.7394 | 55.6594 | 222.8242 | 80.2391 | 1.1522 | 304.2155 | 38.85 | 4883.791 | 0
154.5 | 6.4375 | 242 | 136 | 10 | -6.7877 | 154.168 | 27.4799 | -22.4891 | 18.4697 | 26.7116 | 45.7337 | 168.9146 | 126.8897 | 1.8221 | 297.6264 | 36.85 | 5084.127 | 0
155.5 | 6.4792 | 0 | 132 | 11 | -6.8039 | 155.1677 | 12.484 | -22.4843 | 22.0657 | 12.4461 | 38.938 | 0 | 123.1577 | 1.7685 | 124.9261 | 35.85 | -2235.2711 | 0
156.5 | 6.5208 | 0 | 93 | 12 | -6.8202 | 156.1675 | -2.512 | -22.4795 | 22.998 | -2.5215 | 37.0444 | 0 | 86.7702 | 1.246 | 88.0161 | 34.85 | -3610.6394 | 0
157.5 | 6.5625 | 0 | 88 | 12 | -6.8364 | 157.1672 | -17.5079 | -22.4747 | 21.1536 | -17.3419 | 40.744 | 0 | 82.1051 | 1.179 | 83.2841 | 34.85 | -3817.83 | 0
158.5 | 6.6042 | 0 | 79 | 12 | -6.8526 | 158.1669 | -32.5039 | -22.4699 | 16.751 | -31.236 | 48.7781 | 0 | 73.708 | 1.0584 | 74.7664 | 34.85 | -4190.773 | 0
159.5 | 6.6458 | 214 | 111 | 11 | -6.8687 | 159.1667 | -47.4998 | -22.4651 | 10.2345 | -43.8157 | 59.4082 | 108.9084 | 103.5644 | 1.4871 | 213.96 | 35.85 | 1663.0324 | 0
160.5 | 6.6875 | 85 | 11 | 11 | -6.8849 | 160.1664 | -62.4958 | -22.4603 | 2.1087 | -55.1098 | 71.4777 | 27.0023 | 10.2631 | 0.14737 | 37.4128 | 35.85 | -6066.9991 | 0
161.5 | 6.7292 | 0 | 0 | 10 | -6.9011 | 161.1661 | -77.4917 | -22.4555 | -7.1713 | -65.4164 | 84.3604 | 0 | 0 | 0 | 0 | 36.85 | -7947.3005 | 0
162.5 | 6.7708 | 0 | 0 | 9 | -6.9172 | 162.1658 | -92.4877 | -22.4506 | -17.23 | -75.1771 | 97.7209 | 0 | 0 | 0 | 0 | 37.85 | -8190.9789 | 0
163.5 | 6.8125 | 0 | 0 | 9 | -6.9334 | 163.1656 | -107.4837 | -22.4457 | -27.7517 | -84.9539 | 111.3668 | 0 | 0 | 0 | 0 | 37.85 | -8190.9789 | 0
164.5 | 6.8542 | 0 | 0 | 10 | -6.9495 | 164.1653 | -122.4796 | -22.4409 | -38.4324 | -84.4741 | 120.0395 | 0 | 0 | 0 | 0 | 36.85 | -7947.3005 | 0
165.5 | 6.8958 | 0 | 0 | 10 | -6.9656 | 165.165 | -137.4756 | -22.436 | -48.8886 | -71.8313 | 123.3656 | 0 | 0 | 0 | 0 | 36.85 | -7947.3005 | 22344.1532
166.5 | 6.9375 | 0 | 0 | 11 | -6.9817 | 166.1648 | -152.4716 | -22.4311 | -58.4495 | -54.7331 | 125.9409 | 0 | 0 | 0 | 0 | 35.85 | -7705.1022 | 52621.4138
167.5 | 6.9792 | 0 | 0 | 11 | -6.9978 | 167.1645 | -167.4676 | -22.4262 | -65.6575 | -29.119 | 127.5163 | 0 | 0 | 0 | 0 | 35.85 | -7705.1022 | 58701.6273
168.5 | 7.0208 | 0 | 0 | 11 | -7.0138 | 168.1642 | 177.5365 | -22.4212 | -67.8454 | 6.0483 | 127.9216 | 0 | 0 | 0 | 0 | 35.85 | -7705.1022 | 11547.3174
169.5 | 7.0625 | 0 | 0 | 10 | -7.0299 | 169.164 | 162.5405 | -22.4163 | -63.6838 | 38.7291 | 127.1102 | 0 | 0 | 0 | 0 | 36.85 | -7947.3005 | 0
170.5 | 7.1042 | 0 | 0 | 10 | -7.0459 | 170.1637 | 147.5445 | -22.4114 | -55.4564 | 61.0363 | 125.173 | 0 | 0 | 0 | 0 | 36.85 | -7947.3005 | 33997.8892
171.5 | 7.1458 | 0 | 0 | 9 | -7.062 | 171.1634 | 132.5485 | -22.4064 | -45.4889 | 76.2947 | 122.3118 | 0 | 0 | 0 | 0 | 37.85 | -8190.9789 | 16988.9634
172.5 | 7.1875 | 0 | 0 | 9 | -7.078 | 172.1632 | 117.5525 | -22.4014 | -34.9 | 88.0602 | 118.7907 | 0 | 0 | 0 | 0 | 37.85 | -8190.9789 | 0
173.5 | 7.2292 | 0 | 0 | 9 | -7.094 | 173.1629 | 102.5565 | -22.3965 | -24.2289 | 81.741 | 106.8522 | 0 | 0 | 0 | 0 | 37.85 | -8190.9789 | 0
174.5 | 7.2708 | 0 | 0 | 9 | -7.11 | 174.1626 | 87.5605 | -22.3915 | -13.8181 | 72.0445 | 93.277 | 0 | 0 | 0 | 0 | 37.85 | -8190.9789 | 0
175.5 | 7.3125 | 0 | 0 | 9 | -7.126 | 175.1624 | 72.5645 | -22.3865 | -3.9679 | 62.1622 | 80.0378 | 0 | 0 | 0 | 0 | 37.85 | -8190.9789 | 0
176.5 | 7.3542 | 25 | 24 | 9 | -7.1419 | 176.1621 | 57.5685 | -22.3815 | 4.9906 | 51.5749 | 67.3621 | 9.6226 | 22.3923 | 0.32154 | 32.3365 | 37.85 | -6775.1417 | 0
177.5 | 7.3958 | 0 | 31 | 9 | -7.1579 | 177.1618 | 42.5725 | -22.3764 | 12.656 | 39.8784 | 55.6585 | 0 | 28.9234 | 0.41532 | 29.3387 | 37.85 | -6906.3973 | 0
178.5 | 7.4375 | 0 | 83 | 9 | -7.1738 | 178.1616 | 27.5765 | -22.3714 | 18.549 | 26.843 | 45.6976 | 0 | 77.4401 | 1.112 | 78.552 | 37.85 | -4751.6154 | 0
179.5 | 7.4792 | 0 | 103 | 9 | -7.1897 | 179.1613 | 12.5804 | -22.3663 | 22.1671 | 12.5622 | 38.8566 | 0 | 96.1003 | 1.3799 | 97.4802 | 37.85 | -3922.8531 | 0
180.5 | 7.5208 | 0 | 143 | 8 | -7.2056 | 180.161 | -2.4156 | -22.3613 | 23.1192 | -2.429 | 36.9202 | 0 | 133.4208 | 1.9158 | 135.3367 | 38.85 | -2510.4871 | 0
181.5 | 7.5625 | 25 | 147 | 9 | -7.2215 | 181.1608 | -17.4116 | -22.3562 | 21.2894 | -17.2782 | 40.5982 | 18.9823 | 137.1529 | 1.9694 | 158.1046 | 37.85 | -1268.4457 | 0
182.5 | 7.6042 | 439 | 132 | 9 | -7.2374 | 182.1605 | -32.4076 | -22.3511 | 16.8954 | -31.2005 | 48.6308 | 290.1391 | 123.1577 | 1.7685 | 415.0652 | 37.85 | 9982.4535 | 0
183.5 | 7.6458 | 480 | 84 | 8 | -7.2533 | 183.1602 | -47.4037 | -22.346 | 10.3827 | -43.804 | 59.268 | 245.2914 | 78.3731 | 1.1254 | 324.7898 | 38.85 | 5784.6289 | 0
184.5 | 7.6875 | 196 | 9 | 7 | -7.2692 | 184.16 | -62.3997 | -22.3409 | 2.2573 | -55.1166 | 71.3466 | 62.6891 | 8.3971 | 0.12058 | 71.2068 | 39.85 | -5565.0221 | 0
185.5 | 7.7292 | 0 | 0 | 7 | -7.285 | 185.1597 | -77.3957 | -22.3358 | -7.0238 | -65.4372 | 84.2386 | 0 | 0 | 0 | 0 | 39.85 | -8682.7763 | 0
186.5 | 7.7708 | 0 | 0 | 7 | -7.3008 | 186.1595 | -92.3918 | -22.3307 | -17.084 | -75.2089 | 97.6083 | 0 | 0 | 0 | 0 | 39.85 | -8682.7763 | 0
187.5 | 7.8125 | 0 | 0 | 7 | -7.3167 | 187.1592 | -107.3878 | -22.3255 | -27.6067 | -84.9943 | 111.2633 | 0 | 0 | 0 | 0 | 39.85 | -8682.7763 | 0
188.5 | 7.8542 | 0 | 0 | 7 | -7.3325 | 188.1589 | -122.3839 | -22.3204 | -38.2873 | -84.4284 | 119.9002 | 0 | 0 | 0 | 0 | 39.85 | -8682.7763 | 0
189.5 | 7.8958 | 0 | 0 | 6.9 | -7.3483 | 189.1587 | -137.3799 | -22.3152 | -48.7416 | -71.7883 | 123.2285 | 0 | 0 | 0 | 0 | 39.95 | -8707.5216 | 0
190.5 | 7.9375 | 0 | 0 | 6.9 | -7.364 | 190.1584 | -152.376 | -22.3101 | -58.2998 | -54.7187 | 125.8078 | 0 | 0 | 0 | 0 | 39.95 | -8707.5216 | 0
191.5 | 7.9792 | 0 | 0 | 7 | -7.3798 | 191.1581 | -167.3721 | -22.3049 | -65.5119 | -29.2067 | 127.3889 | 0 | 0 | 0 | 0 | 39.85 | -8682.7763 | 4579.6341
192.5 | 8.0208 | 0 | 0 | 7 | -7.3955 | 192.1579 | 177.6319 | -22.2997 | -67.7313 | 5.79 | 127.8013 | 0 | 0 | 0 | 0 | 39.85 | -8682.7763 | 0
193.5 | 8.0625 | 0 | 0 | 7 | -7.4113 | 193.1576 | 162.6358 | -22.2945 | -63.6194 | 38.4228 | 126.9978 | 0 | 0 | 0 | 0 | 39.85 | -8682.7763 | 0
194.5 | 8.1042 | 0 | 0 | 7 | -7.427 | 194.1573 | 147.6398 | -22.2892 | -55.4256 | 60.7765 | 125.0682 | 0 | 0 | 0 | 0 | 39.85 | -8682.7763 | 0
195.5 | 8.1458 | 0 | 0 | 7 | -7.4427 | 195.1571 | 132.6437 | -22.284 | -45.4738 | 76.0807 | 122.2133 | 0 | 0 | 0 | 0 | 39.85 | -8682.7763 | 7637.5632
196.5 | 8.1875 | 0 | 0 | 8 | -7.4584 | 196.1568 | 117.6476 | -22.2788 | -34.8896 | 87.8766 | 118.6964 | 0 | 0 | 0 | 0 | 38.85 | -8436.1375 | 0
197.5 | 8.2292 | 0 | 0 | 7 | -7.4741 | 197.1566 | 102.6515 | -22.2735 | -24.2166 | 81.9062 | 106.9196 | 0 | 0 | 0 | 0 | 39.85 | -8682.7763 | 0
198.5 | 8.2708 | 0 | 0 | 7 | -7.4898 | 198.1563 | 87.6554 | -22.2682 | -13.7989 | 72.1991 | 93.3317 | 0 | 0 | 0 | 0 | 39.85 | -8682.7763 | 0
199.5 | 8.3125 | 0 | 0 | 8 | -7.5054 | 199.156 | 72.6594 | -22.263 | -3.9375 | 62.311 | 80.0773 | 0 | 0 | 0 | 0 | 38.85 | -8436.1375 | 0
200.5 | 8.3542 | 25 | 22 | 8 | -7.5211 | 200.1558 | 57.6633 | -22.2577 | 5.0362 | 51.7202 | 67.3824 | 9.6145 | 20.5263 | 0.29474 | 30.4355 | 38.85 | -7103.5334 | 0
201.5 | 8.3958 | 0 | 31 | 8 | -7.5367 | 201.1555 | 42.6672 | -22.2524 | 12.7203 | 40.0194 | 55.6527 | 0 | 28.9234 | 0.41532 | 29.3387 | 38.85 | -7151.5559 | 0
202.5 | 8.4375 | 0 | 73 | 10 | -7.5523 | 202.1553 | 27.6711 | -22.2471 | 18.635 | 26.9753 | 45.6557 | 0 | 68.1099 | 0.97801 | 69.0879 | 36.85 | -4922.3181 | 0
203.5 | 8.4792 | 0 | 57 | 10 | -7.5679 | 203.155 | 12.675 | -22.2417 | 22.2752 | 12.6781 | 38.7689 | 0 | 53.1817 | 0.76366 | 53.9454 | 36.85 | -5585.3279 | 0
204.5 | 8.5208 | 0 | 62 | 9 | -7.5835 | 204.1547 | -2.3211 | -22.2364 | 23.2468 | -2.3384 | 36.7898 | 0 | 57.8468 | 0.83064 | 58.6774 | 37.85 | -5621.8158 | 0
205.5 | 8.5625 | 0 | 81 | 9 | -7.5991 | 205.1545 | -17.3172 | -22.2311 | 21.4312 | -17.2176 | 40.4473 | 0 | 75.574 | 1.0852 | 76.6592 | 37.85 | -4834.4916 | 0
206.5 | 8.6042 | 0 | 87 | 8 | -7.6146 | 206.1542 | -32.3133 | -22.2257 | 17.0453 | -31.1692 | 48.4798 | 0 | 81.1721 | 1.1656 | 82.3377 | 38.85 | -4831.0215 | 0
207.5 | 8.6458 | 0 | 61 | 8 | -7.6302 | 207.154 | -47.3095 | -22.2203 | 10.5355 | -43.7972 | 59.1254 | 0 | 56.9138 | 0.81725 | 57.731 | 38.85 | -5908.4125 | 0
208.5 | 8.6875 | 0 | 7 | 7 | -7.6457 | 208.1537 | -62.3056 | -22.215 | 2.41 | -55.1289 | 71.2143 | 0 | 6.5311 | 0.093782 | 6.6249 | 39.85 | -8392.7095 | 0
209.5 | 8.7292 | 0 | 0 | 7 | -7.6612 | 209.1534 | -77.3017 | -22.2096 | -6.8728 | -65.4639 | 84.1164 | 0 | 0 | 0 | 0 | 39.85 | -8682.7763 | 0
210.5 | 8.7708 | 0 | 0 | 7 | -7.6767 | 210.1532 | -92.2978 | -22.2042 | -16.9348 | -75.2469 | 97.4958 | 0 | 0 | 0 | 0 | 39.85 | -8682.7763 | 0
211.5 | 8.8125 | 0 | 0 | 7 | -7.6922 | 211.1529 | -107.2939 | -22.1987 | -27.4588 | -85.0413 | 111.1606 | 0 | 0 | 0 | 0 | 39.85 | -8682.7763 | 0
212.5 | 8.8542 | 0 | 0 | 7 | -7.7077 | 212.1527 | -122.2901 | -22.1933 | -38.1392 | -84.3752 | 119.7549 | 0 | 0 | 0 | 0 | 39.85 | -8682.7763 | 0
213.5 | 8.8958 | 0 | 0 | 7 | -7.7231 | 213.1524 | -137.2862 | -22.1879 | -48.5914 | -71.7366 | 123.0854 | 0 | 0 | 0 | 0 | 39.85 | -8682.7763 | 0
214.5 | 8.9375 | 0 | 0 | 6 | -7.7386 | 214.1522 | -152.2824 | -22.1824 | -58.1461 | -54.6941 | 125.6684 | 0 | 0 | 0 | 0 | 40.85 | -8930.8952 | 0
215.5 | 8.9792 | 0 | 0 | 7 | -7.754 | 215.1519 | -167.2785 | -22.177 | -65.3608 | -29.2838 | 127.2549 | 0 | 0 | 0 | 0 | 39.85 | -8682.7763 | 0
216.5 | 9.0208 | 0 | 0 | 7 | -7.7694 | 216.1516 | 177.7254 | -22.1715 | -67.6101 | 5.5372 | 127.6744 | 0 | 0 | 0 | 0 | 39.85 | -8682.7763 | 0
217.5 | 9.0625 | 0 | 0 | 6 | -7.7848 | 217.1514 | 162.7292 | -22.166 | -63.5478 | 38.1143 | 126.8786 | 0 | 0 | 0 | 0 | 40.85 | -8930.8952 | 10084.6808
218.5 | 9.1042 | 0 | 0 | 6 | -7.8002 | 218.1511 | 147.7331 | -22.1605 | -55.3883 | 60.5114 | 124.9565 | 0 | 0 | 0 | 0 | 40.85 | -8930.8952 | 13394.3019
219.5 | 9.1458 | 0 | 0 | 6 | -7.8156 | 219.1509 | 132.7369 | -22.155 | -45.4526 | 75.8615 | 122.1079 | 0 | 0 | 0 | 0 | 40.85 | -8930.8952 | 0
220.5 | 9.1875 | 0 | 0 | 5.5 | -7.831 | 220.1506 | 117.7407 | -22.1495 | -34.8736 | 87.6881 | 118.5952 | 0 | 0 | 0 | 0 | 41.35 | -9055.5098 | 0
221.5 | 9.2292 | 0 | 0 | 5 | -7.8463 | 221.1504 | 102.7446 | -22.144 | -24.1986 | 82.0756 | 106.9842 | 0 | 0 | 0 | 0 | 41.85 | -9180.4943 | 0
222.5 | 9.2708 | 0 | 0 | 4 | -7.8616 | 222.1501 | 87.7484 | -22.1384 | -13.7739 | 72.3574 | 93.3831 | 0 | 0 | 0 | 0 | 42.85 | -9431.5736 | 0
223.5 | 9.3125 | 0 | 0 | 4 | -7.877 | 223.1499 | 72.7522 | -22.1329 | -3.9012 | 62.463 | 80.1131 | 0 | 0 | 0 | 0 | 42.85 | -9431.5736 | 0
224.5 | 9.3542 | 0 | 20 | 3 | -7.8923 | 224.1496 | 57.7561 | -22.1273 | 5.0879 | 51.8681 | 67.3983 | 0 | 18.6603 | 0.26795 | 18.9282 | 43.85 | -8855.3708 | 0
225.5 | 9.3958 | 16 | 79 | 3 | -7.9076 | 225.1493 | 42.7599 | -22.1217 | 12.7912 | 40.1623 | 55.6418 | 9.0298 | 73.708 | 1.0584 | 83.7962 | 43.85 | -6015.1552 | 0
226.5 | 9.4375 | 121 | 143 | 3 | -7.9228 | 226.1491 | 27.7637 | -22.1161 | 18.7276 | 27.1085 | 45.6081 | 84.647 | 133.4208 | 1.9158 | 219.9837 | 43.85 | -52.2528 | 0
227.5 | 9.4792 | 290 | 169 | 3 | -7.9381 | 227.1488 | 12.7675 | -22.1106 | 22.3899 | 12.7935 | 38.6748 | 226.4046 | 157.6791 | 2.2642 | 386.3479 | 43.85 | 7231.9259 | 0
228.5 | 9.5208 | 0 | 136 | 4 | -7.9533 | 228.1486 | -2.2287 | -22.1049 | 23.3808 | -2.2496 | 36.6531 | 0 | 126.8897 | 1.8221 | 128.7118 | 42.85 | -3795.99 | 0
229.5 | 9.5625 | 0 | 81 | 4 | -7.9686 | 229.1483 | -17.2249 | -22.0993 | 21.579 | -17.1603 | 40.2913 | 0 | 75.574 | 1.0852 | 76.6592 | 42.85 | -6075.0863 | 0
230.5 | 9.6042 | 0 | 47 | 4 | -7.9838 | 230.1481 | -32.2211 | -22.0937 | 17.2004 | -31.1423 | 48.3253 | 0 | 43.8516 | 0.62968 | 44.4813 | 42.85 | -7483.9822 | 0
231.5 | 9.6458 | 0 | 36 | 4 | -7.999 | 231.1478 | -47.2172 | -22.088 | 10.6929 | -43.7955 | 58.9806 | 0 | 33.5885 | 0.48231 | 34.0708 | 42.85 | -7939.8015 | 0
232.5 | 9.6875 | 0 | 4 | 4 | -8.0142 | 232.1476 | -62.2135 | -22.0824 | 2.5666 | -55.1466 | 71.0808 | 0 | 3.7321 | 0.05359 | 3.7856 | 42.85 | -9265.8212 | 0
233.5 | 9.7292 | 0 | 0 | 4 | -8.0294 | 233.1473 | -77.2097 | -22.0767 | -6.7183 | -65.4964 | 83.9938 | 0 | 0 | 0 | 0 | 42.85 | -9431.5736 | 0
234.5 | 9.7708 | 0 | 0 | 4 | -8.0445 | 234.1471 | -92.2059 | -22.0711 | -16.7825 | -75.2912 | 97.3835 | 0 | 0 | 0 | 0 | 42.85 | -9431.5736 | 0
235.5 | 9.8125 | 0 | 0 | 4 | -8.0597 | 235.1468 | -107.2021 | -22.0654 | -27.3079 | -85.0951 | 111.0586 | 0 | 0 | 0 | 0 | 42.85 | -9431.5736 | 0
236.5 | 9.8542 | 0 | 0 | 4 | -8.0748 | 236.1466 | -122.1983 | -22.0597 | -37.9882 | -84.3145 | 119.6037 | 0 | 0 | 0 | 0 | 42.85 | -9431.5736 | 0
237.5 | 9.8958 | 0 | 0 | 4 | -8.0899 | 237.1463 | -137.1945 | -22.054 | -48.4379 | -71.6762 | 122.9363 | 0 | 0 | 0 | 0 | 42.85 | -9431.5736 | 0
238.5 | 9.9375 | 0 | 0 | 4 | -8.105 | 238.146 | -152.1907 | -22.0482 | -57.9883 | -54.6595 | 125.5228 | 0 | 0 | 0 | 0 | 42.85 | -9431.5736 | 3856.2318
239.5 | 9.9792 | 0 | 0 | 4 | -8.1201 | 239.1458 | -167.187 | -22.0425 | -65.2043 | -29.3503 | 127.1145 | 0 | 0 | 0 | 0 | 42.85 | -9431.5736 | 47746.607
240.5 | 10.0208 | 0 | 0 | 5 | -8.1352 | 240.1455 | 177.8168 | -22.0368 | -67.4818 | 5.2904 | 127.5407 | 0 | 0 | 0 | 0 | 41.85 | -9180.4943 | 6888.1353
241.5 | 10.0625 | 0 | 0 | 4 | -8.1502 | 241.1453 | 162.8206 | -22.031 | -63.469 | 37.8038 | 126.7526 | 0 | 0 | 0 | 0 | 42.85 | -9431.5736 | 41598.824
242.5 | 10.1042 | 0 | 0 | 4 | -8.1653 | 242.145 | 147.8243 | -22.0252 | -55.3444 | 60.2416 | 124.838 | 0 | 0 | 0 | 0 | 42.85 | -9431.5736 | 9469.5075
243.5 | 10.1458 | 0 | 0 | 4 | -8.1803 | 243.1448 | 132.8281 | -22.0194 | -45.4254 | 75.6372 | 121.9955 | 0 | 0 | 0 | 0 | 42.85 | -9431.5736 | 11129.8207
244.5 | 10.1875 | 0 | 0 | 3 | -8.1953 | 244.1445 | 117.8318 | -22.0137 | -34.8517 | 87.4951 | 118.4871 | 0 | 0 | 0 | 0 | 43.85 | -9684.1331 | 0
245.5 | 10.2292 | 0 | 0 | 4 | -8.2103 | 245.1443 | 102.8356 | -22.0079 | -24.1749 | 82.2492 | 107.046 | 0 | 0 | 0 | 0 | 42.85 | -9431.5736 | 0
246.5 | 10.2708 | 0 | 0 | 4 | -8.2253 | 246.144 | 87.8393 | -22.002 | -13.7431 | 72.5194 | 93.4312 | 0 | 0 | 0 | 0 | 42.85 | -9431.5736 | 0
247.5 | 10.3125 | 0 | 0 | 5 | -8.2403 | 247.1438 | 72.8431 | -21.9962 | -3.8589 | 62.6182 | 80.1451 | 0 | 0 | 0 | 0 | 41.85 | -9180.4943 | 0
248.5 | 10.3542 | 81 | 27 | 6 | -8.2552 | 248.1435 | 57.8468 | -21.9904 | 5.1458 | 52.0185 | 67.4098 | 31.1152 | 25.1913 | 0.36173 | 56.6682 | 40.85 | -6449.704 | 0
249.5 | 10.3958 | 515 | 66 | 7 | -8.2702 | 249.1433 | 42.8505 | -21.9845 | 12.8684 | 40.307 | 55.6259 | 290.7656 | 61.5788 | 0.88423 | 353.2287 | 39.85 | 6783.1715 | 0
250.5 | 10.4375 | 738 | 55 | 6 | -8.2851 | 250.143 | 27.8543 | -21.9787 | 18.8268 | 27.2426 | 45.5547 | 516.7683 | 51.3157 | 0.73686 | 568.8208 | 40.85 | 15974.6521 | 0
251.5 | 10.4792 | 652 | 113 | 5 | -8.3 | 251.1428 | 12.858 | -21.9728 | 22.5113 | 12.9084 | 38.5743 | 509.7339 | 105.4304 | 1.5139 | 616.6782 | 41.85 | 17820.4652 | 0
252.5 | 10.5208 | 145 | 183 | 5 | -8.3149 | 252.1426 | -2.1383 | -21.9669 | 23.5213 | -2.1627 | 36.5102 | 116.5439 | 170.7413 | 2.4517 | 289.737 | 41.85 | 3505.5002 | 0
253.5 | 10.5625 | 37 | 155 | 4 | -8.3298 | 253.1423 | -17.1346 | -21.961 | 21.7326 | -17.1063 | 40.1302 | 28.2895 | 144.617 | 2.0766 | 174.9831 | 42.85 | -1770.0226 | 0
254.5 | 10.6042 | 502 | 129 | 3 | -8.3446 | 254.1421 | -32.1308 | -21.9551 | 17.3608 | -31.1196 | 48.1674 | 334.8123 | 120.3586 | 1.7283 | 456.8992 | 43.85 | 10320.978 | 0
255.5 | 10.6458 | 516 | 76 | 3 | -8.3595 | 255.1418 | -47.1271 | -21.9492 | 10.8549 | -43.7988 | 58.8338 | 267.0418 | 70.909 | 1.0182 | 338.9689 | 43.85 | 5157.4589 | 0
256.5 | 10.6875 | 230 | 10 | 2 | -8.3743 | 256.1416 | -62.1234 | -21.9433 | 2.7272 | -55.1697 | 70.9462 | 75.085 | 9.3301 | 0.13397 | 84.5491 | 44.85 | -6236.2327 | 0
257.5 | 10.7292 | 0 | 0 | 2 | -8.3891 | 257.1413 | -77.1197 | -21.9374 | -6.5604 | -65.5348 | 83.8708 | 0 | 0 | 0 | 0 | 44.85 | -9938.1727 | 0
258.5 | 10.7708 | 0 | 0 | 2 | -8.404 | 258.1411 | -92.116 | -21.9314 | -16.6273 | -75.3416 | 97.2715 | 0 | 0 | 0 | 0 | 44.85 | -9938.1727 | 0
259.5 | 10.8125 | 0 | 0 | 2 | -8.4187 | 259.1408 | -107.1123 | -21.9254 | -27.1543 | -85.1557 | 110.9574 | 0 | 0 | 0 | 0 | 44.85 | -9938.1727 | 0
260.5 | 10.8542 | 0 | 0 | 1 | -8.4335 | 260.1406 | -122.1086 | -21.9195 | -37.8343 | -84.2462 | 119.4467 | 0 | 0 | 0 | 0 | 45.85 | -10193.6925 | 0
261.5 | 10.8958 | 0 | 0 | 2 | -8.4483 | 261.1403 | -137.1049 | -21.9135 | -48.2813 | -71.6073 | 122.7811 | 0 | 0 | 0 | 0 | 44.85 | -9938.1727 | 0
262.5 | 10.9375 | 0 | 0 | 2 | -8.463 | 262.1401 | -152.1012 | -21.9075 | -57.8267 | -54.615 | 125.371 | 0 | 0 | 0 | 0 | 44.85 | -9938.1727 | 0
263.5 | 10.9792 | 0 | 0 | 2 | -8.4777 | 263.1398 | -167.0976 | -21.9015 | -65.0425 | -29.4063 | 126.9677 | 0 | 0 | 0 | 0 | 44.85 | -9938.1727 | 27588.5687
264.5 | 11.0208 | 0 | 0 | 2 | -8.4925 | 264.1396 | 177.9061 | -21.8955 | -67.3466 | 5.0497 | 127.4005 | 0 | 0 | 0 | 0 | 44.85 | -9938.1727 | 0
265.5 | 11.0625 | 0 | 0 | 1 | -8.5072 | 265.1393 | 162.9098 | -21.8894 | -63.3829 | 37.4918 | 126.6199 | 0 | 0 | 0 | 0 | 45.85 | -10193.6925 | 0
266.5 | 11.1042 | 0 | 0 | 1 | -8.5218 | 266.1391 | 147.9135 | -21.8834 | -55.2938 | 59.9671 | 124.7126 | 0 | 0 | 0 | 0 | 45.85 | -10193.6925 | 38823.9426
267.5 | 11.1458 | 0 | 0 | 2 | -8.5365 | 267.1389 | 132.9171 | -21.8774 | -45.3921 | 75.4079 | 121.8764 | 0 | 0 | 0 | 0 | 44.85 | -9938.1727 | 15887.556
268.5 | 11.1875 | 0 | 0 | 2 | -8.5512 | 268.1386 | 117.9208 | -21.8713 | -34.824 | 87.2975 | 118.3722 | 0 | 0 | 0 | 0 | 44.85 | -9938.1727 | 0
269.5 | 11.2292 | 0 | 0 | 1 | -8.5658 | 269.1384 | 102.9245 | -21.8652 | -24.1454 | 82.4269 | 107.1048 | 0 | 0 | 0 | 0 | 45.85 | -10193.6925 | 0
270.5 | 11.2708 | 0 | 0 | 1 | -8.5804 | 270.1381 | 87.9281 | -21.8591 | -13.7065 | 72.6849 | 93.4759 | 0 | 0 | 0 | 0 | 45.85 | -10193.6925 | 0
271.5 | 11.3125 | 0 | 0 | 1 | -8.595 | 271.1379 | 72.9318 | -21.853 | -3.8106 | 62.7764 | 80.1732 | 0 | 0 | 0 | 0 | 45.85 | -10193.6925 | 0
272.5 | 11.3542 | 197 | 33 | 1 | -8.6096 | 272.1376 | 57.9354 | -21.8469 | 5.21 | 52.1715 | 67.4169 | 75.6525 | 30.7894 | 0.44212 | 106.8841 | 45.85 | -5513.8246 | 0
273.5 | 11.3958 | 119 | 87 | 1 | -8.6242 | 273.1374 | 42.939 | -21.8408 | 12.9521 | 40.4535 | 55.605 | 67.2225 | 81.1721 | 1.1656 | 149.5602 | 45.85 | -3645.2719 | 0
274.5 | 11.4375 | 6 | 113 | 1 | -8.6388 | 274.1372 | 27.9427 | -21.8347 | 18.9325 | 27.3774 | 45.4955 | 4.2058 | 105.4304 | 1.5139 | 111.1501 | 45.85 | -5327.0371 | 0
275.5 | 11.4792 | 130 | 172 | 1 | -8.6533 | 275.1369 | 12.9463 | -21.8286 | 22.6392 | 13.0227 | 38.4674 | 101.785 | 160.4782 | 2.3044 | 264.5676 | 45.85 | 1390.2717 | 0
276.5 | 11.5208 | 0 | 62 | 1 | -8.6678 | 276.1367 | -2.05 | -21.8224 | 23.6681 | -2.0779 | 36.361 | 0 | 57.8468 | 0.83064 | 58.6774 | 45.85 | -7624.5294 | 0
277.5 | 11.5625 | 25 | 153 | 2 | -8.6823 | 277.1364 | -17.0464 | -21.8162 | 21.8922 | -17.0558 | 39.9642 | 19.1612 | 142.7509 | 2.0498 | 163.9619 | 44.85 | -2759.1791 | 0
278.5 | 11.6042 | 0 | 47 | 3 | -8.6968 | 278.1362 | -32.0428 | -21.8101 | 17.5264 | -31.1015 | 48.0061 | 0 | 43.8516 | 0.62968 | 44.4813 | 43.85 | -7736.5417 | 0
279.5 | 11.6458 | 298 | 126 | 3 | -8.7113 | 279.1359 | -47.0392 | -21.8039 | 11.0214 | -43.8072 | 58.6849 | 154.8839 | 117.5596 | 1.6881 | 274.1316 | 43.85 | 2318.5887 | 0
280.5 | 11.6875 | 137 | 17 | 3 | -8.7258 | 280.1357 | -62.0356 | -21.7977 | 2.8916 | -55.1984 | 70.8105 | 45.0309 | 15.8612 | 0.22776 | 61.1199 | 43.85 | -7008.0275 | 0
281.5 | 11.7292 | 0 | 0 | 4 | -8.7402 | 281.1355 | -77.0319 | -21.7915 | -6.3992 | -65.579 | 83.7476 | 0 | 0 | 0 | 0 | 42.85 | -9431.5736 | 0
282.5 | 11.7708 | 0 | 0 | 4 | -8.7547 | 282.1352 | -92.0283 | -21.7853 | -16.4691 | -75.3983 | 97.1599 | 0 | 0 | 0 | 0 | 42.85 | -9431.5736 | 0
283.5 | 11.8125 | 0 | 0 | 4 | -8.7691 | 283.135 | -107.0247 | -21.779 | -26.9979 | -85.223 | 110.857 | 0 | 0 | 0 | 0 | 42.85 | -9431.5736 | 0
284.5 | 11.8542 | 0 | 0 | 3 | -8.7835 | 284.1347 | -122.0211 | -21.7728 | -37.6777 | -84.1705 | 119.2839 | 0 | 0 | 0 | 0 | 43.85 | -9684.1331 | 0
285.5 | 11.8958 | 0 | 0 | 3 | -8.7979 | 285.1345 | -137.0175 | -21.7665 | -48.1216 | -71.5298 | 122.6201 | 0 | 0 | 0 | 0 | 43.85 | -9684.1331 | 0
286.5 | 11.9375 | 0 | 0 | 4 | -8.8123 | 286.1343 | -152.0139 | -21.7603 | -57.6612 | -54.5606 | 125.213 | 0 | 0 | 0 | 0 | 42.85 | -9431.5736 | 0
287.5 | 11.9792 | 0 | 0 | 3 | -8.8266 | 287.134 | -167.0103 | -21.754 | -64.8753 | -29.4519 | 126.8146 | 0 | 0 | 0 | 0 | 43.85 | -9684.1331 | 3795.6035
288.5 | 12.0208 | 0 | 0 | 4 | -8.841 | 288.1338 | 177.9932 | -21.7477 | -67.2045 | 4.8155 | 127.2537 | 0 | 0 | 0 | 0 | 42.85 | -9431.5736 | 31414.154
289.5 | 12.0625 | 0 | 0 | 3 | -8.8553 | 289.1335 | 162.9968 | -21.7414 | -63.2896 | 37.1788 | 126.4805 | 0 | 0 | 0 | 0 | 43.85 | -9684.1331 | 61105.6066
290.5 | 12.1042 | 0 | 0 | 3 | -8.8696 | 290.1333 | 148.0004 | -21.7351 | -55.2366 | 59.6883 | 124.5805 | 0 | 0 | 0 | 0 | 43.85 | -9684.1331 | 50336.3803
291.5 | 12.1458 | 0 | 0 | 3 | -8.8839 | 291.1331 | 133.004 | -21.7288 | -45.3527 | 75.1739 | 121.7504 | 0 | 0 | 0 | 0 | 43.85 | -9684.1331 | 23264.352
292.5 | 12.1875 | 0 | 0 | 3 | -8.8982 | 292.1328 | 118.0075 | -21.7225 | -34.7904 | 87.0954 | 118.2504 | 0 | 0 | 0 | 0 | 43.85 | -9684.1331 | 0
293.5 | 12.2292 | 0 | 0 | 3 | -8.9124 | 293.1326 | 103.0111 | -21.7161 | -24.1101 | 82.6084 | 107.1606 | 0 | 0 | 0 | 0 | 43.85 | -9684.1331 | 0
294.5 | 12.2708 | 0 | 0 | 3 | -8.9267 | 294.1324 | 88.0147 | -21.7098 | -13.664 | 72.8539 | 93.5171 | 0 | 0 | 0 | 0 | 43.85 | -9684.1331 | 0
295.5 | 12.3125 | 0 | 0 | 3 | -8.9409 | 295.1321 | 73.0182 | -21.7034 | -3.7563 | 62.9377 | 80.1974 | 0 | 0 | 0 | 0 | 43.85 | -9684.1331 | 0
296.5 | 12.3542 | 77 | 28 | 3 | -8.9551 | 296.1319 | 58.0218 | -21.697 | 5.2803 | 52.327 | 67.4196 | 29.5664 | 26.1244 | 0.37513 | 56.0659 | 43.85 | -7229.3137 | 0
297.5 | 12.3958 | 33 | 80 | 3 | -8.9693 | 297.1316 | 43.0253 | -21.6906 | 13.0423 | 40.6017 | 55.579 | 18.6539 | 74.641 | 1.0718 | 94.3667 | 43.85 | -5552.3329 | 0
298.5 | 12.4375 | 0 | 78 | 3 | -8.9835 | 298.1314 | 28.0289 | -21.6842 | 19.0449 | 27.5129 | 45.4306 | 0 | 72.775 | 1.045 | 73.82 | 43.85 | -6451.9601 | 0
299.5 | 12.4792 | 0 | 126 | 3 | -8.9977 | 299.1312 | 13.0324 | -21.6778 | 22.7738 | 13.1365 | 38.3543 | 0 | 117.5596 | 1.6881 | 119.2477 | 43.85 | -4462.9306 | 0
300.5 | 12.5208 | 0 | 68 | 3 | -9.0118 | 300.1309 | -1.964 | -21.6714 | 23.8212 | -1.9952 | 36.2057 | 0 | 63.4449 | 0.91103 | 64.3559 | 43.85 | -6866.3413 | 0
301.5 | 12.5625 | 167 | 172 | 3 | -9.026 | 301.1307 | -16.9605 | -21.665 | 22.0575 | -17.0086 | 39.7932 | 128.316 | 160.4782 | 2.3044 | 291.0986 | 43.85 | 3061.4774 | 0
302.5 | 12.6042 | 286 | 129 | 3 | -9.0401 | 302.1305 | -31.957 | -21.6585 | 17.6971 | -31.0878 | 47.8415 | 191.9587 | 120.3586 | 1.7283 | 314.0456 | 43.85 | 4066.2023 | 0
303.5 | 12.6458 | 53 | 92 | 2 | -9.0542 | 303.1302 | -46.9534 | -21.6521 | 11.1923 | -43.8207 | 58.534 | 27.6656 | 85.8372 | 1.2326 | 114.7353 | 44.85 | -4914.542 | 0
304.5 | 12.6875 | 25 | 13 | 2 | -9.0683 | 304.13 | -61.9499 | -21.6456 | 3.0598 | -55.2327 | 70.674 | 8.2736 | 12.1292 | 0.17417 | 20.5769 | 44.85 | -9037.2228 | 0
305.5 | 12.7292 | 0 | 0 | 2 | -9.0824 | 305.1298 | -76.9464 | -21.6391 | -6.2347 | -65.629 | 83.6242 | 0 | 0 | 0 | 0 | 44.85 | -9938.1727 | 0
306.5 | 12.7708 | 0 | 0 | 2 | -9.0964 | 306.1295 | -91.9429 | -21.6327 | -16.308 | -75.4611 | 97.0486 | 0 | 0 | 0 | 0 | 44.85 | -9938.1727 | 0
307.5 | 12.8125 | 0 | 0 | 2 | -9.1105 | 307.1293 | -106.9394 | -21.6262 | -26.8388 | -85.2969 | 110.7576 | 0 | 0 | 0 | 0 | 44.85 | -9938.1727 | 0
308.5 | 12.8542 | 0 | 0 | 3 | -9.1245 | 308.1291 | -121.9359 | -21.6196 | -37.5183 | -84.0874 | 119.1154 | 0 | 0 | 0 | 0 | 43.85 | -9684.1331 | 0
309.5 | 12.8958 | 0 | 0 | 3 | -9.1385 | 309.1288 | -136.9324 | -21.6131 | -47.9588 | -71.4439 | 122.4532 | 0 | 0 | 0 | 0 | 43.85 | -9684.1331 | 10098.3798
310.5 | 12.9375 | 0 | 0 | 4 | -9.1525 | 310.1286 | -151.9289 | -21.6066 | -57.4918 | -54.4964 | 125.049 | 0 | 0 | 0 | 0 | 42.85 | -9431.5736 | 0
311.5 | 12.9792 | 0 | 0 | 6 | -9.1665 | 311.1284 | -166.9254 | -21.6001 | -64.7029 | -29.487 | 126.6551 | 0 | 0 | 0 | 0 | 40.85 | -8930.8952 | 0
312.5 | 13.0208 | 0 | 0 | 6 | -9.1804 | 312.1281 | 178.0781 | -21.5935 | -67.0556 | 4.588 | 127.1004 | 0 | 0 | 0 | 0 | 40.85 | -8930.8952 | 0
313.5 | 13.0625 | 0 | 0 | 6 | -9.1944 | 313.1279 | 163.0816 | -21.5869 | -63.189 | 36.865 | 126.3344 | 0 | 0 | 0 | 0 | 40.85 | -8930.8952 | 0
314.5 | 13.1042 | 0 | 0 | 6 | -9.2083 | 314.1277 | 148.0851 | -21.5804 | -55.1727 | 59.4054 | 124.4416 | 0 | 0 | 0 | 0 | 40.85 | -8930.8952 | 0
315.5 | 13.1458 | 0 | 0 | 6 | -9.2222 | 315.1274 | 133.0885 | -21.5738 | -45.307 | 74.9354 | 121.6176 | 0 | 0 | 0 | 0 | 40.85 | -8930.8952 | 12120.6923
316.5 | 13.1875 | 0 | 0 | 6 | -9.2361 | 316.1272 | 118.092 | -21.5672 | -34.7509 | 86.8891 | 118.1218 | 0 | 0 | 0 | 0 | 40.85 | -8930.8952 | 0
317.5 | 13.2292 | 0 | 0 | 6 | -9.25 | 317.127 | 103.0955 | -21.5606 | -24.069 | 82.7939 | 107.2133 | 0 | 0 | 0 | 0 | 40.85 | -8930.8952 | 0
318.5 | 13.2708 | 0 | 0 | 7 | -9.2638 | 318.1267 | 88.099 | -21.5539 | -13.6156 | 73.0264 | 93.5549 | 0 | 0 | 0 | 0 | 39.85 | -8682.7763 | 0
319.5 | 13.3125 | 0 | 0 | 7 | -9.2777 | 319.1265 | 73.1024 | -21.5473 | -3.696 | 63.1019 | 80.2176 | 0 | 0 | 0 | 0 | 39.85 | -8682.7763 | 0
320.5 | 13.3542 | 99 | 31 | 8 | -9.2915 | 320.1263 | 58.1059 | -21.5407 | 5.3569 | 52.4848 | 67.4178 | 38.0168 | 28.9234 | 0.41532 | 67.3555 | 38.85 | -5487.0091 | 0
321.5 | 13.3958 | 27 | 82 | 8 | -9.3053 | 321.126 | 43.1093 | -21.534 | 13.1388 | 40.7515 | 55.548 | 15.2743 | 76.507 | 1.0986 | 92.88 | 38.85 | -4369.4333 | 0
322.5 | 13.4375 | 121 | 142 | 8 | -9.3191 | 322.1258 | 28.1128 | -21.5274 | 19.1638 | 27.649 | 45.36 | 85.0207 | 132.4878 | 1.9024 | 219.4109 | 38.85 | 1170.6634 | 0
323.5 | 13.4792 | 456 | 169 | 9 | -9.3329 | 323.1256 | 13.1162 | -21.5207 | 22.9149 | 13.2496 | 38.2348 | 358.1793 | 157.6791 | 2.2642 | 518.1227 | 37.85 | 14494.7728 | 0
324.5 | 13.5208 | 115 | 144 | 10 | -9.3466 | 324.1254 | -1.8803 | -21.514 | 23.9806 | -1.9146 | 36.0442 | 92.9847 | 134.3538 | 1.9292 | 229.2678 | 36.85 | 2091.0796 | 0
325.5 | 13.5625 | 415 | 157 | 10.3 | -9.3604 | 325.1251 | -16.8769 | -21.5073 | 22.2286 | -16.965 | 39.6174 | 319.6826 | 146.483 | 2.1034 | 468.269 | 36.55 | 12628.4471 | 0
326.5 | 13.6042 | 175 | 139 | 9.6 | -9.3741 | 326.1249 | -31.8735 | -21.5006 | 17.8729 | -31.0786 | 47.6737 | 117.8367 | 129.6888 | 1.8622 | 249.3877 | 37.25 | 2874.7249 | 0
327.5 | 13.6458 | 332 | 90 | 9.9 | -9.3878 | 327.1247 | -46.87 | -21.4939 | 11.3676 | -43.8394 | 58.3814 | 174.0553 | 83.9711 | 1.2058 | 259.2322 | 36.95 | 3378.7578 | 0
328.5 | 13.6875 | 161 | 14 | 8.2 | -9.4015 | 328.1244 | -61.8666 | -21.4871 | 3.2317 | -55.2725 | 70.5366 | 53.646 | 13.0622 | 0.18756 | 66.8957 | 38.65 | -5457.9907 | 0
329.5 | 13.7292 | 0 | 0 | 6.5 | -9.4152 | 329.1242 | -76.8632 | -21.4804 | -6.0671 | -65.685 | 83.5007 | 0 | 0 | 0 | 0 | 40.35 | -8806.6507 | 0
330.5 | 13.7708 | 0 | 0 | 5.8 | -9.4289 | 330.124 | -91.8598 | -21.4736 | -16.1441 | -75.5302 | 96.9379 | 0 | 0 | 0 | 0 | 41.05 | -8980.6966 | 0
331.5 | 13.8125 | 0 | 0 | 4.2 | -9.4425 | 331.1238 | -106.8564 | -21.4669 | -26.6771 | -85.3776 | 110.6591 | 0 | 0 | 0 | 0 | 42.65 | -9381.2394 | 0
332.5 | 13.8542 | 0 | 0 | 3.5 | -9.4561 | 332.1235 | -121.853 | -21.4601 | -37.3564 | -83.9969 | 118.9413 | 0 | 0 | 0 | 0 | 43.35 | -9557.6683 | 0
333.5 | 13.8958 | 0 | 0 | 3.8 | -9.4698 | 333.1233 | -136.8496 | -21.4533 | -47.7931 | -71.3495 | 122.2805 | 0 | 0 | 0 | 0 | 43.05 | -9481.9671 | 0
334.5 | 13.9375 | 0 | 0 | 3.1 | -9.4834 | 334.1231 | -151.8462 | -21.4465 | -57.3187 | -54.4225 | 124.879 | 0 | 0 | 0 | 0 | 43.75 | -9658.8105 | 0
335.5 | 13.9792 | 0 | 0 | 2.4 | -9.4969 | 335.1229 | -166.8428 | -21.4397 | -64.5254 | -29.5118 | 126.4894 | 0 | 0 | 0 | 0 | 44.45 | -9836.3792 | 0
336.5 | 14.0208 | 0 | 0 | 2.7 | -9.5105 | 336.1226 | 178.1606 | -21.4329 | -66.8999 | 4.3675 | 126.9407 | 0 | 0 | 0 | 0 | 44.15 | -9760.1895 | 0
337.5 | 14.0625 | 0 | 0 | 3 | -9.524 | 337.1224 | 163.164 | -21.4261 | -63.0812 | 36.551 | 126.1816 | 0 | 0 | 0 | 0 | 43.85 | -9684.1331 | 0
338.5 | 14.1042 | 0 | 0 | 2.1 | -9.5376 | 338.1222 | 148.1674 | -21.4192 | -55.102 | 59.1189 | 124.2959 | 0 | 0 | 0 | 0 | 44.75 | -9912.7021 | 0
339.5 | 14.1458 | 0 | 0 | 1.1 | -9.5511 | 339.1219 | 133.1708 | -21.4124 | -45.255 | 74.6925 | 121.478 | 0 | 0 | 0 | 0 | 45.75 | -10168.0739 | 5700.6092
340.5 | 14.1875 | 0 | 0 | 0.2 | -9.5646 | 340.1217 | 118.1741 | -21.4055 | -34.7053 | 86.6787 | 117.9865 | 0 | 0 | 0 | 0 | 46.65 | -10399.1741 | 0
341.5 | 14.2292 | 0 | 0 | -0.8 | -9.5781 | 341.1215 | 103.1775 | -21.3986 | -24.022 | 82.983 | 107.2629 | 0 | 0 | 0 | 0 | 47.65 | -10657.3582 | 0
342.5 | 14.2708 | 0 | 0 | -0.4 | -9.5915 | 342.1213 | 88.1809 | -21.3917 | -13.5613 | 73.2021 | 93.5891 | 0 | 0 | 0 | 0 | 47.25 | -10553.9069 | 0
343.5 | 14.3125 | 0 | 0 | -0.1 | -9.605 | 343.1211 | 73.1842 | -21.3848 | -3.6296 | 63.2689 | 80.2339 | 0 | 0 | 0 | 0 | 46.95 | -10476.4739 | 0
344.5 | 14.3542 | 165 | 35 | 0.3 | -9.6184 | 344.1208 | 58.1876 | -21.3779 | 5.4397 | 52.6449 | 67.4116 | 63.3779 | 32.6554 | 0.46891 | 96.5022 | 46.55 | -6148.1341 | 0
345.5 | 14.3958 | 60 | 87 | 0.6 | -9.6318 | 345.1206 | 43.191 | -21.371 | 13.2418 | 40.903 | 55.5119 | 33.9741 | 81.1721 | 1.1656 | 116.3118 | 46.25 | -5203.66 | 0
346.5 | 14.4375 | 0 | 109 | 2 | -9.6452 | 346.1204 | 28.1943 | -21.3641 | 19.2893 | 27.7858 | 45.2836 | 0 | 101.6984 | 1.4603 | 103.1587 | 44.85 | -5421.4182 | 0
347.5 | 14.4792 | 290 | 199 | 2.3 | -9.6586 | 347.1202 | 13.1976 | -21.3572 | 23.0624 | 13.362 | 38.1091 | 228.1828 | 185.6695 | 2.6661 | 416.5185 | 44.55 | 8375.2555 | 0
348.5 | 14.5208 | 0 | 123 | 2.7 | -9.6719 | 348.1199 | -1.799 | -21.3502 | 24.1462 | -1.8362 | 35.8767 | 0 | 114.7606 | 1.6479 | 116.4084 | 44.15 | -4663.3014 | 0
349.5 | 14.5625 | 37 | 160 | 3 | -9.6853 | 349.1197 | -16.7957 | -21.3432 | 22.4054 | -16.9249 | 39.4368 | 28.576 | 149.282 | 2.1436 | 180.0017 | 43.85 | -1802.8465 | 0
350.5 | 14.6042 | 531 | 133 | 4 | -9.6986 | 350.1195 | -31.7923 | -21.3363 | 18.0537 | -31.074 | 47.5028 | 358.7195 | 124.0907 | 1.7819 | 484.5921 | 42.85 | 11786.0569 | 0
351.5 | 14.6458 | 442 | 86 | 6 | -9.7119 | 351.1193 | -46.789 | -21.3293 | 11.5471 | -43.8634 | 58.2269 | 232.7378 | 80.2391 | 1.1522 | 314.1291 | 40.85 | 4823.0969 | 0
352.5 | 14.6875 | 219 | 14 | 3.1 | -9.7252 | 352.119 | -61.7857 | -21.3223 | 3.4071 | -55.3179 | 70.3985 | 73.4695 | 13.0622 | 0.18756 | 86.7192 | 43.75 | -5861.8514 | 0
353.5 | 14.7292 | 0 | 0 | 0 | -9.7385 | 353.1188 | -76.7824 | -21.3153 | -5.8964 | -65.7468 | 83.3772 | 0 | 0 | 0 | 0 | 46.85 | -10450.6925 | 0
354.5 | 14.7708 | 0 | 0 | -0.1 | -9.7518 | 354.1186 | -91.7791 | -21.3083 | -15.9774 | -75.6055 | 96.8277 | 0 | 0 | 0 | 0 | 46.95 | -10476.4739 | 0
355.5 | 14.8125 | 0 | 0 | -0.1 | -9.765 | 355.1184 | -106.7758 | -21.3012 | -26.5128 | -85.4648 | 110.5616 | 0 | 0 | 0 | 0 | 46.95 | -10476.4739 | 0
356.5 | 14.8542 | 0 | 0 | 0 | -9.7782 | 356.1182 | -121.7724 | -21.2942 | -37.1918 | -83.8991 | 118.7617 | 0 | 0 | 0 | 0 | 46.85 | -10450.6925 | 0
357.5 | 14.8958 | 0 | 0 | -0.4 | -9.7914 | 357.1179 | -136.7691 | -21.2871 | -47.6244 | -71.2469 | 122.1021 | 0 | 0 | 0 | 0 | 47.25 | -10553.9069 | 20181.863
358.5 | 14.9375 | 0 | 0 | -0.6 | -9.8046 | 358.1177 | -151.7658 | -21.2801 | -57.1419 | -54.3392 | 124.7031 | 0 | 0 | 0 | 0 | 47.45 | -10605.6029 | 2547.5324
359.5 | 14.9792 | 0 | 0 | -0.7 | -9.8178 | 359.1175 | -166.7626 | -21.273 | -64.3429 | -29.5263 | 126.3176 | 0 | 0 | 0 | 0 | 47.55 | -10631.4731 | 0
360.5 | 15.0208 | 0 | 0 | -0.9 | -9.8309 | 360.1173 | 178.2407 | -21.2659 | -66.7374 | 4.1541 | 126.7745 | 0 | 0 | 0 | 0 | 47.75 | -10683.258 | 61175.2804
361.5 | 15.0625 | 0 | 0 | -1 | -9.8441 | 361.1171 | 163.244 | -21.2588 | -62.9661 | 36.2371 | 126.0223 | 0 | 0 | 0 | 0 | 47.85 | -10709.1726 | 56569.8648
362.5 | 15.1042 | 0 | 0 | -0.8 | -9.8572 | 362.1168 | 148.2473 | -21.2517 | -55.0245 | 58.8288 | 124.1436 | 0 | 0 | 0 | 0 | 47.65 | -10657.3582 | 50647.6499
363.5 | 15.1458 | 0 | 0 | -0.6 | -9.8703 | 363.1166 | 133.2506 | -21.2446 | -45.1968 | 74.4455 | 121.3317 | 0 | 0 | 0 | 0 | 47.45 | -10605.6029 | 27613.1578
364.5 | 15.1875 | 0 | 0 | -0.3 | -9.8834 | 364.1164 | 118.2538 | -21.2375 | -34.6538 | 86.4643 | 117.8444 | 0 | 0 | 0 | 0 | 47.15 | -10528.0811 | 0
365.5 | 15.2292 | 0 | 0 | -1.1 | -9.8965 | 365.1162 | 103.2571 | -21.2304 | -23.969 | 83.1758 | 107.3092 | 0 | 0 | 0 | 0 | 47.95 | -10735.102 | 0
366.5 | 15.2708 | 0 | 0 | -0.9 | -9.9095 | 366.116 | 88.2604 | -21.2232 | -13.5011 | 73.381 | 93.6198 | 0 | 0 | 0 | 0 | 47.75 | -10683.258 | 0
367.5 | 15.3125 | 0 | 0 | 3.3 | -9.9226 | 367.1158 | 73.2636 | -21.216 | -3.5572 | 63.4387 | 80.2462 | 0 | 0 | 0 | 0 | 43.55 | -9608.2098 | 0
368.5 | 15.3542 | 179 | 31 | 4.6 | -9.9356 | 368.1155 | 58.2669 | -21.2089 | 5.5288 | 52.8073 | 67.4009 | 68.7862 | 28.9234 | 0.41532 | 98.125 | 42.25 | -4984.3943 | 0
369.5 | 15.3958 | 49 | 86 | 5.8 | -9.9486 | 369.1153 | 43.2701 | -21.2017 | 13.3512 | 41.0559 | 55.4708 | 27.7745 | 80.2391 | 1.1522 | 109.1658 | 41.05 | -4200.9264 | 0
370.5 | 15.4375 | 0 | 110 | 5 | -9.9616 | 370.1151 | 28.2734 | -21.1945 | 19.4213 | 27.923 | 45.2016 | 0 | 102.6314 | 1.4737 | 104.1051 | 41.85 | -4622.3017 | 0
371.5 | 15.4792 | 83 | 173 | 6.2 | -9.9745 | 371.1149 | 13.2766 | -21.1873 | 23.2165 | 13.4736 | 37.9771 | 65.4253 | 161.4112 | 2.3178 | 229.1543 | 40.65 | 1152.258 | 0
372.5 | 15.5208 | 308 | 185 | 5.4 | -9.9875 | 372.1147 | -1.7201 | -21.1801 | 24.3181 | -1.7601 | 35.703 | 250.1122 | 172.6073 | 2.4785 | 425.198 | 41.45 | 9536.6153 | 0
373.5 | 15.5625 | 649 | 122 | 7.7 | -10.0004 | 373.1145 | -16.7169 | -21.1729 | 22.5878 | -16.8885 | 39.2515 | 502.5699 | 113.8275 | 1.6345 | 618.0319 | 39.15 | 18550.2581 | 0
374.5 | 15.6042 | 705 | 74 | 6.9 | -10.0133 | 374.1142 | -31.7137 | -21.1656 | 18.2394 | -31.0741 | 47.3288 | 477.8417 | 69.0429 | 0.99141 | 547.8761 | 39.95 | 15280.9684 | 0
375.5 | 15.6458 | 559 | 79 | 5.1 | -10.0262 | 375.114 | -46.7104 | -21.1584 | 11.7308 | -43.8926 | 58.0709 | 295.6383 | 73.708 | 1.0584 | 370.4047 | 41.75 | 7062.5227 | 0
376.5 | 15.6875 | 284 | 14 | 5.3 | -10.0391 | 376.1138 | -61.7072 | -21.1511 | 3.5862 | -55.3689 | 70.2597 | 95.9233 | 13.0622 | 0.18756 | 109.173 | 41.55 | -4325.3696 | 0
377.5 | 15.7292 | 0 | 0 | 5.4 | -10.052 | 377.1136 | -76.704 | -21.1439 | -5.7227 | -65.8145 | 83.2538 | 0 | 0 | 0 | 0 | 41.45 | -9080.4771 | 0
378.5 | 15.7708 | 0 | 0 | 5.8 | -10.0648 | 378.1134 | -91.7008 | -21.1366 | -15.8081 | -75.6869 | 96.7181 | 0 | 0 | 0 | 0 | 41.05 | -8980.6966 | 0
379.5 | 15.8125 | 0 | 0 | 6 | -10.0776 | 379.1132 | -106.6976 | -21.1293 | -26.3461 | -85.5588 | 110.4652 | 0 | 0 | 0 | 0 | 40.85 | -8930.8952 | 0
380.5 | 15.8542 | 0 | 0 | 5.2 | -10.0904 | 380.113 | -121.6944 | -21.122 | -37.0247 | -83.794 | 118.5765 | 0 | 0 | 0 | 0 | 41.65 | -9130.4561 | 0
381.5 | 15.8958 | 0 | 0 | 4.4 | -10.1032 | 381.1127 | -136.6912 | -21.1147 | -47.4528 | -71.1361 | 121.918 | 0 | 0 | 0 | 0 | 42.45 | -9330.9643 | 1219.594
382.5 | 15.9375 | 0 | 0 | 4.7 | -10.116 | 382.1125 | -151.688 | -21.1073 | -56.9615 | -54.2464 | 124.5212 | 0 | 0 | 0 | 0 | 42.15 | -9255.6627 | 0
383.5 | 15.9792 | 0 | 0 | 3.9 | -10.1288 | 383.1123 | -166.6848 | -21.1 | -64.1553 | -29.5306 | 126.1395 | 0 | 0 | 0 | 0 | 42.95 | -9456.763 | 11080.5429
384.5 | 16.0208 | 0 | 0 | 3.1 | -10.1415 | 384.1121 | 178.3184 | -21.0927 | -66.5683 | 3.9481 | 126.602 | 0 | 0 | 0 | 0 | 43.75 | -9658.8105 | 0
385.5 | 16.0625 | 0 | 0 | 2.3 | -10.1542 | 385.1119 | 163.3216 | -21.0853 | -62.8438 | 35.9238 | 125.8564 | 0 | 0 | 0 | 0 | 44.55 | -9861.8054 | 0
386.5 | 16.1042 | 0 | 0 | 2.6 | -10.1669 | 386.1117 | 148.3247 | -21.0779 | -54.9401 | 58.5357 | 123.9846 | 0 | 0 | 0 | 0 | 44.25 | -9785.5713 | 0
387.5 | 16.1458 | 0 | 0 | 2.8 | -10.1796 | 387.1115 | 133.3279 | -21.0706 | -45.1322 | 74.1945 | 121.1786 | 0 | 0 | 0 | 0 | 44.05 | -9734.8226 | 0
388.5 | 16.1875 | 0 | 0 | 2 | -10.1923 | 388.1113 | 118.3311 | -21.0632 | -34.5962 | 86.2461 | 117.6955 | 0 | 0 | 0 | 0 | 44.85 | -9938.1727 | 0
389.5 | 16.2292 | 0 | 0 | 0.8 | -10.2049 | 389.1111 | 103.3342 | -21.0558 | -23.9101 | 83.3721 | 107.3522 | 0 | 0 | 0 | 0 | 46.05 | -10244.9741 | 0
390.5 | 16.2708 | 0 | 0 | 0.7 | -10.2176 | 390.1108 | 88.3374 | -21.0484 | -13.4349 | 73.5631 | 93.6467 | 0 | 0 | 0 | 0 | 46.15 | -10270.6371 | 0
391.5 | 16.3125 | 0 | 0 | 0.5 | -10.2302 | 391.1106 | 73.3405 | -21.041 | -3.4786 | 63.6112 | 80.2545 | 0 | 0 | 0 | 0 | 46.35 | -10322.0075 | 0
392.5 | 16.3542 | 101 | 31 | 1.3 | -10.2428 | 392.1104 | 58.3437 | -21.0335 | 5.624 | 52.9718 | 67.3857 | 38.8371 | 28.9234 | 0.41532 | 68.1758 | 45.55 | -7131.8364 | 0
393.5 | 16.3958 | 371 | 84 | 3.2 | -10.2553 | 393.1102 | 43.3468 | -21.0261 | 13.467 | 41.2103 | 55.4246 | 210.5387 | 78.3731 | 1.1254 | 290.0372 | 43.65 | 3065.6361 | 0
394.5 | 16.4375 | 87 | 143 | 3 | -10.2679 | 394.11 | 28.35 | -21.0186 | 19.5598 | 28.0607 | 45.1138 | 61.3959 | 133.4208 | 1.9158 | 196.7326 | 43.85 | -1070.2913 | 0
395.5 | 16.4792 | 24 | 162 | 3.8 | -10.2805 | 395.1098 | 13.3531 | -21.0112 | 23.377 | 13.5843 | 37.8388 | 18.9537 | 151.1481 | 2.1704 | 172.2722 | 43.05 | -1939.1119 | 0
396.5 | 16.5208 | 0 | 117 | 4.7 | -10.293 | 396.1096 | -1.6438 | -21.0037 | 24.496 | -1.6863 | 35.5234 | 0 | 109.1625 | 1.5675 | 110.73 | 42.15 | -4407.4033 | 0
397.5 | 16.5625 | 0 | 127 | 6.5 | -10.3055 | 397.1094 | -16.6406 | -20.9962 | 22.7759 | -16.8558 | 39.0616 | 0 | 118.4926 | 1.7015 | 120.1941 | 40.35 | -3544.0102 | 0
398.5 | 16.6042 | 65 | 140 | 7.3 | -10.318 | 398.1092 | -31.6375 | -20.9887 | 18.43 | -31.0788 | 47.152 | 44.2036 | 130.6218 | 1.8756 | 176.7011 | 39.55 | -871.8586 | 0
399.5 | 16.6458 | 296 | 131 | 7.2 | -10.3304 | 399.109 | -46.6344 | -20.9812 | 11.9187 | -43.9271 | 57.9133 | 157.236 | 122.2247 | 1.7551 | 281.2157 | 39.65 | 3679.5637 | 0
400.5 | 16.6875 | 0 | 0 | 4 | -10.3429 | 400.1088 | -61.6313 | -20.9737 | 3.7687 | -55.4256 | 70.1203 | 0 | 0 | 0 | 0 | 42.85 | -9431.5736 | 0
401.5 | 16.7292 | 0 | 0 | 3 | -10.3553 | 401.1085 | -76.6282 | -20.9662 | -5.546 | -65.8881 | 83.1305 | 0 | 0 | 0 | 0 | 43.85 | -9684.1331 | 0
402.5 | 16.7708 | 0 | 0 | 2.2 | -10.3678 | 402.1083 | -91.6251 | -20.9586 | -15.6363 | -75.7746 | 96.6093 | 0 | 0 | 0 | 0 | 44.65 | -9887.2464 | 0
403.5 | 16.8125 | 0 | 0 | 1.3 | -10.3802 | 403.1081 | -106.622 | -20.9511 | -26.1769 | -85.6593 | 110.3699 | 0 | 0 | 0 | 0 | 45.55 | -10116.8811 | 0
404.5 | 16.8542 | 0 | 0 | 1.5 | -10.3925 | 404.1079 | -121.6189 | -20.9435 | -36.8551 | -83.6817 | 118.3858 | 0 | 0 | 0 | 0 | 45.35 | -10065.7476 | 0
405.5 | 16.8958 | 0 | 0 | -0.4 | -10.4049 | 405.1077 | -136.6158 | -20.9359 | -47.2785 | -71.0171 | 121.7282 | 0 | 0 | 0 | 0 | 47.25 | -10553.9069 | 0
406.5 | 16.9375 | 0 | 0 | 0.8 | -10.4173 | 406.1075 | -151.6127 | -20.9284 | -56.7774 | -54.1443 | 124.3335 | 0 | 0 | 0 | 0 | 46.05 | -10244.9741 | 0
407.5 | 16.9792 | 0 | 0 | 0.9 | -10.4296 | 407.1073 | -166.6096 | -20.9208 | -63.9628 | -29.5249 | 125.9554 | 0 | 0 | 0 | 0 | 45.95 | -10219.3259 | 0
408.5 | 17.0208 | 0 | 0 | 2.1 | -10.4419 | 408.1071 | 178.3935 | -20.9132 | -66.3927 | 3.7495 | 126.4232 | 0 | 0 | 0 | 0 | 44.75 | -9912.7021 | 0
409.5 | 17.0625 | 0 | 0 | 1.2 | -10.4542 | 409.1069 | 163.3965 | -20.9055 | -62.7142 | 35.6113 | 125.6841 | 0 | 0 | 0 | 0 | 45.65 | -10142.4701 | 0
410.5 | 17.1042 | 0 | 0 | 0.4 | -10.4665 | 410.1067 | 148.3996 | -20.8979 | -54.8489 | 58.2396 | 123.8189 | 0 | 0 | 0 | 0 | 46.45 | -10347.7149 | 0
411.5 | 17.1458 | 0 | 0 | 0.5 | -10.4787 | 411.1065 | 133.4027 | -20.8903 | -45.0612 | 73.9398 | 121.0189 | 0 | 0 | 0 | 0 | 46.35 | -10322.0075 | 11893.2249
412.5 | 17.1875 | 0 | 0 | 0.7 | -10.491 | 412.1063 | 118.4057 | -20.8826 | -34.5325 | 86.0242 | 117.54 | 0 | 0 | 0 | 0 | 46.15 | -10270.6371 | 0
413.5 | 17.2292 | 0 | 0 | 0.8 | -10.5032 | 413.1061 | 103.4088 | -20.875 | -23.8453 | 83.5717 | 107.3919 | 0 | 0 | 0 | 0 | 46.05 | -10244.9741 | 0
414.5 | 17.2708 | 0 | 0 | 1 | -10.5154 | 414.1059 | 88.4118 | -20.8673 | -13.3628 | 73.7481 | 93.67 | 0 | 0 | 0 | 0 | 45.85 | -10193.6925 | 0
415.5 | 17.3125 | 0 | 0 | 0.8 | -10.5276 | 415.1057 | 73.4149 | -20.8596 | -3.3941 | 63.7863 | 80.2586 | 0 | 0 | 0 | 0 | 46.05 | -10244.9741 | 0
416.5 | 17.3542 | 106 | 31 | 0.6 | -10.5397 | 416.1055 | 58.4179 | -20.8519 | 5.7255 | 53.1383 | 67.366 | 40.7934 | 28.9234 | 0.41532 | 70.1321 | 46.25 | -7225.6152 | 0
417.5 | 17.3958 | 5 | 79 | 1.5 | -10.5519 | 417.1053 | 43.421 | -20.8442 | 13.5891 | 41.3661 | 55.3734 | 2.8411 | 73.708 | 1.0584 | 77.6075 | 45.35 | -6667.7391 | 0
418.5 | 17.4375 | 92 | 146 | 2.3 | -10.564 | 418.1051 | 28.424 | -20.8365 | 19.7048 | 28.1988 | 45.0205 | 65.0306 | 136.2199 | 1.956 | 203.2065 | 44.55 | -964.5073 | 0
419.5 | 17.4792 | 0 | 109 | 3.1 | -10.5761 | 419.1049 | 13.427 | -20.8288 | 23.544 | 13.6942 | 37.6944 | 0 | 101.6984 | 1.4603 | 103.1587 | 43.75 | -5142.056 | 0
420.5 | 17.5208 | 0 | 111 | 3.9 | -10.5882 | 420.1047 | -1.5699 | -20.8211 | 24.6801 | -1.615 | 35.3377 | 0 | 103.5644 | 1.4871 | 105.0515 | 42.95 | -4857.1322 | 0
421.5 | 17.5625 | 25 | 164 | 3.7 | -10.6003 | 421.1045 | -16.5669 | -20.8133 | 22.9695 | -16.8268 | 38.8671 | 19.4651 | 153.0141 | 2.1972 | 174.6764 | 43.15 | -1859.0652 | 0
422.5 | 17.6042 | 77 | 142 | 4.5 | -10.6123 | 422.1043 | -31.5639 | -20.8056 | 18.6254 | -31.0883 | 46.9723 | 52.5411 | 132.4878 | 1.9024 | 186.9313 | 42.35 | -1121.1513 | 0
423.5 | 17.6458 | 250 | 126 | 4.4 | -10.6244 | 423.1041 | -46.5609 | -20.7978 | 12.1106 | -43.9669 | 57.7542 | 133.3881 | 117.5596 | 1.6881 | 252.6358 | 42.45 | 1730.574 | 0
424.5 | 17.6875 | 0 | 0 | 4.2 | -10.6364 | 424.1039 | -61.5579 | -20.79 | 3.9546 | -55.488 | 69.9805 | 0 | 0 | 0 | 0 | 42.65 | -9381.2394 | 0
425.5 | 17.7292 | 0 | 0 | 2 | -10.6484 | 425.1037 | -76.5549 | -20.7823 | -5.3664 | -65.9676 | 83.0075 | 0 | 0 | 0 | 0 | 44.85 | -9938.1727 | 0
426.5 | 17.7708 | 0 | 0 | 0.8 | -10.6604 | 426.1035 | -91.5519 | -20.7745 | -15.4618 | -75.8684 | 96.5011 | 0 | 0 | 0 | 0 | 46.05 | -10244.9741 | 0
427.5 | 17.8125 | 0 | 0 | 0.1 | -10.6723 | 427.1033 | -106.5489 | -20.7666 | -26.0054 | -85.7663 | 110.2758 | 0 | 0 | 0 | 0 | 46.75 | -10424.9259 | 0
428.5 | 17.8542 | 0 | 0 | -0.5 | -10.6843 | 428.1031 | -121.5459 | -20.7588 | -36.6831 | -83.5622 | 118.1898 | 0 | 0 | 0 | 0 | 47.35 | -10579.7475 | 0
429.5 | 17.8958 | 0 | 0 | -0.1 | -10.6962 | 429.1029 | -136.5429 | -20.751 | -47.1013 | -70.89 | 121.533 | 0 | 0 | 0 | 0 | 46.95 | -10476.4739 | 0
430.5 | 17.9375 | 0 | 0 | 1.3 | -10.7081 | 430.1027 | -151.54 | -20.7432 | -56.5899 | -54.0331 | 124.1401 | 0 | 0 | 0 | 0 | 45.55 | -10116.8811 | 0
431.5 | 17.9792 | 0 | 0 | 2.6 | -10.72 | 431.1025 | -166.537 | -20.7353 | -63.7655 | -29.5094 | 125.7653 | 0 | 0 | 0 | 0 | 44.25 | -9785.5713 | 0
432.5 | 18.0208 | 0 | 0 | 2.9 | -10.7319 | 432.1023 | 178.466 | -20.7275 | -66.2105 | 3.5587 | 126.2381 | 0 | 0 | 0 | 0 | 43.95 | -9709.4704 | 0
433.5 | 18.0625 | 0 | 0 | 3.3 | -10.7437 | 433.1021 | 163.4689 | -20.7196 | -62.5774 | 35.3001 | 125.5053 | 0 | 0 | 0 | 0 | 43.55 | -9608.2098 | 9800.1957
434.5 | 18.1042 | 0 | 0 | 3.7 | -10.7556 | 434.1019 | 148.4719 | -20.7117 | -54.7509 | 57.941 | 123.6468 | 0 | 0 | 0 | 0 | 43.15 | -9507.186 | 0
435.5 | 18.1458 | 0 | 0 | 4 | -10.7674 | 435.1017 | 133.4748 | -20.7038 | -44.9838 | 73.6815 | 120.8525 | 0 | 0 | 0 | 0 | 42.85 | -9431.5736 | 12928.1425
436.5 | 18.1875 | 0 | 0 | 4.4 | -10.7792 | 436.1015 | 118.4778 | -20.6959 | -34.4627 | 85.7987 | 117.3778 | 0 | 0 | 0 | 0 | 42.45 | -9330.9643 | 0
437.5 | 18.2292 | 0 | 0 | 4.2 | -10.791 | 437.1013 | 103.4807 | -20.688 | -23.7745 | 83.7747 | 107.4281 | 0 | 0 | 0 | 0 | 42.65 | -9381.2394 | 0
438.5 | 18.2708 | 0 | 0 | 4.1 | -10.8027 | 438.1011 | 88.4837 | -20.6801 | -13.2846 | 73.9361 | 93.6895 | 0 | 0 | 0 | 0 | 42.75 | -9406.3991 | 0
439.5 | 18.3125 | 0 | 0 | 4.4 | -10.8145 | 439.1009 | 73.4866 | -20.6721 | -3.3034 | 63.9639 | 80.2587 | 0 | 0 | 0 | 0 | 42.45 | -9330.9643 | 0
440.5 | 18.3542 | 390 | 22 | 4.7 | -10.8262 | 440.1007 | 58.4896 | -20.6642 | 5.8332 | 53.307 | 67.3418 | 150.241 | 20.5263 | 0.29474 | 171.062 | 42.15 | -1765.7935 | 0
441.5 | 18.3958 | 470 | 85 | 5.3 | -10.8379 | 441.1005 | 43.4925 | -20.6562 | 13.7176 | 41.5232 | 55.3172 | 267.4454 | 79.3061 | 1.1388 | 347.8903 | 41.55 | 6126.7499 | 0
442.5 | 18.4375 | 116 | 148 | 5.9 | -10.8496 | 442.1003 | 28.4954 | -20.6483 | 19.8562 | 28.3373 | 44.9214 | 82.1368 | 138.0859 | 1.9828 | 222.2055 | 40.95 | 773.3723 | 0
443.5 | 18.4792 | 18 | 153 | 5.7 | -10.8613 | 443.1001 | 13.4983 | -20.6403 | 23.7173 | 13.803 | 37.5438 | 14.272 | 142.7509 | 2.0498 | 159.0727 | 41.15 | -2040.6965 | 0
444.5 | 18.5208 | 586 | 155 | 6.4 | -10.8729 | 444.0999 | -1.4988 | -20.6323 | 24.8703 | -1.546 | 35.1462 | 479.1641 | 144.617 | 2.0766 | 625.8577 | 40.45 | 18571.4095 | 0
445.5 | 18.5625 | 623 | 110 | 7 | -10.8845 | 445.0997 | -16.4959 | -20.6243 | 23.1685 | -16.8017 | 38.6681 | 486.4252 | 102.6314 | 1.4737 | 590.5303 | 39.85 | 17173.3111 | 0
446.5 | 18.6042 | 682 | 86 | 7.2 | -10.8962 | 446.0995 | -31.493 | -20.6163 | 18.8256 | -31.1027 | 46.7899 | 466.9485 | 80.2391 | 1.1522 | 548.3398 | 39.65 | 15375.4627 | 0
447.5 | 18.6458 | 586 | 80 | 7 | -10.9078 | 447.0993 | -46.4901 | -20.6083 | 12.3064 | -44.0121 | 57.5938 | 314.0481 | 74.641 | 1.0718 | 389.761 | 39.85 | 8382.7202 | 0
448.5 | 18.6875 | 0 | 0 | 6.4 | -10.9193 | 448.0991 | -61.4872 | -20.6002 | 4.1438 | -55.556 | 69.8402 | 0 | 0 | 0 | 0 | 40.45 | -8831.47 | 0
449.5 | 18.7292 | 0 | 0 | 5.6 | -10.9309 | 449.099 | -76.4843 | -20.5922 | -5.184 | -66.053 | 82.8847 | 0 | 0 | 0 | 0 | 41.25 | -9030.5573 | 0
450.5 | 18.7708 | 0 | 0 | 5.2 | -10.9424 | 450.0988 | -91.4814 | -20.5841 | -15.285 | -75.9683 | 96.3938 | 0 | 0 | 0 | 0 | 41.65 | -9130.4561 | 0
451.5 | 18.8125 | 0 | 0 | 4.9 | -10.9539 | 451.0986 | -106.4785 | -20.5761 | -25.8316 | -85.8799 | 110.1828 | 0 | 0 | 0 | 0 | 41.95 | -9205.5357 | 0
452.5 | 18.8542 | 0 | 0 | 4.6 | -10.9654 | 452.0984 | -121.4756 | -20.568 | -36.5087 | -83.4356 | 117.9885 | 0 | 0 | 0 | 0 | 42.25 | -9280.7484 | 0
453.5 | 18.8958 | 0 | 0 | 4.2 | -10.9769 | 453.0982 | -136.4728 | -20.5599 | -46.9214 | -70.755 | 121.3322 | 0 | 0 | 0 | 0 | 42.65 | -9381.2394 | 0
454.5 | 18.9375 | 0 | 0 | 3.8 | -10.9884 | 454.098 | -151.4699 | -20.5518 | -56.3988 | -53.9129 | 123.9409 | 0 | 0 | 0 | 0 | 43.05 | -9481.9671 | 0
455.5 | 18.9792 | 0 | 0 | 3.4 | -10.9998 | 455.0978 | -166.467 | -20.5437 | -63.5633 | -29.484 | 125.5693 | 0 | 0 | 0 | 0 | 43.45 | -9582.9317 | 0
456.5 | 19.0208 | 0 | 0 | 2 | -11.0113 | 456.0976 | 178.5358 | -20.5356 | -66.0218 | 3.3756 | 126.0468 | 0 | 0 | 0 | 0 | 44.85 | -9938.1727 | 0
457.5 | 19.0625 | 0 | 0 | 1.7 | -11.0227 | 457.0974 | 163.5387 | -20.5275 | -62.4335 | 34.9904 | 125.3201 | 0 | 0 | 0 | 0 | 45.15 | -10014.6732 | 0
458.5 | 19.1042 | 0 | 0 | 1.4 | -11.0341 | 458.0972 | 148.5415 | -20.5193 | -54.6459 | 57.6402 | 123.468 | 0 | 0 | 0 | 0 | 45.45 | -10091.307 | 0
459.5 | 19.1458 | 0 | 0 | 1 | -11.0454 | 459.097 | 133.5444 | -20.5112 | -44.8999 | 73.4198 | 120.6796 | 0 | 0 | 0 | 0 | 45.85 | -10193.6925 | 0
460.5 | 19.1875 | 0 | 0 | 1.4 | -11.0568 | 460.0969 | 118.5472 | -20.503 | -34.3867 | 85.5698 | 117.209 | 0 | 0 | 0 | 0 | 45.45 | -10091.307 | 0
461.5 | 19.2292 | 0 | 0 | 1.9 | -11.0681 | 461.0967 | 103.55 | -20.4949 | -23.6976 | 83.9808 | 107.4608 | 0 | 0 | 0 | 0 | 44.95 | -9963.6581 | 0
462.5 | 19.2708 | 0 | 0 | 2.3 | -11.0794 | 462.0965 | 88.5529 | -20.4867 | -13.2004 | 74.127 | 93.7053 | 0 | 0 | 0 | 0 | 44.55 | -9861.8054 | 0
463.5 | 19.3125 | 0 | 0 | 3.2 | -11.0907 | 463.0963 | 73.5557 | -20.4785 | -3.2067 | 64.144 | 80.2546 | 0 | 0 | 0 | 0 | 43.65 | -9633.5028 | 0
464.5 | 19.3542 | 45 | 33 | 4.2 | -11.102 | 464.0961 | 58.5585 | -20.4703 | 5.9471 | 53.4775 | 67.313 | 17.3563 | 30.7894 | 0.44212 | 48.5879 | 42.65 | -7253.8426 | 0
465.5 | 19.3958 | 219 | 98 | 5.1 | -11.1132 | 465.0959 | 43.5613 | -20.4621 | 13.8525 | 41.6815 | 55.2559 | 124.8106 | 91.4352 | 1.313 | 217.5588 | 41.75 | 370.2407 | 0
466.5 | 19.4375 | 58 | 147 | 5.6 | -11.1245 | 466.0957 | 28.5641 | -20.4539 | 20.0141 | 28.476 | 44.8168 | 41.1431 | 137.1529 | 1.9694 | 180.2654 | 41.25 | -1137.7228 | 0
467.5 | 19.4792 | 124 | 189 | 6.6 | -11.1357 | 467.0955 | 13.5669 | -20.4456 | 23.897 | 13.9109 | 37.3871 | 98.5243 | 176.3394 | 2.5321 | 277.3959 | 40.25 | 3363.7982 | 0
468.5 | 19.5208 | 18 | 177 | 7.5 | -11.1469 | 468.0954 | -1.4303 | -20.4374 | 25.0664 | -1.4796 | 34.9487 | 14.754 | 165.1432 | 2.3714 | 182.2686 | 39.35 | -578.7297 | 0
469.5 | 19.5625 | 0 | 127 | 7.5 | -11.1581 | 469.0952 | -16.4275 | -20.4291 | 23.373 | -16.7805 | 38.4646 | 0 | 118.4926 | 1.7015 | 120.1941 | 39.35 | -3296.6313 | 0
470.5 | 19.6042 | 0 | 53 | 8.4 | -11.1692 | 470.095 | -31.4247 | -20.4209 | 19.0304 | -31.1219 | 46.6049 | 0 | 49.4497 | 0.71007 | 50.1597 | 38.45 | -6141.6764 | 0
471.5 | 19.6458 | 66 | 99 | 8.3 | -11.1804 | 471.0948 | -46.4219 | -20.4126 | 12.5062 | -44.0628 | 57.4321 | 35.5277 | 92.3683 | 1.3263 | 129.2223 | 38.55 | -2704.4986 | 0
472.5 | 19.6875 | 0 | 0 | 7.2 | -11.1915 | 472.0946 | -61.4191 | -20.4043 | 4.3362 | -55.6298 | 69.6997 | 0 | 0 | 0 | 0 | 39.65 | -8633.3301 | 0
473.5 | 19.7292 | 0 | 0 | 7.2 | -11.2026 | 473.0944 | -76.4164 | -20.396 | -4.9989 | -66.1443 | 82.7623 | 0 | 0 | 0 | 0 | 39.65 | -8633.3301 | 0
474.5 | 19.7708 | 0 | 0 | 6.6 | -11.2137 | 474.0942 | -91.4136 | -20.3877 | -15.1057 | -76.0744 | 96.2873 | 0 | 0 | 0 | 0 | 40.25 | -8781.8462 | 0
475.5 | 19.8125 | 0 | 0 | 6.1 | -11.2247 | 475.0941 | -106.4108 | -20.3794 | -25.6555 | -86 | 110.0911 | 0 | 0 | 0 | 0 | 40.75 | -8906.0167 | 0
476.5 | 19.8542 | 0 | 0 | 6.1 | -11.2358 | 476.0939 | -121.4081 | -20.3711 | -36.332 | -83.3019 | 117.7819 | 0 | 0 | 0 | 0 | 40.75 | -8906.0167 | 0
477.5 | 19.8958 | 0 | 0 | 5.5 | -11.2468 | 477.0937 | -136.4053 | -20.3627 | -46.7389 | -70.6122 | 121.126 | 0 | 0 | 0 | 0 | 41.35 | -9055.5098 | 353.724
478.5 | 19.9375 | 0 | 0 | 5.5 | -11.2578 | 478.0935 | -151.4025 | -20.3544 | -56.2043 | -53.7838 | 123.7361 | 0 | 0 | 0 | 0 | 41.35 | -9055.5098 | 0
479.5 | 19.9792 | 0 | 0 | 5.5 | -11.2688 | 479.0933 | -166.3998 | -20.346 | -63.3564 | -29.449 | 125.3673 | 0 | 0 | 0 | 0 | 41.35 | -9055.5098 | 0
480.5 | 20.0208 | 0 | 0 | 5.5 | -11.2798 | 480.0931 | 178.6029 | -20.3377 | -65.8268 | 3.2003 | 125.8494 | 0 | 0 | 0 | 0 | 41.35 | -9055.5098 | 0
481.5 | 20.0625 | 0 | 0 | 5.5 | -11.2907 | 481.093 | 163.6057 | -20.3293 | -62.2823 | 34.6828 | 125.1286 | 0 | 0 | 0 | 0 | 41.35 | -9055.5098 | 0
482.5 | 20.1042 | 0 | 0 | 5 | -11.3017 | 482.0928 | 148.6084 | -20.3209 | -54.534 | 57.3374 | 123.2829 | 0 | 0 | 0 | 0 | 41.85 | -9180.4943 | 0
483.5 | 20.1458 | 0 | 0 | 4.4 | -11.3126 | 483.0926 | 133.6111 | -20.3125 | -44.8096 | 73.155 | 120.5001 | 0 | 0 | 0 | 0 | 42.45 | -9330.9643 | 18993.8888
484.5 | 20.1875 | 0 | 0 | 6.1 | -11.3235 | 484.0924 | 118.6139 | -20.3041 | -34.3046 | 85.3377 | 117.0336 | 0 | 0 | 0 | 0 | 40.75 | -8906.0167 | 0
485.5 | 20.2292 | 0 | 0 | 5.5 | -11.3343 | 485.0922 | 103.6166 | -20.2957 | -23.6147 | 84.1899 | 107.49 | 0 | 0 | 0 | 0 | 41.35 | -9055.5098 | 0
486.5 | 20.2708 | 0 | 0 | 5 | -11.3452 | 486.092 | 88.6193 | -20.2872 | -13.1103 | 74.3205 | 93.7172 | 0 | 0 | 0 | 0 | 41.85 | -9180.4943 | 0
487.5 | 20.3125 | 0 | 0 | 4.4 | -11.356 | 487.0919 | 73.622 | -20.2788 | -3.1039 | 64.3264 | 80.2464 | 0 | 0 | 0 | 0 | 42.45 | -9330.9643 | 0
488.5 | 20.3542 | 31 | 32 | 5.5 | -11.3668 | 488.0917 | 58.6247 | -20.2703 | 6.0672 | 53.65 | 67.2797 | 11.9732 | 29.8564 | 0.42872 | 42.2583 | 41.35 | -7205.2492 | 0
489.5 | 20.3958 | 0 | 54 | 5.5 | -11.3776 | 489.0915 | 43.6274 | -20.2619 | 13.9936 | 41.8411 | 55.1897 | 0 | 50.3827 | 0.72346 | 51.1061 | 41.35 | -6817.8516 | 0
490.5 | 20.4375 | 0 | 99 | 6.1 | -11.3884 | 490.0913 | 28.6301 | -20.2534 | 20.1783 | 28.615 | 44.7066 | 0 | 92.3683 | 1.3263 | 93.6946 | 40.75 | -4803.6434 | 0
491.5 | 20.4792 | 0 | 80 | 7.2 | -11.3992 | 491.0911 | 13.6328 | -20.2449 | 24.0829 | 14.0177 | 37.2243 | 0 | 74.641 | 1.0718 | 75.7128 | 39.65 | -5318.2809 | 0
492.5 | 20.5208 | 0 | 111 | 5 | -11.4099 | 492.091 | -1.3645 | -20.2364 | 25.2685 | -1.4158 | 34.7453 | 0 | 103.5644 | 1.4871 | 105.0515 | 41.85 | -4580.8636 | 0
493.5 | 20.5625 | 0 | 113 | 5 | -11.4206 | 493.0908 | -16.3618 | -20.2279 | 23.5828 | -16.7632 | 38.2569 | 0 | 105.4304 | 1.5139 | 106.9443 | 41.85 | -4497.9874 | 0
494.5 | 20.6042 | 0 | 121 | 5 | -11.4313 | 494.0906 | -31.3592 | -20.2194 | 19.2397 | -31.1459 | 46.4174 | 0 | 112.8945 | 1.6211 | 114.5156 | 41.85 | -4166.4825 | 0
495.5 | 20.6458 | 304 | 135 | 5 | -11.442 | 495.0904 | -46.3565 | -20.2109 | 12.7098 | -44.1189 | 57.2693 | 164.3699 | 125.9567 | 1.8087 | 292.1353 | 41.85 | 3610.5098 | 0
496.5 | 20.6875 | 0 | 0 | 3.3 | -11.4527 | 496.0903 | -61.3538 | -20.2024 | 4.5318 | -55.7092 | 69.559 | 0 | 0 | 0 | 0 | 43.55 | -9608.2098 | 0
497.5 | 20.7292 | 0 | 0 | 3.3 | -11.4633 | 497.0901 | -76.3512 | -20.1938 | -4.8112 | -66.2414 | 82.6404 | 0 | 0 | 0 | 0 | 43.55 | -9608.2098 | 0
498.5 | 20.7708 | 0 | 0 | 3.3 | -11.4739 | 498.0899 | -91.3485 | -20.1853 | -14.9241 | -76.1866 | 96.1818 | 0 | 0 | 0 | 0 | 43.55 | -9608.2098 | 0
499.5 | 20.8125 | 0 | 0 | 1.6 | -11.4845 | 499.0897 | -106.3459 | -20.1767 | -25.4772 | -86.1265 | 110.0006 | 0 | 0 | 0 | 0 | 45.25 | -10040.203 | 0
500.5 | 20.8542 | 0 | 0 | 0.5 | -11.4951 | 500.0895 | -121.3432 | -20.1681 | -36.153 | -83.1613 | 117.5701 | 0 | 0 | 0 | 0 | 46.35 | -10322.0075 | 0
501.5 | 20.8958 | 0 | 0 | 0 | -11.5057 | 501.0894 | -136.3406 | -20.1595 | -46.5537 | -70.4615 | 120.9145 | 0 | 0 | 0 | 0 | 46.85 | -10450.6925 | 0
502.5 | 20.9375 | 0 | 0 | 0 | -11.5162 | 502.0892 | -151.3379 | -20.1509 | -56.0064 | -53.646 | 123.5258 | 0 | 0 | 0 | 0 | 46.85 | -10450.6925 | 0
503.5 | 20.9792 | 0 | 0 | -0.6 | -11.5267 | 503.089 | -166.3353 | -20.1423 | -63.1449 | -29.4046 | 125.1596 | 0 | 0 | 0 | 0 | 47.45 | -10605.6029 | 12734.702
504.5 | 21.0208 | 0 | 0 | -1.7 | -11.5372 | 504.0888 | 178.6673 | -20.1337 | -65.6255 | 3.033 | 125.6459 | 0 | 0 | 0 | 0 | 48.55 | -10890.9894 | 435.4706
505.5 | 21.0625 | 0 | 0 | -1.2 | -11.5477 | 505.0887 | 163.6699 | -20.1251 | -62.124 | 34.3774 | 124.9308 | 0 | 0 | 0 | 0 | 48.05 | -10761.0462 | 0
506.5 | 21.1042 | 0 | 0 | 0 | -11.5582 | 506.0885 | 148.6725 | -20.1164 | -54.4152 | 57.0328 | 123.0913 | 0 | 0 | 0 | 0 | 46.85 | -10450.6925 | 0
507.5 | 21.1458 | 0 | 0 | 0 | -11.5686 | 507.0883 | 133.6752 | -20.1078 | -44.7127 | 72.8873 | 120.3141 | 0 | 0 | 0 | 0 | 46.85 | -10450.6925 | 0
508.5 | 21.1875 | 0 | 0 | -0.6 | -11.5791 | 508.0881 | 118.6778 | -20.0991 | -34.2162 | 85.1024 | 116.8516 | 0 | 0 | 0 | 0 | 47.45 | -10605.6029 | 0
509.5 | 21.2292 | 0 | 0 | -1.2 | -11.5895 | 509.088 | 103.6804 | -20.0905 | -23.5258 | 84.402 | 107.5155 | 0 | 0 | 0 | 0 | 48.05 | -10761.0462 | 0
510.5 | 21.2708 | 0 | 0 | -0.6 | -11.5999 | 510.0878 | 88.683 | -20.0818 | -13.0141 | 74.5167 | 93.7252 | 0 | 0 | 0 | 0 | 47.45 | -10605.6029 | 0
511.5 | 21.3125 | 0 | 0 | 0 | -11.6102 | 511.0876 | 73.6856 | -20.0731 | -2.9951 | 64.5111 | 80.234 | 0 | 0 | 0 | 0 | 46.85 | -10450.6925 | 0
512.5 | 21.3542 | 239 | 42 | 0.5 | -11.6206 | 512.0875 | 58.6881 | -20.0644 | 6.1934 | 53.8242 | 67.2419 | 92.455 | 39.1865 | 0.56269 | 132.2042 | 46.35 | -4533.5093 | 0
513.5 | 21.3958 | 0 | 76 | 2.2 | -11.6309 | 513.0873 | 43.6907 | -20.0557 | 14.1411 | 42.0019 | 55.1185 | 0 | 70.909 | 1.0182 | 71.9272 | 44.65 | -6737.9497 | 0
514.5 | 21.4375 | 12 | 132 | 3.3 | -11.6412 | 514.0871 | 28.6933 | -20.047 | 20.3489 | 28.7542 | 44.5909 | 8.5457 | 123.1577 | 1.7685 | 133.4718 | 43.55 | -3764.2112 | 0
515.5 | 21.4792 | 6 | 146 | 3.8 | -11.6515 | 515.0869 | 13.6959 | -20.0382 | 24.2751 | 14.1233 | 37.0555 | 4.7883 | 136.2199 | 1.956 | 142.9642 | 43.05 | -3222.3483 | 0
516.5 | 21.5208 | 0 | 141 | 5 | -11.6618 | 516.0868 | -1.3016 | -20.0295 | 25.4765 | -1.3546 | 34.5362 | 0 | 131.5548 | 1.889 | 133.4438 | 41.85 | -3337.7202 | 0
517.5 | 21.5625 | 129 | 186 | 5 | -11.672 | 517.0866 | -16.299 | -20.0207 | 23.7979 | -16.7498 | 38.0449 | 101.5911 | 173.5404 | 2.4919 | 277.6234 | 41.85 | 2975.1142 | 0
518.5 | 21.6042 | 0 | 83 | 4.7 | -11.6822 | 518.0864 | -31.2964 | -20.012 | 19.4536 | -31.175 | 46.2274 | 0 | 77.4401 | 1.112 | 78.552 | 42.15 | -5816.2992 | 0
519.5 | 21.6458 | 324 | 137 | 3.9 | -11.6924 | 519.0863 | -46.2939 | -20.0032 | 12.9172 | -44.1804 | 57.1055 | 175.9624 | 127.8227 | 1.8355 | 305.6206 | 42.95 | 3924.687 | 0
520.5 | 21.6875 | 0 | 0 | 3.6 | -11.7026 | 520.0861 | -61.2913 | -19.9944 | 4.7305 | -55.7944 | 69.4182 | 0 | 0 | 0 | 0 | 43.25 | -9532.4198 | 0
521.5 | 21.7292 | 0 | 0 | 2.8 | -11.7128 | 521.0859 | -76.2888 | -19.9856 | -4.6209 | -66.3445 | 82.519 | 0 | 0 | 0 | 0 | 44.05 | -9734.8226 | 0
522.5 | 21.7708 | 0 | 0 | 2 | -11.723 | 522.0858 | -91.2863 | -19.9768 | -14.7403 | -76.3049 | 96.0772 | 0 | 0 | 0 | 0 | 44.85 | -9938.1727 | 0
523.5 | 21.8125 | 0 | 0 | 1.8 | -11.7331 | 523.0856 | -106.2837 | -19.968 | -25.2969 | -86.2595 | 109.9115 | 0 | 0 | 0 | 0 | 45.05 | -9989.1582 | 0
524.5 | 21.8542 | 0 | 0 | 1.5 | -11.7432 | 524.0854 | -121.2812 | -19.9592 | -35.9719 | -83.0137 | 117.3532 | 0 | 0 | 0 | 0 | 45.35 | -10065.7476 | 0
525.5 | 21.8958 | 0 | 0 | 1.3 | -11.7533 | 525.0852 | -136.2787 | -19.9503 | -46.366 | -70.3033 | 120.6977 | 0 | 0 | 0 | 0 | 45.55 | -10116.8811 | 29686.759
526.5 | 21.9375 | 0 | 0 | 1 | -11.7634 | 526.0851 | -151.2762 | -19.9415 | -55.8051 | -53.4997 | 123.3099 | 0 | 0 | 0 | 0 | 45.85 | -10193.6925 | 55256.7708
527.5 | 21.9792 | 0 | 0 | 1.3 | -11.7734 | 527.0849 | -166.2736 | -19.9326 | -62.9287 | -29.3509 | 124.946 | 0 | 0 | 0 | 0 | 45.55 | -10116.8811 | 71486.237
528.5 | 22.0208 | 0 | 0 | 1 | -11.7834 | 528.0847 | 178.7289 | -19.9238 | -65.418 | 2.8737 | 125.4364 | 0 | 0 | 0 | 0 | 45.85 | -10193.6925 | 75739.7468
529.5 | 22.0625 | 0 | 0 | -0.8 | -11.7935 | 529.0846 | 163.7314 | -19.9149 | -61.9586 | 34.0746 | 124.7268 | 0 | 0 | 0 | 0 | 47.65 | -10657.3582 | 71819.1874
530.5 | 22.1042 | 0 | 0 | 0 | -11.8035 | 530.0844 | 148.7339 | -19.906 | -54.2894 | 56.7269 | 122.8933 | 0 | 0 | 0 | 0 | 46.85 | -10450.6925 | 55429.0358
531.5 | 22.1458 | 0 | 0 | 0.7 | -11.8134 | 531.0842 | 133.7364 | -19.8971 | -44.6093 | 72.6169 | 120.1216 | 0 | 0 | 0 | 0 | 46.15 | -10270.6371 | 29619.9113
532.5 | 22.1875 | 0 | 0 | 1.3 | -11.8234 | 532.0841 | 118.7388 | -19.8882 | -34.1216 | 84.8642 | 116.6632 | 0 | 0 | 0 | 0 | 45.55 | -10116.8811 | 0
533.5 | 22.2292 | 0 | 0 | 2.5 | -11.8333 | 533.0839 | 103.7413 | -19.8793 | -23.4307 | 84.6169 | 107.5373 | 0 | 0 | 0 | 0 | 44.35 | -9810.9679 | 0
534.5 | 22.2708 | 0 | 0 | 3.7 | -11.8432 | 534.0837 | 88.7438 | -19.8704 | -12.9119 | 74.7155 | 93.7293 | 0 | 0 | 0 | 0 | 43.15 | -9507.186 | 0
535.5 | 22.3125 | 0 | 0 | 4.3 | -11.8531 | 535.0836 | 73.7463 | -19.8614 | -2.8802 | 64.6981 | 80.2175 | 0 | 0 | 0 | 0 | 42.55 | -9356.0944 | 0
536.5 | 22.3542 | 0 | 17 | 5 | -11.863 | 536.0834 | 58.7487 | -19.8525 | 6.3258 | 54.0003 | 67.1996 | 0 | 15.8612 | 0.22776 | 16.089 | 41.85 | -8476.0464 | 0
537.5 | 22.3958 | 0 | 81 | 6.7 | -11.8728 | 537.0833 | 43.7512 | -19.8435 | 14.2948 | 42.1637 | 55.0423 | 0 | 75.574 | 1.0852 | 76.6592 | 40.15 | -5400.5693 | 0
538.5 | 22.4375 | 0 | 52 | 8.3 | -11.8827 | 538.0831 | 28.7537 | -19.8346 | 20.5258 | 28.8935 | 44.4696 | 0 | 48.5167 | 0.69667 | 49.2133 | 38.55 | -6207.6525 | 0
539.5 | 22.4792 | 0 | 74 | 8 | -11.8925 | 539.0829 | 13.7561 | -19.8256 | 24.4735 | 14.2278 | 36.8806 | 0 | 69.0429 | 0.99141 | 70.0344 | 38.85 | -5369.717 | 0
540.5 | 22.5208 | 0 | 104 | 9.7 | -11.9023 | 540.0828 | -1.2414 | -19.8166 | 25.6904 | -1.296 | 34.3213 | 0 | 97.0333 | 1.3933 | 98.4267 | 37.15 | -3710.6847 | 0
541.5 | 22.5625 | 0 | 126 | 10.3 | -11.912 | 541.0826 | -16.239 | -19.8076 | 24.0182 | -16.7406 | 37.8287 | 0 | 117.5596 | 1.6881 | 119.2477 | 36.55 | -2653.2831 | 0
542.5 | 22.6042 | 0 | 52 | 11 | -11.9218 | 542.0824 | -31.2365 | -19.7986 | 19.672 | -31.209 | 46.0352 | 0 | 48.5167 | 0.69667 | 49.2133 | 35.85 | -5550.3202 | 0
543.5 | 22.6458 | 108 | 85 | 11 | -11.9315 | 543.0823 | -46.2341 | -19.7896 | 13.1282 | -44.2475 | 56.9407 | 58.9147 | 79.3061 | 1.1388 | 139.3595 | 35.85 | -1603.3122 | 0
544.5 | 22.6875 | 0 | 0 | 11 | -11.9412 | 544.0821 | -61.2317 | -19.7805 | 4.9322 | -55.8854 | 69.2773 | 0 | 0 | 0 | 0 | 35.85 | -7705.1022 | 0
545.5 | 22.7292 | 0 | 0 | 11 | -11.9509 | 545.082 | -76.2293 | -19.7715 | -4.428 | -66.4535 | 82.3982 | 0 | 0 | 0 | 0 | 35.85 | -7705.1022 | 0
546.5 | 22.7708 | 0 | 0 | 11 | -11.9606 | 546.0818 | -91.2268 | -19.7625 | -14.5543 | -76.4292 | 95.9737 | 0 | 0 | 0 | 0 | 35.85 | -7705.1022 | 0
547.5 | 22.8125 | 0 | 0 | 11 | -11.9703 | 547.0816 | -106.2244 | -19.7534 | -25.1144 | -86.3987 | 109.8237 | 0 | 0 | 0 | 0 | 35.85 | -7705.1022 | 0
548.5 | 22.8542 | 0 | 0 | 11 | -11.9799 | 548.0815 | -121.222 | -19.7443 | -35.7885 | -82.8593 | 117.1312 | 0 | 0 | 0 | 0 | 35.85 | -7705.1022 | 0
549.5 | 22.8958 | 0 | 0 | 11 | -11.9895 | 549.0813 | -136.2196 | -19.7352 | -46.1757 | -70.1375 | 120.4757 | 0 | 0 | 0 | 0 | 35.85 | -7705.1022 | 31896.3476
550.5 | 22.9375 | 0 | 0 | 11 | -11.9991 | 550.0811 | -151.2172 | -19.7262 | -55.6006 | -53.3449 | 123.0886 | 0 | 0 | 0 | 0 | 35.85 | -7705.1022 | 57367.2473
551.5 | 22.9792 | 0 | 0 | 11 | -12.0087 | 551.081 | -166.2148 | -19.7171 | -62.708 | -29.2881 | 124.7268 | 0 | 0 | 0 | 0 | 35.85 | -7705.1022 | 76349.5501
552.5 | 23.0208 | 0 | 0 | 11 | -12.0182 | 552.0808 | 178.7876 | -19.7079 | -65.2044 | 2.7225 | 125.221 | 0 | 0 | 0 | 0 | 35.85 | -7705.1022 | 80652.244
553.5 | 23.0625 | 0 | 0 | 10 | -12.0278 | 553.0807 | 163.7899 | -19.6988 | -61.7862 | 33.7747 | 124.5166 | 0 | 0 | 0 | 0 | 36.85 | -7947.3005 | 76694.3376
554.5 | 23.1042 | 0 | 0 | 9 | -12.0373 | 554.0805 | 148.7923 | -19.6897 | -54.1567 | 56.4199 | 122.689 | 0 | 0 | 0 | 0 | 37.85 | -8190.9789 | 60678.436
555.5 | 23.1458 | 0 | 0 | 9 | -12.0468 | 555.0804 | 133.7947 | -19.6806 | -44.4994 | 72.3439 | 119.9228 | 0 | 0 | 0 | 0 | 37.85 | -8190.9789 | 36005.4707
556.5 | 23.1875 | 0 | 0 | 8 | -12.0562 | 556.0802 | 118.7971 | -19.6714 | -34.0208 | 84.6233 | 116.4684 | 0 | 0 | 0 | 0 | 38.85 | -8436.1375 | 0
557.5 | 23.2292 | 0 | 0 | 7 | -12.0657 | 557.08 | 103.7994 | -19.6622 | -23.3297 | 84.8344 | 107.5554 | 0 | 0 | 0 | 0 | 39.85 | -8682.7763 | 0
558.5 | 23.2708 | 0 | 0 | 7 | -12.0751 | 558.0799 | 88.8018 | -19.6531 | -12.8037 | 74.9167 | 93.7294 | 0 | 0 | 0 | 0 | 39.85 | -8682.7763 | 0
559.5 | 23.3125 | 0 | 0 | 5 | -12.0845 | 559.0797 | 73.8041 | -19.6439 | -2.7592 | 64.8871 | 80.1967 | 0 | 0 | 0 | 0 | 41.85 | -9180.4943 | 0
560.5 | 23.3542 | 0 | 26 | 7 | -12.0939 | 560.0796 | 58.8065 | -19.6347 | 6.4644 | 54.178 | 67.1527 | 0 | 24.2583 | 0.34833 | 24.6067 | 39.85 | -7605.3853 | 0
561.5 | 23.3958 | 198 | 98 | 6 | -12.1033 | 561.0794 | 43.8088 | -19.6255 | 14.4548 | 42.3265 | 54.9611 | 113.6781 | 91.4352 | 1.313 | 206.4263 | 40.85 | 107.3825 | 0
562.5 | 23.4375 | 12 | 137 | 8 | -12.1126 | 562.0793 | 28.8112 | -19.6163 | 20.709 | 29.0329 | 44.3429 | 8.582 | 127.8227 | 1.8355 | 138.2402 | 38.85 | -2383.3553 | 0
563.5 | 23.4792 | 6 | 163 | 8 | -12.122 | 563.0791 | 13.8135 | -19.6071 | 24.6781 | 14.3311 | 36.6997 | 4.8107 | 152.0811 | 2.1838 | 159.0755 | 38.85 | -1471.0919 | 0
564.5 | 23.5208 | 0 | 135 | 5 | -12.1313 | 564.0789 | -1.1842 | -19.5978 | 25.91 | -1.2403 | 34.1007 | 0 | 125.9567 | 1.8087 | 127.7654 | 41.85 | -3586.3489 | 0
565.5 | 23.5625 | 0 | 86 | 7 | -12.1406 | 565.0788 | -16.1819 | -19.5886 | 24.2437 | -16.7355 | 37.6085 | 0 | 80.2391 | 1.1522 | 81.3913 | 39.85 | -5119.0984 | 0
566.5 | 23.6042 | 0 | 52 | 7 | -12.1498 | 566.0786 | -31.1795 | -19.5793 | 19.8947 | -31.2481 | 45.8407 | 0 | 48.5167 | 0.69667 | 49.2133 | 39.85 | -6527.9943 | 0
567.5 | 23.6458 | 357 | 142 | 7 | -12.1591 | 567.0785 | -46.1772 | -19.5701 | 13.3428 | -44.3201 | 56.7752 | 195.6096 | 132.4878 | 1.9024 | 329.9998 | 39.85 | 5766.1082 | 0
568.5 | 23.6875 | 0 | 0 | 4 | -12.1683 | 568.0783 | -61.1749 | -19.5608 | 5.1368 | -55.982 | 69.1366 | 0 | 0 | 0 | 0 | 42.85 | -9431.5736 | 0
569.5 | 23.7292 | 0 | 0 | 4 | -12.1775 | 569.0782 | -76.1726 | -19.5515 | -4.2328 | -66.5683 | 82.2781 | 0 | 0 | 0 | 0 | 42.85 | -9431.5736 | 0
570.5 | 23.7708 | 0 | 0 | 4 | -12.1867 | 570.078 | -91.1703 | -19.5422 | -14.3661 | -76.5596 | 95.8712 | 0 | 0 | 0 | 0 | 42.85 | -9431.5736 | 0
571.5 | 23.8125 | 0 | 0 | 4 | -12.1959 | 571.0779 | -106.168 | -19.5329 | -24.93 | -86.5443 | 109.7373 | 0 | 0 | 0 | 0 | 42.85 | -9431.5736 | 0
572.5 | 23.8542 | 0 | 0 | 4 | -12.205 | 572.0777 | -121.1657 | -19.5236 | -35.6031 | -82.6982 | 116.9043 | 0 | 0 | 0 | 0 | 42.85 | -9431.5736 | 0
573.5 | 23.8958 | 0 | 0 | 4 | -12.2141 | 573.0776 | -136.1635 | -19.5143 | -45.9829 | -69.9642 | 120.2486 | 0 | 0 | 0 | 0 | 42.85 | -9431.5736 | 4225.3145
574.5 | 23.9375 | 0 | 0 | 4 | -12.2232 | 574.0774 | -151.1612 | -19.505 | -55.3928 | -53.182 | 122.8619 | 0 | 0 | 0 | 0 | 42.85 | -9431.5736 | 10660.2418
575.5 | 23.9792 | 0 | 0 | 3 | -12.2323 | 575.0773 | -166.1589 | -19.4956 | -62.4828 | -29.2164 | 124.5019 | 0 | 0 | 0 | 0 | 43.85 | -9684.1331 | 39397.917
576.5 | 24.0208 | 0 | 0 | 4 | -12.2414 | 576.0771 | 178.8433 | -19.4863 | -64.9847 | 2.5793 | 124.9997 | 0 | 0 | 0 | 0 | 42.85 | -9431.5736 | 41672.8108
577.5 | 24.0625 | 0 | 0 | 3.7 | -12.2504 | 577.077 | 163.8456 | -19.4769 | -61.6067 | 33.478 | 124.3003 | 0 | 0 | 0 | 0 | 43.15 | -9507.186 | 0
578.5 | 24.1042 | 0 | 0 | 3.3 | -12.2595 | 578.0768 | 148.8479 | -19.4675 | -54.0171 | 56.1121 | 122.4785 | 0 | 0 | 0 | 0 | 43.55 | -9608.2098 | 0
579.5 | 24.1458 | 0 | 0 | 3 | -12.2685 | 579.0767 | 133.8501 | -19.4582 | -44.383 | 72.0686 | 119.7176 | 0 | 0 | 0 | 0 | 43.85 | -9684.1331 | 0
580.5 | 24.1875 | 0 | 0 | 2 | -12.2775 | 580.0765 | 118.8524 | -19.4488 | -33.9138 | 84.3796 | 116.2671 | 0 | 0 | 0 | 0 | 44.85 | -9938.1727 | 0
581.5 | 24.2292 | 0 | 0 | 2.1 | -12.2864 | 581.0764 | 103.8546 | -19.4394 | -23.2225 | 85.0546 | 107.5697 | 0 | 0 | 0 | 0 | 44.75 | -9912.7021 | 0
582.5 | 24.2708 | 0 | 0 | 2.1 | -12.2954 | 582.0762 | 88.8568 | -19.43 | -12.6895 | 75.1203 | 93.7256 | 0 | 0 | 0 | 0 | 44.75 | -9912.7021 | 0
583.5 | 24.3125 | 0 | 0 | 2.2 | -12.3043 | 583.0761 | 73.8591 | -19.4205 | -2.6322 | 65.0782 | 80.1717 | 0 | 0 | 0 | 0 | 44.65 | -9887.2464 | 0
584.5 | 24.3542 | 0 | 26 | 2.2 | -12.3132 | 584.0759 | 58.8613 | -19.4111 | 6.6091 | 54.3573 | 67.1013 | 0 | 24.2583 | 0.34833 | 24.6067 | 44.65 | -8809.8554 | 0
585.5 | 24.3958 | 0 | 36 | 2.8 | -12.3221 | 585.0758 | 43.8635 | -19.4017 | 14.621 | 42.4904 | 54.8751 | 0 | 33.5885 | 0.48231 | 34.0708 | 44.05 | -8243.0505 | 0
586.5 | 24.4375 | 0 | 110 | 4.1 | -12.3309 | 586.0756 | 28.8657 | -19.3922 | 20.8984 | 29.1723 | 44.2107 | 0 | 102.6314 | 1.4737 | 104.1051 | 42.75 | -4848.2065 | 0
587.5 | 24.4792 | 148 | 194 | 4.2 | -12.3398 | 587.0755 | 13.8679 | -19.3827 | 24.8888 | 14.4331 | 36.513 | 118.9509 | 181.0045 | 2.5991 | 302.5545 | 42.65 | 3865.9629 | 0
588.5 | 24.5208 | 36 | 198 | 4.2 | -12.3486 | 588.0753 | -1.1299 | -19.3733 | 26.1354 | -1.1873 | 33.8745 | 29.8894 | 184.7365 | 2.6527 | 217.2786 | 42.65 | 132.1989 | 0
589.5 | 24.5625 | 0 | 99 | 5.8 | -12.3574 | 589.0752 | -16.1277 | -19.3638 | 24.4742 | -16.7345 | 37.3843 | 0 | 92.3683 | 1.3263 | 93.6946 | 41.05 | -4878.3233 | 0
590.5 | 24.6042 | 0 | 119 | 6.5 | -12.3662 | 590.075 | -31.1255 | -19.3543 | 20.1217 | -31.2923 | 45.6442 | 0 | 111.0285 | 1.5943 | 112.6228 | 40.35 | -3875.5151 | 0
591.5 | 24.6458 | 142 | 112 | 5.9 | -12.3749 | 591.0749 | -46.1233 | -19.3448 | 13.5609 | -44.3982 | 56.6088 | 78.15 | 104.4974 | 1.5005 | 184.1479 | 40.95 | -892.9613 | 0
592.5 | 24.6875 | 0 | 0 | 4.9 | -12.3837 | 592.0747 | -61.1211 | -19.3353 | 5.3442 | -56.0845 | 68.996 | 0 | 0 | 0 | 0 | 41.95 | -9205.5357 | 0
593.5 | 24.7292 | 0 | 0 | 2.8 | -12.3924 | 593.0746 | -76.1189 | -19.3258 | -4.0352 | -66.689 | 82.1587 | 0 | 0 | 0 | 0 | 44.05 | -9734.8226 | 0
594.5 | 24.7708 | 0 | 0 | 2.8 | -12.4011 | 594.0744 | -91.1167 | -19.3162 | -14.1759 | -76.6959 | 95.7699 | 0 | 0 | 0 | 0 | 44.05 | -9734.8226 | 0
595.5 | 24.8125 | 0 | 0 | 3.4 | -12.4097 | 595.0743 | -106.1146 | -19.3067 | -24.7436 | -86.6962 | 109.6523 | 0 | 0 | 0 | 0 | 43.45 | -9582.9317 | 0
596.5 | 24.8542 | 0 | 0 | 3.4 | -12.4184 | 596.0742 | -121.1124 | -19.2971 | -35.4156 | -82.5303 | 116.6725 | 0 | 0 | 0 | 0 | 43.45 | -9582.9317 | 0
597.5 | 24.8958 | 0 | 0 | 3 | -12.427 | 597.074 | -136.1102 | -19.2876 | -45.7876 | -69.7837 | 120.0163 | 0 | 0 | 0 | 0 | 43.85 | -9684.1331 | 0
598.5 | 24.9375 | 0 | 0 | 1.9 | -12.4356 | 598.0739 | -151.1081 | -19.278 | -55.1817 | -53.0109 | 122.6299 | 0 | 0 | 0 | 0 | 44.95 | -9963.6581 | 48713.5604
599.5 | 24.9792 | 0 | 0 | 1 | -12.4442 | 599.0737 | -166.1059 | -19.2684 | -62.2531 | -29.1359 | 124.2715 | 0 | 0 | 0 | 0 | 45.85 | -10193.6925 | 72517.3299
600.5 | 25.0208 | 0 | 0 | 1.1 | -12.4528 | 600.0736 | 178.8962 | -19.2588 | -64.759 | 2.4442 | 124.7726 | 0 | 0 | 0 | 0 | 45.75 | -10168.0739 | 58701.8931
601.5 | 25.0625 | 0 | 0 | 1.2 | -12.4614 | 601.0734 | 163.8983 | -19.2492 | -61.4203 | 33.1848 | 124.078 | 0 | 0 | 0 | 0 | 45.65 | -10142.4701 | 0
602.5 | 25.1042 | 0 | 0 | 1.2 | -12.4699 | 602.0733 | 148.9005 | -19.2396 | -53.8706 | 55.8037 | 122.2618 | 0 | 0 | 0 | 0 | 45.65 | -10142.4701 | 40299.789
603.5 | 25.1458 | 0 | 0 | 1.3 | -12.4784 | 603.0732 | 133.9026 | -19.23 | -44.2599 | 71.7913 | 119.5061 | 0 | 0 | 0 | 0 | 45.55 | -10116.8811 | 31387.746
604.5 | 25.1875 | 0 | 0 | 1.4 | -12.4869 | 604.073 | 118.9047 | -19.2204 | -33.8005 | 84.1335 | 116.0595 | 0 | 0 | 0 | 0 | 45.45 | -10091.307 | 0
605.5 | 25.2292 | 0 | 0 | 1.4 | -12.4954 | 605.0729 | 103.9068 | -19.2107 | -23.1093 | 85.2772 | 107.5801 | 0 | 0 | 0 | 0 | 45.45 | -10091.307 | 0
606.5 | 25.2708 | 0 | 0 | 0.5 | -12.5038 | 606.0727 | 88.909 | -19.2011 | -12.5692 | 75.3262 | 93.7177 | 0 | 0 | 0 | 0 | 46.35 | -10322.0075 | 0
607.5 | 25.3125 | 0 | 0 | 0.6 | -12.5122 | 607.0726 | 73.9111 | -19.1914 | -2.4992 | 65.2713 | 80.1425 | 0 | 0 | 0 | 0 | 46.25 | -10296.3149 | 0
608.5 | 25.3542 | 434 | 24 | 1.7 | -12.5206 | 608.0725 | 58.9132 | -19.1817 | 6.7598 | 54.5382 | 67.0454 | 169.2605 | 22.3923 | 0.32154 | 191.9743 | 45.15 | -1609.1699 | 0
609.5 | 25.3958 | 667 | 46 | 2.8 | -12.529 | 609.0723 | 43.9153 | -19.1721 | 14.7933 | 42.6552 | 54.7842 | 384.6311 | 42.9186 | 0.61628 | 428.1659 | 44.05 | 9012.2179 | 0
610.5 | 25.4375 | 765 | 59 | 2.8 | -12.5374 | 610.0722 | 28.9173 | -19.1624 | 21.094 | 29.3117 | 44.0732 | 549.6157 | 55.0477 | 0.79045 | 605.4539 | 44.05 | 16774.6859 | 0
611.5 | 25.4792 | 801 | 70 | 3.9 | -12.5457 | 611.072 | 13.9194 | -19.1527 | 25.1055 | 14.5337 | 36.3203 | 645.3805 | 65.3109 | 0.93782 | 711.6292 | 42.95 | 21701.5789 | 0
612.5 | 25.5208 | 802 | 77 | 4 | -12.5541 | 612.0719 | -1.0785 | -19.143 | 26.3664 | -1.1372 | 33.6427 | 667.6717 | 71.842 | 1.0316 | 740.5453 | 42.85 | 22992.8468 | 0
613.5 | 25.5625 | 800 | 74 | 5 | -12.5624 | 613.0718 | -16.0764 | -19.1332 | 24.7097 | -16.7377 | 37.1562 | 637.5936 | 69.0429 | 0.99141 | 707.6279 | 41.85 | 21802.655 | 0
614.5 | 25.6042 | 746 | 74 | 5.1 | -12.5706 | 614.0716 | -31.0743 | -19.1235 | 20.3529 | -31.3416 | 45.4457 | 523.382 | 69.0429 | 0.99141 | 593.4163 | 41.75 | 16826.9816 | 0
615.5 | 25.6458 | 629 | 76 | 4.2 | -12.5789 | 615.0715 | -46.0723 | -19.1138 | 13.7824 | -44.482 | 56.4419 | 347.6998 | 70.909 | 1.0182 | 419.6269 | 42.65 | 8991.9245 | 0
616.5 | 25.6875 | 0 | 0 | 4.3 | -12.5871 | 616.0713 | -61.0702 | -19.104 | 5.5545 | -56.1926 | 68.8556 | 0 | 0 | 0 | 0 | 42.55 | -9356.0944 | 0
617.5 | 25.7292 | 0 | 0 | 2.4 | -12.5954 | 617.0712 | -76.0682 | -19.0943 | -3.8353 | -66.8155 | 82.0401 | 0 | 0 | 0 | 0 | 44.45 | -9836.3792 | 0
618.5 | 25.7708 | 0 | 0 | 2.4 | -12.6036 | 618.0711 | -91.0661 | -19.0845 | -13.9837 | -76.8382 | 95.6698 | 0 | 0 | 0 | 0 | 44.45 | -9836.3792 | 0
619.5 | 25.8125 | 0 | 0 | 2.5 | -12.6117 | 619.0709 | -106.0641 | -19.0747 | -24.5553 | -86.8542 | 109.5688 | 0 | 0 | 0 | 0 | 44.35 | -9810.9679 | 0
620.5 | 25.8542 | 0 | 0 | 2.6 | -12.6199 | 620.0708 | -121.062 | -19.0649 | -35.226 | -82.3559 | 116.4359 | 0 | 0 | 0 | 0 | 44.25 | -9785.5713 | 0
621.5 | 25.8958 | 0 | 0 | 2.6 | -12.628 | 621.0707 | -136.06 | -19.0551 | -45.5899 | -69.5959 | 119.7791 | 0 | 0 | 0 | 0 | 44.25 | -9785.5713 | 0
622.5 | 25.9375 | 0 | 0 | 2.7 | -12.6361 | 622.0705 | -151.058 | -19.0453 | -54.9675 | -52.832 | 122.3928 | 0 | 0 | 0 | 0 | 44.15 | -9760.1895 | 0
623.5 | 25.9792 | 0 | 0 | 2.8 | -12.6442 | 623.0704 | -166.0559 | -19.0355 | -62.0192 | -29.0469 | 124.0357 | 0 | 0 | 0 | 0 | 44.05 | -9734.8226 | 31405.4527
624.5 | 26.0208 | 0 | 0 | 2.9 | -12.6523 | 624.0703 | 178.9461 | -19.0257 | -64.5275 | 2.3172 | 124.5397 | 0 | 0 | 0 | 0 | 43.95 | -9709.4704 | 66097.1543
625.5 | 26.0625 | 0 | 0 | 2.9 | -12.6604 | 625.0701 | 163.9481 | -19.0158 | -61.227 | 32.8952 | 123.8498 | 0 | 0 | 0 | 0 | 43.95 | -9709.4704 | 5826.4919
626.5 | 26.1042 | 0 | 0 | 3 | -12.6684 | 626.07 | 148.9501 | -19.006 | -53.7171 | 55.4951 | 122.0389 | 0 | 0 | 0 | 0 | 43.85 | -9684.1331 | 0
627.5 | 26.1458 | 0 | 0 | 3.1 | -12.6764 | 627.0699 | 133.9521 | -18.9961 | -44.1304 | 71.512 | 119.2884 | 0 | 0 | 0 | 0 | 43.75 | -9658.8105 | 15436.2172
628.5 | 26.1875 | 0 | 0 | 3.2 | -12.6844 | 628.0697 | 118.9541 | -18.9863 | -33.6809 | 83.8851 | 115.8456 | 0 | 0 | 0 | 0 | 43.65 | -9633.5028 | 0
629.5 | 26.2292 | 0 | 0 | 3.2 | -12.6924 | 629.0696 | 103.9561 | -18.9764 | -22.99 | 85.5022 | 107.5867 | 0 | 0 | 0 | 0 | 43.65 | -9633.5028 | 0
630.5 | 26.2708 | 0 | 0 | 3.3 | -12.7003 | 630.0695 | 88.9581 | -18.9665 | -12.443 | 75.5342 | 93.7058 | 0 | 0 | 0 | 0 | 43.55 | -9608.2098 | 0
631.5 | 26.3125 | 0 | 0 | 5.4 | -12.7082 | 631.0693 | 73.9601 | -18.9566 | -2.3602 | 65.4663 | 80.109 | 0 | 0 | 0 | 0 | 41.45 | -9080.4771 | 0
632.5 | 26.3542 | 455 | 24 | 5.5 | -12.7161 | 632.0692 | 58.962 | -18.9467 | 6.9166 | 54.7206 | 66.985 | 177.892 | 22.3923 | 0.32154 | 200.6058 | 41.35 | -272.0795 | 0
633.5 | 26.3958 | 651 | 48 | 6.6 | -12.724 | 633.0691 | 43.964 | -18.9368 | 14.9718 | 42.8208 | 54.6884 | 376.2932 | 44.7846 | 0.64308 | 421.7208 | 40.25 | 9682.9982 | 0
634.5 | 26.4375 | 748 | 63 | 6.6 | -12.7319 | 634.0689 | 28.966 | -18.9269 | 21.2958 | 29.451 | 43.9303 | 538.6978 | 58.7798 | 0.84404 | 598.3216 | 40.25 | 17415.3781 | 0
635.5 | 26.4792 | 807 | 70 | 8.7 | -12.7397 | 635.0688 | 13.9679 | -18.9169 | 25.3282 | 14.633 | 36.1218 | 651.8667 | 65.3109 | 0.93782 | 718.1154 | 38.15 | 23177.9691 | 0
636.5 | 26.5208 | 808 | 77 | 8.8 | -12.7476 | 636.0687 | -1.0301 | -18.907 | 26.603 | -1.0899 | 33.4054 | 674.5152 | 71.842 | 1.0316 | 747.3888 | 38.05 | 24484.1681 | 0
637.5 | 26.5625 | 806 | 74 | 9.8 | -12.7554 | 637.0685 | -16.0282 | -18.897 | 24.9502 | -16.7452 | 36.9243 | 644.3404 | 69.0429 | 0.99141 | 714.3748 | 37.05 | 23282.6386 | 0
638.5 | 26.6042 | 758 | 73 | 9.9 | -12.7631 | 638.0684 | -31.0262 | -18.8871 | 20.5882 | -31.396 | 45.2454 | 533.6863 | 68.1099 | 0.97801 | 602.7742 | 36.95 | 18420.5789 | 0
639.5 | 26.6458 | 647 | 76 | 10 | -12.7709 | 639.0683 | -46.0243 | -18.8771 | 14.0072 | -44.5713 | 56.2745 | 359.2237 | 70.909 | 1.0182 | 431.1509 | 36.85 | 10930.4336 | 0
640.5 | 26.6875 | 0 | 0 | 8 | -12.7786 | 640.0682 | -61.0223 | -18.8671 | 5.7674 | -56.3066 | 68.7156 | 0 | 0 | 0 | 0 | 38.85 | -8436.1375 | 0
641.5 | 26.7292 | 0 | 0 | 5.9 | -12.7864 | 641.068 | -76.0204 | -18.8571 | -3.6332 | -66.9478 | 81.9225 | 0 | 0 | 0 | 0 | 40.95 | -8955.7885 | 0
642.5 | 26.7708 | 0 | 0 | 4.2 | -12.7941 | 642.0679 | -91.0185 | -18.8471 | -13.7896 | -76.9864 | 95.571 | 0 | 0 | 0 | 0 | 42.65 | -9381.2394 | 0
643.5 | 26.8125 | 0 | 0 | 2.6 | -12.8017 | 643.0678 | -106.0166 | -18.8371 | -24.3652 | -87.0184 | 109.4867 | 0 | 0 | 0 | 0 | 44.25 | -9785.5713 | 0
644.5 | 26.8542 | 0 | 0 | 1 | -12.8094 | 644.0676 | -121.0147 | -18.8271 | -35.0346 | -82.1749 | 116.1945 | 0 | 0 | 0 | 0 | 45.85 | -10193.6925 | 0
645.5 | 26.8958 | 0 | 0 | -0.5 | -12.817 | 645.0675 | -136.0127 | -18.817 | -45.3898 | -69.4011 | 119.537 | 0 | 0 | 0 | 0 | 47.35 | -10579.7475 | 0
646.5 | 26.9375 | 0 | 0 | -2 | -12.8246 | 646.0674 | -151.0108 | -18.807 | -54.7501 | -52.6454 | 122.1504 | 0 | 0 | 0 | 0 | 48.85 | -10969.1329 | 14700.0266
647.5 | 26.9792 | 0 | 0 | -1.7 | -12.8322 | 647.0673 | -166.0089 | -18.7969 | -61.7809 | -28.9496 | 123.7944 | 0 | 0 | 0 | 0 | 48.55 | -10890.9894 | 42421.61
648.5 | 27.0208 | 0 | 0 | -1.3 | -12.8398 | 648.0671 | 178.9929 | -18.7869 | -64.2901 | 2.1981 | 124.3012 | 0 | 0 | 0 | 0 | 48.15 | -10787.0053 | 75083.0121
649.5 | 27.0625 | 0 | 0 | -2 | -12.8473 | 649.067 | 163.9948 | -18.7768 | -61.0268 | 32.6097 | 123.6156 | 0 | 0 | 0 | 0 | 48.85 | -10969.1329 | 82087.5588
650.5 | 27.1042 | 0 | 0 | -1.6 | -12.8549 | 650.0669 | 148.9967 | -18.7667 | -53.5568 | 55.1865 | 121.81 | 0 | 0 | 0 | 0 | 48.45 | -10864.9712 | 71042.0621
651.5 | 27.1458 | 0 | 0 | -0.3 | -12.8624 | 651.0668 | 133.9986 | -18.7566 | -43.9943 | 71.231 | 119.0645 | 0 | 0 | 0 | 0 | 47.15 | -10528.0811 | 43025.9507
652.5 | 27.1875 | 0 | 0 | 0.1 | -12.8699 | 652.0666 | 119.0005 | -18.7465 | -33.5551 | 83.6345 | 115.6256 | 0 | 0 | 0 | 0 | 46.75 | -10424.9259 | 0
653.5 | 27.2292 | 0 | 0 | -0.6 | -12.8773 | 653.0665 | 104.0023 | -18.7364 | -22.8647 | 85.7293 | 107.5892 | 0 | 0 | 0 | 0 | 47.45 | -10605.6029 | 0
654.5 | 27.2708 | 0 | 0 | -0.2 | -12.8848 | 654.0664 | 89.0042 | -18.7263 | -12.3108 | 75.7443 | 93.6899 | 0 | 0 | 0 | 0 | 47.05 | -10502.2701 | 0
655.5 | 27.3125 | 0 | 0 | 0.1 | -12.8922 | 655.0663 | 74.006 | -18.7162 | -2.2152 | 65.6631 | 80.0713 | 0 | 0 | 0 | 0 | 46.75 | -10424.9259 | 0
656.5 | 27.3542 | 266 | 34 | 0.4 | -12.8996 | 656.0661 | 59.0079 | -18.706 | 7.0794 | 54.9044 | 66.9202 | 104.2755 | 31.7224 | 0.45551 | 136.4535 | 46.45 | -4373.1654 | 0
657.5 | 27.3958 | 309 | 89 | 0.8 | -12.907 | 657.066 | 44.0097 | -18.6959 | 15.1563 | 42.9873 | 54.5878 | 179.0516 | 83.0381 | 1.1924 | 263.2821 | 46.05 | 1282.7084 | 0
658.5 | 27.4375 | 180 | 180 | 2.1 | -12.9143 | 658.0659 | 29.0116 | -18.6857 | 21.5036 | 29.5902 | 43.7821 | 129.9557 | 167.9423 | 2.4115 | 300.3095 | 44.75 | 3236.2044 | 0
659.5 | 27.4792 | 427 | 160 | 2.5 | -12.9217 | 659.0658 | 14.0134 | -18.6756 | 25.5569 | 14.7308 | 35.9175 | 345.8111 | 149.282 | 2.1436 | 497.2367 | 44.35 | 11960.3023 | 0
660.5 | 27.5208 | 380 | 198 | 3.8 | -12.929 | 660.0657 | -0.98476 | -18.6654 | 26.8452 | -1.0457 | 33.1626 | 318.1062 | 184.7365 | 2.6527 | 505.4954 | 43.05 | 12650.9078 | 0
661.5 | 27.5625 | 12 | 166 | 7.2 | -12.9363 | 661.0655 | -15.9829 | -18.6552 | 25.1956 | -16.7571 | 36.6888 | 9.6227 | 154.8801 | 2.224 | 166.7268 | 39.65 | -1333.2771 | 0
662.5 | 27.6042 | 0 | 125 | 10.5 | -12.9435 | 662.0654 | -30.9811 | -18.645 | 20.8275 | -31.4557 | 45.0434 | 0 | 116.6266 | 1.6747 | 118.3013 | 36.35 | -2646.252 | 0
663.5 | 27.6458 | 0 | 104 | 11.9 | -12.9508 | 663.0653 | -45.9793 | -18.6348 | 14.2353 | -44.6662 | 56.1067 | 0 | 97.0333 | 1.3933 | 98.4267 | 34.95 | -3178.8254 | 0
664.5 | 27.6875 | 0 | 0 | 11.2 | -12.958 | 664.0652 | -60.9775 | -18.6246 | 5.9829 | -56.4263 | 68.5761 | 0 | 0 | 0 | 0 | 35.65 | -7656.8402 | 0
665.5 | 27.7292 | 0 | 0 | 8.6 | -12.9652 | 665.065 | -75.9757 | -18.6144 | -3.4289 | -67.0859 | 81.8057 | 0 | 0 | 0 | 0 | 38.25 | -8288.8647 | 0
666.5 | 27.7708 | 0 | 0 | 6.9 | -12.9724 | 666.0649 | -90.9739 | -18.6041 | -13.5937 | -77.1405 | 95.4734 | 0 | 0 | 0 | 0 | 39.95 | -8707.5216 | 0
667.5 | 27.8125 | 0 | 0 | 7.2 | -12.9796 | 667.0648 | -105.9721 | -18.5939 | -24.1733 | -87.1887 | 109.4061 | 0 | 0 | 0 | 0 | 39.65 | -8633.3301 | 0
668.5 | 27.8542 | 0 | 0 | 5.6 | -12.9867 | 668.0647 | -120.9703 | -18.5836 | -34.8411 | -81.9874 | 115.9484 | 0 | 0 | 0 | 0 | 41.25 | -9030.5573 | 0
669.5 | 27.8958 | 0 | 0 | 5.8 | -12.9939 | 669.0646 | -135.9685 | -18.5734 | -45.1874 | -69.1993 | 119.29 | 0 | 0 | 0 | 0 | 41.05 | -8980.6966 | 0
670.5 | 27.9375 | 0 | 0 | 6.3 | -13.001 | 670.0645 | -150.9668 | -18.5631 | -54.5297 | -52.4513 | 121.903 | 0 | 0 | 0 | 0 | 40.55 | -8856.3041 | 25364.8862
671.5 | 27.9792 | 0 | 0 | 6.6 | -13.008 | 671.0643 | -165.965 | -18.5528 | -61.5383 | -28.8441 | 123.5477 | 0 | 0 | 0 | 0 | 40.25 | -8781.8462 | 11773.5464
672.5 | 28.0208 | 0 | 0 | 6 | -13.0151 | 672.0642 | 179.0368 | -18.5425 | -64.047 | 2.0871 | 124.057 | 0 | 0 | 0 | 0 | 40.85 | -8930.8952 | 5923.6016
673.5 | 28.0625 | 0 | 0 | 6.3 | -13.0221 | 673.0641 | 164.0385 | -18.5322 | -60.8198 | 32.3283 | 123.3757 | 0 | 0 | 0 | 0 | 40.55 | -8856.3041 | 24518.4925
674.5 | 28.1042 | 0 | 0 | 6.7 | -13.0292 | 674.064 | 149.0403 | -18.5219 | -53.3896 | 54.8781 | 121.5751 | 0 | 0 | 0 | 0 | 40.15 | -8757.0565 | 30540.7416
675.5 | 28.1458 | 0 | 0 | 7 | -13.0362 | 675.0639 | 134.042 | -18.5116 | -43.8516 | 70.9486 | 118.8345 | 0 | 0 | 0 | 0 | 39.85 | -8682.7763 | 0
676.5 | 28.1875 | 0 | 0 | 6.2 | -13.0431 | 676.0637 | 119.0438 | -18.5013 | -33.423 | 83.3818 | 115.3993 | 0 | 0 | 0 | 0 | 40.65 | -8881.153 | 0
677.5 | 28.2292 | 0 | 0 | 4.9 | -13.0501 | 677.0636 | 104.0455 | -18.4909 | -22.7333 | 85.9586 | 107.5878 | 0 | 0 | 0 | 0 | 41.95 | -9205.5357 | 0
678.5 | 28.2708 | 0 | 0 | 4.1 | -13.057 | 678.0635 | 89.0473 | -18.4806 | -12.1726 | 75.9564 | 93.6698 | 0 | 0 | 0 | 0 | 42.75 | -9406.3991 | 0
679.5 | 28.3125 | 0 | 0 | 4.9 | -13.0639 | 679.0634 | 74.049 | -18.4702 | -2.0642 | 65.8617 | 80.0293 | 0 | 0 | 0 | 0 | 41.95 | -9205.5357 | 0
680.5 | 28.3542 | 71 | 43 | 4.1 | -13.0708 | 680.0633 | 59.0507 | -18.4599 | 7.2482 | 55.0896 | 66.8508 | 27.912 | 40.1195 | 0.57609 | 68.6076 | 42.75 | -6402.4486 | 0
681.5 | 28.3958 | 0 | 87 | 5.6 | -13.0777 | 681.0632 | 44.0524 | -18.4495 | 15.3469 | 43.1546 | 54.4824 | 0 | 81.1721 | 1.1656 | 82.3377 | 41.25 | -5425.4413 | 0
682.5 | 28.4375 | 568 | 132 | 7 | -13.0845 | 682.0631 | 29.0541 | -18.4391 | 21.7175 | 29.7293 | 43.6287 | 411.133 | 123.1577 | 1.7685 | 536.0592 | 39.85 | 14788.3176 | 0
683.5 | 28.4792 | 736 | 101 | 8.4 | -13.0914 | 683.0629 | 14.0558 | -18.4287 | 25.7915 | 14.8272 | 35.7076 | 597.6368 | 94.2343 | 1.3531 | 693.2243 | 38.45 | 22014.5951 | 0
684.5 | 28.5208 | 494 | 186 | 9.6 | -13.0982 | 684.0628 | -0.94246 | -18.4183 | 27.0928 | -1.0044 | 32.9144 | 414.7048 | 173.5404 | 2.4919 | 590.7371 | 37.25 | 17820.5459 | 0
685.5 | 28.5625 | 0 | 99 | 10.6 | -13.105 | 685.0627 | -15.9408 | -18.4079 | 25.4457 | -16.7733 | 36.4496 | 0 | 92.3683 | 1.3263 | 93.6946 | 36.25 | -3699.4305 | 0
686.5 | 28.6042 | 413 | 170 | 11.3 | -13.1117 | 686.0626 | -30.9391 | -18.3974 | 21.0709 | -31.5207 | 44.8397 | 292.851 | 158.6122 | 2.2776 | 453.7408 | 35.55 | 12234.0899 | 0
687.5 | 28.6458 | 502 | 113 | 12 | -13.1185 | 687.0625 | -45.9374 | -18.387 | 14.4666 | -44.7668 | 55.9386 | 281.1605 | 105.4304 | 1.5139 | 388.1048 | 34.85 | 9528.5985 | 0
688.5 | 28.6875 | 0 | 0 | 11 | -13.1252 | 688.0624 | -60.9357 | -18.3766 | 6.2009 | -56.5517 | 68.4371 | 0 | 0 | 0 | 0 | 35.85 | -7705.1022 | 0
689.5 | 28.7292 | 0 | 0 | 9.8 | -13.1319 | 689.0623 | -75.934 | -18.3661 | -3.2226 | -67.2298 | 81.69 | 0 | 0 | 0 | 0 | 37.05 | -7995.9177 | 0
690.5 | 28.7708 | 0 | 0 | 9 | -13.1386 | 690.0622 | -90.9324 | -18.3557 | -13.3959 | -77.3005 | 95.3771 | 0 | 0 | 0 | 0 | 37.85 | -8190.9789 | 0
691.5 | 28.8125 | 0 | 0 | 9 | -13.1452 | 691.062 | -105.9307 | -18.3452 | -23.9796 | -87.365 | 109.3271 | 0 | 0 | 0 | 0 | 37.85 | -8190.9789 | 0
692.5 | 28.8542 | 0 | 0 | 9.3 | -13.1518 | 692.0619 | -120.929 | -18.3347 | -34.6458 | -81.7936 | 115.6977 | 0 | 0 | 0 | 0 | 37.55 | -8117.7199 | 0
693.5 | 28.8958 | 0 | 0 | 9.6 | -13.1585 | 693.0618 | -135.9274 | -18.3242 | -44.9827 | -68.9907 | 119.0382 | 0 | 0 | 0 | 0 | 37.25 | -8044.5942 | 0
694.5 | 28.9375 | 0 | 0 | 10 | -13.1651 | 694.0617 | -150.9257 | -18.3137 | -54.3061 | -52.2498 | 121.6506 | 0 | 0 | 0 | 0 | 36.85 | -7947.3005 | 0
695.5 | 28.9792 | 0 | 0 | 10.6 | -13.1716 | 695.0616 | -165.9241 | -18.3032 | -61.2916 | -28.7308 | 123.2959 | 0 | 0 | 0 | 0 | 36.25 | -7801.8039 | 0
696.5 | 29.0208 | 0 | 0 | 11 | -13.1782 | 696.0615 | 179.0775 | -18.2927 | -63.7983 | 1.9839 | 123.8074 | 0 | 0 | 0 | 0 | 35.85 | -7705.1022 | 0
697.5 | 29.0625 | 0 | 0 | 11 | -13.1847 | 697.0614 | 164.0792 | -18.2821 | -60.6061 | 32.0513 | 123.1299 | 0 | 0 | 0 | 0 | 35.85 | -7705.1022 | 0
698.5 | 29.1042 | 0 | 0 | 11 | -13.1912 | 698.0613 | 149.0808 | -18.2716 | -53.2156 | 54.5702 | 121.3343 | 0 | 0 | 0 | 0 | 35.85 | -7705.1022 | 0
699.5 | 29.1458 | 0 | 0 | 11.5 | -13.1977 | 699.0612 | 134.0824 | -18.2611 | -43.7024 | 70.6648 | 118.5984 | 0 | 0 | 0 | 0 | 35.35 | -7584.5581 | 0
700.5 | 29.1875 | 0 | 0 | 12 | -13.2042 | 700.0611 | 119.084 | -18.2505 | -33.2847 | 83.1272 | 115.1669 | 0 | 0 | 0 | 0 | 34.85 | -7464.3841 | 0
701.5 | 29.2292 | 0 | 0 | 12 | -13.2106 | 701.061 | 104.0856 | -18.2399 | -22.5958 | 86.1899 | 107.5824 | 0 | 0 | 0 | 0 | 34.85 | -7464.3841 | 0
702.5 | 29.2708 | 0 | 0 | 11.9 | -13.217 | 702.0608 | 89.0873 | -18.2294 | -12.0285 | 76.1704 | 93.6456 | 0 | 0 | 0 | 0 | 34.95 | -7488.3893 | 0
703.5 | 29.3125 | 0 | 0 | 12 | -13.2234 | 703.0607 | 74.0889 | -18.2188 | -1.9074 | 66.0619 | 79.9832 | 0 | 0 | 0 | 0 | 34.85 | -7464.3841 | 0
704.5 | 29.3542 | 265 | 50 | 11.8 | -13.2298 | 704.0606 | 59.0904 | -18.2082 | 7.423 | 55.2761 | 66.7771 | 104.4921 | 46.6506 | 0.66987 | 151.8126 | 35.05 | -865.3691 | 0
705.5 | 29.3958 | 61 | 107 | 12 | -13.2361 | 705.0605 | 44.092 | -18.1976 | 15.5435 | 43.3225 | 54.3723 | 35.5335 | 99.8324 | 1.4335 | 136.7994 | 34.85 | -1474.6887 | 0
706.5 | 29.4375 | 12 | 138 | 12.1 | -13.2425 | 706.0604 | 29.0936 | -18.187 | 21.9374 | 29.8682 | 43.4702 | 8.7088 | 128.7558 | 1.8488 | 139.3134 | 34.75 | -1340.6236 | 0
707.5 | 29.4792 | 243 | 200 | 12.2 | -13.2488 | 707.0603 | 14.0952 | -18.1763 | 26.0319 | 14.9221 | 35.4919 | 197.85 | 186.6025 | 2.6795 | 387.1321 | 34.65 | 9533.9738 | 0
708.5 | 29.5208 | 549 | 176 | 12 | -13.2551 | 708.0602 | -0.90323 | -18.1657 | 27.3459 | -0.96619 | 32.6609 | 462.192 | 164.2102 | 2.358 | 628.7602 | 34.85 | 20065.5773 | 0
709.5 | 29.5625 | 43 | 185 | 12.2 | -13.2614 | 709.0601 | -15.9017 | -18.1551 | 25.7005 | -16.7939 | 36.207 | 34.6962 | 172.6073 | 2.4785 | 209.7821 | 34.65 | 1768.7891 | 0
710.5 | 29.6042 | 0 | 132 | 12.6 | -13.2676 | 710.06 | -30.9001 | -18.1444 | 21.3181 | -31.5909 | 44.6346 | 0 | 123.1577 | 1.7685 | 124.9261 | 34.25 | -1850.8326 | 0
711.5 | 29.6458 | 257 | 137 | 12.6 | -13.2738 | 711.0599 | -45.8985 | -18.1338 | 14.701 | -44.8731 | 55.7704 | 144.5653 | 127.8227 | 1.8355 | 274.2235 | 34.25 | 4686.0808 | 0
712.5 | 29.6875 | 0 | 0 | 12.2 | -13.28 | 712.0598 | -60.897 | -18.1231 | 6.4213 | -56.6829 | 68.2986 | 0 | 0 | 0 | 0 | 34.65 | -7416.4181 | 0
713.5 | 29.7292 | 0 | 0 | 11.6 | -13.2862 | 713.0597 | -75.8954 | -18.1124 | -3.0143 | -67.3794 | 81.5754 | 0 | 0 | 0 | 0 | 35.25 | -7560.4937 | 0
714.5 | 29.7708 | 0 | 0 | 11.2 | -13.2924 | 714.0596 | -90.8939 | -18.1017 | -13.1964 | -77.4662 | 95.2823 | 0 | 0 | 0 | 0 | 35.65 | -7656.8402 | 0
715.5 | 29.8125 | 0 | 0 | 11 | -13.2985 | 715.0595 | -105.8924 | -18.091 | -23.7843 | -87.5472 | 109.2495 | 0 | 0 | 0 | 0 | 35.85 | -7705.1022 | 0
716.5 | 29.8542 | 0 | 0 | 12 | -13.3046 | 716.0594 | -120.8908 | -18.0803 | -34.4486 | -81.5936 | 115.4424 | 0 | 0 | 0 | 0 | 34.85 | -7464.3841 | 0
717.5 | 29.8958 | 0 | 0 | 12 | -13.3107 | 717.0593 | -135.8893 | -18.0696 | -44.7757 | -68.7754 | 118.7818 | 0 | 0 | 0 | 0 | 34.85 | -7464.3841 | 0
718.5 | 29.9375 | 0 | 0 | 12.1 | -13.3168 | 718.0592 | -150.8878 | -18.0589 | -54.0796 | -52.0411 | 121.3932 | 0 | 0 | 0 | 0 | 34.75 | -7440.3937 | 0
719.5 | 29.9792 | 0 | 0 | 12.4 | -13.3229 | 719.0591 | -165.8863 | -18.0481 | -61.0407 | -28.6097 | 123.0388 | 0 | 0 | 0 | 0 | 34.45 | -7368.5113 | 0
720.5 | 30.0208 | 0 | 0 | 12.5 | -13.3289 | 720.059 | 179.1152 | -18.0374 | -63.544 | 1.8886 | 123.5523 | 0 | 0 | 0 | 0 | 34.35 | -7344.5801 | 0
721.5 | 30.0625 | 0 | 0 | 12.8 | -13.3349 | 721.0589 | 164.1167 | -18.0267 | -60.3858 | 31.7788 | 122.8785 | 0 | 0 | 0 | 0 | 34.05 | -7272.8753 | 0
722.5 | 30.1042 | 0 | 0 | 13 | -13.3409 | 722.0588 | 149.1182 | -18.0159 | -53.0348 | 54.263 | 121.0876 | 0 | 0 | 0 | 0 | 33.85 | -7225.1462 | 0
723.5 | 30.1458 | 0 | 0 | 13 | -13.3469 | 723.0587 | 134.1197 | -18.0051 | -43.5467 | 70.38 | 118.3564 | 0 | 0 | 0 | 0 | 33.85 | -7225.1462 | 0
724.5 | 30.1875 | 0 | 0 | 13 | -13.3528 | 724.0586 | 119.1212 | -17.9943 | -33.1402 | 82.8709 | 114.9286 | 0 | 0 | 0 | 0 | 33.85 | -7225.1462 | 0
725.5 | 30.2292 | 0 | 0 | 12.9 | -13.3587 | 725.0585 | 104.1227 | -17.9835 | -22.4523 | 86.4231 | 107.5728 | 0 | 0 | 0 | 0 | 33.95 | -7249.0034 | 0
726.5 | 30.2708 | 0 | 0 | 12.6 | -13.3646 | 726.0584 | 89.1242 | -17.9727 | -11.8785 | 76.3862 | 93.6173 | 0 | 0 | 0 | 0 | 34.25 | -7320.6637 | 0
727.5 | 30.3125 | 0 | 0 | 12.6 | -13.3705 | 727.0583 | 74.1256 | -17.9619 | -1.7446 | 66.2638 | 79.9327 | 0 | 0 | 0 | 0 | 34.25 | -7320.6637 | 0
728.5 | 30.3542 | 205 | 46 | 12.7 | -13.3764 | 728.0582 | 59.1271 | -17.9511 | 7.6037 | 55.4638 | 66.6989 | 81.0905 | 42.9186 | 0.61628 | 124.6253 | 34.15 | -1840.1018 | 0
729.5 | 30.3958 | 72 | 113 | 13.2 | -13.3822 | 729.0581 | 44.1286 | -17.9403 | 15.746 | 43.4912 | 54.2575 | 42.0584 | 105.4304 | 1.5139 | 149.0027 | 33.65 | -653.4641 | 0
730.5 | 30.4375 | 134 | 175 | 13.7 | -13.388 | 730.058 | 29.13 | -17.9295 | 22.1632 | 30.0068 | 43.3065 | 97.5112 | 163.2772 | 2.3446 | 263.133 | 33.15 | 4462.5903 | 0
731.5 | 30.4792 | 332 | 193 | 14 | -13.3938 | 731.0579 | 14.1315 | -17.9186 | 26.2781 | 15.0154 | 35.2706 | 271.056 | 180.0715 | 2.5857 | 453.7132 | 32.85 | 12878.226 | 0
732.5 | 30.5208 | 633 | 146 | 15.4 | -13.3996 | 732.0578 | -0.8671 | -17.9078 | 27.6042 | -0.93108 | 32.402 | 534.4475 | 136.2199 | 1.956 | 672.6234 | 31.45 | 22793.4772 | 0
733.5 | 30.5625 | 774 | 86 | 17.9 | -13.4054 | 733.0577 | -15.8657 | -17.8969 | 25.96 | -16.819 | 35.961 | 626.4884 | 80.2391 | 1.1522 | 707.8797 | 28.95 | 24919.8967 | 0
734.5 | 30.6042 | 767 | 75 | 20.3 | -13.4111 | 734.0576 | -30.8642 | -17.886 | 21.569 | -31.6664 | 44.4281 | 547.7377 | 69.976 | 1.0048 | 618.7184 | 26.55 | 21566.7377 | 0
735.5 | 30.6458 | 616 | 83 | 19.9 | -13.4168 | 735.0575 | -45.8628 | -17.8751 | 14.9383 | -44.985 | 55.6021 | 348.0014 | 77.4401 | 1.112 | 426.5534 | 26.95 | 13061.69 | 0
736.5 | 30.6875 | 0 | 0 | 19.1 | -13.4225 | 736.0574 | -60.8614 | -17.8642 | 6.6442 | -56.8198 | 68.1609 | 0 | 0 | 0 | 0 | 27.75 | -5797.8479 | 0
737.5 | 30.7292 | 0 | 0 | 14.6 | -13.4281 | 737.0573 | -75.86 | -17.8533 | -2.8041 | -67.5347 | 81.462 | 0 | 0 | 0 | 0 | 32.25 | -6845.4442 | 0
738.5 | 30.7708 | 0 | 0 | 13 | -13.4338 | 738.0572 | -90.8586 | -17.8424 | -12.9953 | -77.6377 | 95.1888 | 0 | 0 | 0 | 0 | 33.85 | -7225.1462 | 0
739.5 | 30.8125 | 0 | 0 | 12 | -13.4394 | 739.0571 | -105.8571 | -17.8315 | -23.5874 | -87.7354 | 109.1736 | 0 | 0 | 0 | 0 | 34.85 | -7464.3841 | 0
740.5 | 30.8542 | 0 | 0 | 11 | -13.445 | 740.057 | -120.8557 | -17.8206 | -34.2497 | -81.3874 | 115.1828 | 0 | 0 | 0 | 0 | 35.85 | -7705.1022 | 0
741.5 | 30.8958 | 0 | 0 | 10.4 | -13.4506 | 741.057 | -135.8544 | -17.8097 | -44.5664 | -68.5535 | 118.5207 | 0 | 0 | 0 | 0 | 36.45 | -7850.2435 | 25206.6795
742.5 | 30.9375 | 0 | 0 | 9.9 | -13.4561 | 742.0569 | -150.853 | -17.7987 | -53.85 | -51.8255 | 121.1311 | 0 | 0 | 0 | 0 | 36.95 | -7971.6017 | 59008.3053
743.5 | 30.9792 | 0 | 0 | 9.3 | -13.4617 | 743.0568 | -165.8516 | -17.7878 | -60.7858 | -28.4812 | 122.7766 | 0 | 0 | 0 | 0 | 37.55 | -8117.7199 | 38235.5688
744.5 | 31.0208 | 0 | 0 | 8.7 | -13.4672 | 744.0567 | 179.1498 | -17.7768 | -63.2843 | 1.8011 | 123.2919 | 0 | 0 | 0 | 0 | 38.15 | -8264.3711 | 65436.3719
745.5 | 31.0625 | 0 | 0 | 8.1 | -13.4727 | 745.0566 | 164.1512 | -17.7658 | -60.1588 | 31.5112 | 122.6215 | 0 | 0 | 0 | 0 | 38.75 | -8411.555 | 49081.4675
746.5 | 31.1042 | 0 | 0 | 7.6 | -13.4782 | 746.0565 | 149.1525 | -17.7548 | -52.8473 | 53.9569 | 120.8351 | 0 | 0 | 0 | 0 | 39.25 | -8534.6154 | 11807.9967
747.5 | 31.1458 | 0 | 0 | 7 | -13.4836 | 747.0564 | 134.1539 | -17.7438 | -43.3844 | 70.0943 | 118.1085 | 0 | 0 | 0 | 0 | 39.85 | -8682.7763 | 0
748.5 | 31.1875 | 0 | 0 | 7 | -13.489 | 748.0563 | 119.1553 | -17.7328 | -32.9894 | 82.613 | 114.6842 | 0 | 0 | 0 | 0 | 39.85 | -8682.7763 | 2386.022
749.5 | 31.2292 | 0 | 0 | 7 | -13.4944 | 749.0562 | 104.1566 | -17.7218 | -22.3028 | 86.658 | 107.5592 | 0 | 0 | 0 | 0 | 39.85 | -8682.7763 | 0
750.5 | 31.2708 | 0 | 0 | 6.5 | -13.4998 | 750.0561 | 89.158 | -17.7108 | -11.7226 | 76.6037 | 93.5849 | 0 | 0 | 0 | 0 | 40.35 | -8806.6507 | 0
751.5 | 31.3125 | 0 | 0 | 6.6 | -13.5052 | 751.056 | 74.1593 | -17.6998 | -1.576 | 66.4672 | 79.8781 | 0 | 0 | 0 | 0 | 40.25 | -8781.8462 | 0
752.5 | 31.3542 | 187 | 46 | 7.2 | -13.5105 | 752.056 | 59.1606 | -17.6887 | 7.7902 | 55.6528 | 66.6163 | 74.2177 | 42.9186 | 0.61628 | 117.7526 | 39.65 | -3477.5885 | 0
753.5 | 31.3958 | 83 | 115 | 8 | -13.5158 | 753.0559 | 44.162 | -17.6777 | 15.9544 | 43.6605 | 54.138 | 48.6243 | 107.2965 | 1.5407 | 157.4615 | 38.85 | -1541.7633 | 0
754.5 | 31.4375 | 273 | 173 | 9 | -13.5211 | 754.0558 | 29.1633 | -17.6666 | 22.3949 | 30.1452 | 43.1377 | 199.2115 | 161.4112 | 2.3178 | 362.9405 | 37.85 | 7700.1966 | 0
755.5 | 31.4792 | 83 | 208 | 9.7 | -13.5264 | 755.0557 | 14.1646 | -17.6556 | 26.5299 | 15.1072 | 35.0438 | 67.9532 | 194.0666 | 2.7867 | 264.8065 | 37.15 | 3574.1782 | 0
756.5 | 31.5208 | 30 | 206 | 10.4 | -13.5317 | 756.0556 | -0.83408 | -17.6445 | 27.8678 | -0.89912 | 32.138 | 25.4031 | 192.2006 | 2.7599 | 220.3636 | 36.45 | 1798.2693 | 0
757.5 | 31.5625 | 172 | 218 | 11 | -13.5369 | 757.0555 | -15.8328 | -17.6334 | 26.224 | -16.8486 | 35.7118 | 139.6577 | 203.3968 | 2.9206 | 345.9751 | 35.85 | 7443.2509 | 0
758.5 | 31.6042 | 291 | 194 | 10.2 | -13.5421 | 758.0554 | -30.8315 | -17.6223 | 21.8237 | -31.7473 | 44.2203 | 208.5489 | 181.0045 | 2.5991 | 392.1525 | 36.65 | 9271.4674 | 0
759.5 | 31.6458 | 0 | 55 | 9 | -13.5473 | 759.0553 | -45.8302 | -17.6112 | 15.1786 | -45.1026 | 55.4338 | 0 | 51.3157 | 0.73686 | 52.0526 | 37.85 | -5911.8826 | 0
760.5 | 31.6875 | 218 | 106 | 9.2 | -13.5525 | 760.0553 | -60.8289 | -17.6001 | 6.8693 | -56.9624 | 68.024 | 81.5796 | 98.8993 | 1.4201 | 181.8991 | 37.65 | -177.7619 | 0
761.5 | 31.7292 | 0 | 0 | 9 | -13.5576 | 761.0552 | -75.8276 | -17.589 | -2.5921 | -67.6958 | 81.3498 | 0 | 0 | 0 | 0 | 37.85 | -8190.9789 | 0
762.5 | 31.7708 | 0 | 0 | 9 | -13.5627 | 762.0551 | -90.8263 | -17.5779 | -12.7925 | -77.8149 | 95.0969 | 0 | 0 | 0 | 0 | 37.85 | -8190.9789 | 0
763.5 | 31.8125 | 0 | 0 | 8.9 | -13.5678 | 763.055 | -105.825 | -17.5667 | -23.3889 | -87.9293 | 109.0992 | 0 | 0 | 0 | 0 | 37.95 | -8215.4282 | 0
764.5 | 31.8542 | 0 | 0 | 8.9 | -13.5729 | 764.0549 | -120.8238 | -17.5556 | -34.0489 | -81.1751 | 114.9187 | 0 | 0 | 0 | 0 | 37.95 | -8215.4282 | 3665.7565
765.5 | 31.8958 | 0 | 0 | 8.8 | -13.578 | 765.0548 | -135.8225 | -17.5444 | -44.355 | -68.3252 | 118.255 | 0 | 0 | 0 | 0 | 38.05 | -8239.8922 | 37928.4803
766.5 | 31.9375 | 0 | 0 | 8.8 | -13.583 | 766.0547 | -150.8212 | -17.5333 | -53.6175 | -51.6031 | 120.8641 | 0 | 0 | 0 | 0 | 38.05 | -8239.8922 | 60584.57
767.5 | 31.9792 | 0 | 0 | 8.7 | -13.588 | 767.0547 | -165.82 | -17.5221 | -60.5268 | -28.3455 | 122.5094 | 0 | 0 | 0 | 0 | 38.15 | -8264.3711 | 61601.5556
768.5 | 32.0208 | 0 | 0 | 7.7 | -13.593 | 768.0546 | 179.1813 | -17.5109 | -63.0191 | 1.7212 | 123.0261 | 0 | 0 | 0 | 0 | 39.15 | -8509.9737 | 41406.3878
769.5 | 32.0625 | 0 | 0 | 8.7 | -13.598 | 769.0545 | 164.1825 | -17.4997 | -59.9254 | 31.2484 | 122.359 | 0 | 0 | 0 | 0 | 38.15 | -8264.3711 | 2836.3267
770.5 | 32.1042 | 0 | 0 | 7.6 | -13.6029 | 770.0544 | 149.1837 | -17.4885 | -52.653 | 53.6519 | 120.5769 | 0 | 0 | 0 | 0 | 39.25 | -8534.6154 | 15917.8676
771.5 | 32.1458 | 0 | 0 | 7.6 | -13.6079 | 771.0543 | 134.185 | -17.4773 | -43.2157 | 69.8078 | 117.8548 | 0 | 0 | 0 | 0 | 39.25 | -8534.6154 | 1401.7124
772.5 | 32.1875 | 0 | 0 | 7.5 | -13.6128 | 772.0543 | 119.1862 | -17.4661 | -32.8325 | 82.3537 | 114.434 | 0 | 0 | 0 | 0 | 39.35 | -8559.2719 | 2972.9714
773.5 | 32.2292 | 0 | 0 | 8.5 | -13.6176 | 773.0542 | 104.1874 | -17.4549 | -22.1474 | 86.8946 | 107.5414 | 0 | 0 | 0 | 0 | 38.35 | -8313.3732 | 0
774.5 | 32.2708 | 0 | 0 | 8.4 | -13.6225 | 774.0541 | 89.1886 | -17.4436 | -11.5608 | 76.8229 | 93.5483 | 0 | 0 | 0 | 0 | 38.45 | -8337.8964 | 0
775.5 | 32.3125 | 0 | 0 | 6.4 | -13.6273 | 775.054 | 74.1898 | -17.4324 | -1.4016 | 66.672 | 79.8192 | 0 | 0 | 0 | 0 | 40.45 | -8831.47 | 0
776.5 | 32.3542 | 43 | 49 | 8.3 | -13.6322 | 776.0539 | 59.191 | -17.4211 | 7.9826 | 55.8429 | 66.5294 | 17.126 | 45.7176 | 0.65648 | 63.5001 | 38.55 | -5582.1147 | 0
777.5 | 32.3958 | 6 | 100 | 8.5 | -13.637 | 777.0539 | 44.1922 | -17.4099 | 16.1687 | 43.8305 | 54.014 | 3.5255 | 93.3013 | 1.3397 | 98.1665 | 38.35 | -4015.1982 | 0
778.5 | 32.4375 | 0 | 101 | 9.6 | -13.6417 | 778.0538 | 29.1934 | -17.3986 | 22.6324 | 30.2833 | 42.9639 | 0 | 94.2343 | 1.3531 | 95.5874 | 37.25 | -3859.3446 | 0
779.5 | 32.4792 | 0 | 138 | 10.7 | -13.6465 | 779.0537 | 14.1946 | -17.3873 | 26.7874 | 15.1973 | 34.8115 | 0 | 128.7558 | 1.8488 | 130.6046 | 36.15 | -2059.1464 | 0
780.5 | 32.5208 | 0 | 159 | 10.9 | -13.6512 | 780.0536 | -0.8042 | -17.376 | 28.1366 | -0.87035 | 31.8689 | 0 | 148.349 | 2.1302 | 150.4792 | 35.95 | -1140.5952 | 0
781.5 | 32.5625 | 0 | 85 | 11.9 | -13.6559 | 781.0535 | -15.803 | -17.3647 | 26.4924 | -16.8828 | 35.4595 | 0 | 79.3061 | 1.1388 | 80.4449 | 34.95 | -3966.1496 | 0
782.5 | 32.6042 | 0 | 102 | 12.1 | -13.6606 | 782.0535 | -30.8018 | -17.3534 | 22.082 | -31.8335 | 44.0115 | 0 | 95.1673 | 1.3665 | 96.5338 | 34.75 | -3213.706 | 0
783.5 | 32.6458 | 0 | 100 | 11.2 | -13.6653 | 783.0534 | -45.8007 | -17.3421 | 15.4217 | -45.2259 | 55.2657 | 0 | 93.3013 | 1.3397 | 94.641 | 35.65 | -3513.0287 | 0
784.5 | 32.6875 | 170 | 103 | 10.4 | -13.6699 | 784.0533 | -60.7995 | -17.3308 | 7.0965 | -57.1107 | 67.8879 | 63.9913 | 96.1003 | 1.3799 | 161.4715 | 36.45 | -780.2909 | 0
785.5 | 32.7292 | 0 | 0 | 9.5 | -13.6745 | 785.0532 | -75.7984 | -17.3194 | -2.3783 | -67.8624 | 81.2388 | 0 | 0 | 0 | 0 | 37.35 | -8068.9547 | 0
786.5 | 32.7708 | 0 | 0 | 8.6 | -13.6791 | 786.0531 | -90.7972 | -17.3081 | -12.5882 | -77.9977 | 95.0064 | 0 | 0 | 0 | 0 | 38.25 | -8288.8647 | 0
787.5 | 32.8125 | 0 | 0 | 8 | -13.6837 | 787.0531 | -105.7961 | -17.2967 | -23.1888 | -88.129 | 109.0263 | 0 | 0 | 0 | 0 | 38.85 | -8436.1375 | 0
788.5 | 32.8542 | 0 | 0 | 7.4 | -13.6883 | 788.053 | -120.7949 | -17.2854 | -33.8465 | -80.9568 | 114.6503 | 0 | 0 | 0 | 0 | 39.45 | -8583.9431 | 0
789.5 | 32.8958 | 0 | 0 | 7 | -13.6928 | 789.0529 | -135.7938 | -17.274 | -44.1413 | -68.0906 | 117.9849 | 0 | 0 | 0 | 0 | 39.85 | -8682.7763 | 0
790.5 | 32.9375 | 0 | 0 | 7.1 | -13.6973 | 790.0528 | -150.7927 | -17.2626 | -53.382 | -51.3741 | 120.5925 | 0 | 0 | 0 | 0 | 39.75 | -8658.0458 | 47443.9636
791.5 | 32.9792 | 0 | 0 | 7.3 | -13.7018 | 791.0528 | -165.7915 | -17.2512 | -60.2639 | -28.2027 | 122.2373 | 0 | 0 | 0 | 0 | 39.55 | -8608.6292 | 1652.8936
792.5 | 33.0208 | 0 | 0 | 7.4 | -13.7063 | 792.0527 | 179.2096 | -17.2398 | -62.7487 | 1.6488 | 122.7552 | 0 | 0 | 0 | 0 | 39.45 | -8583.9431 | 24324.08
793.5 | 33.0625 | 0 | 0 | 7.5 | -13.7107 | 793.0526 | 164.2107 | -17.2284 | -59.6856 | 30.9906 | 122.091 | 0 | 0 | 0 | 0 | 39.35 | -8559.2719 | 0
794.5 | 33.1042 | 0 | 0 | 7.2 | -13.7152 | 794.0525 | 149.2118 | -17.217 | -52.4521 | 53.3484 | 120.3131 | 0 | 0 | 0 | 0 | 39.65 | -8633.3301 | 0
795.5 | 33.1458 | 0 | 0 | 7.8 | -13.7196 | 795.0525 | 134.2129 | -17.2056 | -43.0406 | 69.5208 | 117.5953 | 0 | 0 | 0 | 0 | 39.05 | -8485.3468 | 28396.6011
796.5 | 33.1875 | 0 | 0 | 8 | -13.724 | 796.0524 | 119.214 | -17.1942 | -32.6694 | 82.0931 | 114.1779 | 0 | 0 | 0 | 0 | 38.85 | -8436.1375 | 9807.022
797.5 | 33.2292 | 0 | 0 | 7.6 | -13.7283 | 797.0523 | 104.2151 | -17.1827 | -21.9859 | 87.1327 | 107.5195 | 0 | 0 | 0 | 0 | 39.25 | -8534.6154 | 0
798.5 | 33.2708 | 0 | 0 | 7.7 | -13.7327 | 798.0523 | 89.2162 | -17.1713 | -11.3932 | 77.0436 | 93.5075 | 0 | 0 | 0 | 0 | 39.15 | -8509.9737 | 0
799.5 | 33.3125 | 0 | 0 | 8.4 | -13.737 | 799.0522 | 74.2172 | -17.1598 | -1.2214 | 66.8783 | 79.7562 | 0 | 0 | 0 | 0 | 38.45 | -8337.8964 | 0
800.5 | 33.3542 | 39 | 50 | 8.5 | -13.7413 | 800.0521 | 59.2183 | -17.1483 | 8.1807 | 56.0341 | 66.4382 | 15.5898 | 46.6506 | 0.66987 | 62.9103 | 38.35 | -5558.8756 | 0
801.5 | 33.3958 | 0 | 98 | 10.3 | -13.7455 | 801.052 | 44.2194 | -17.1369 | 16.3887 | 44.0009 | 53.8854 | 0 | 91.4352 | 1.313 | 92.7482 | 36.55 | -3813.5503 | 0
802.5 | 33.4375 | 0 | 64 | 10.5 | -13.7498 | 802.052 | 29.2204 | -17.1254 | 22.8756 | 30.4211 | 42.7852 | 0 | 59.7128 | 0.85744 | 60.5703 | 36.35 | -5173.977 | 0
803.5 | 33.4792 | 0 | 149 | 11.7 | -13.754 | 803.0519 | 14.2215 | -17.1139 | 27.0505 | 15.2857 | 34.5737 | 0 | 139.0189 | 1.9962 | 141.0151 | 35.15 | -1362.165 | 0
804.5 | 33.5208 | 0 | 122 | 11.8 | -13.7582 | 804.0518 | -0.77744 | -17.1024 | 28.4105 | -0.84482 | 31.5947 | 0 | 113.8275 | 1.6345 | 115.462 | 35.05 | -2456.9593 | 0
805.5 | 33.5625 | 0 | 92 | 12.5 | -13.7624 | 805.0518 | -15.7764 | -17.0909 | 26.7653 | -16.9216 | 35.2041 | 0 | 85.8372 | 1.2326 | 87.0697 | 34.35 | -3532.2736 | 0
806.5 | 33.6042 | 0 | 94 | 12.6 | -13.7666 | 806.0517 | -30.7754 | -17.0793 | 22.3438 | -31.9252 | 43.8017 | 0 | 87.7032 | 1.2594 | 88.9626 | 34.25 | -3425.4809 | 0
807.5 | 33.6458 | 41 | 123 | 12.3 | -13.7707 | 807.0516 | -45.7743 | -17.0678 | 15.6675 | -45.3548 | 55.0979 | 23.4592 | 114.7606 | 1.6479 | 139.8677 | 34.55 | -1268.4186 | 0
808.5 | 33.6875 | 41 | 89 | 11.8 | -13.7748 | 808.0516 | -60.7733 | -17.0563 | 7.326 | -57.2647 | 67.7529 | 15.5227 | 83.0381 | 1.1924 | 99.7532 | 35.05 | -3144.763 | 0
809.5 | 33.7292 | 0 | 0 | 11.4 | -13.7789 | 809.0515 | -75.7723 | -17.0447 | -2.1627 | -68.0347 | 81.1292 | 0 | 0 | 0 | 0 | 35.45 | -7608.6373 | 0
810.5 | 33.7708 | 0 | 0 | 11.6 | -13.783 | 810.0514 | -90.7712 | -17.0332 | -12.3823 | -78.186 | 94.9174 | 0 | 0 | 0 | 0 | 35.25 | -7560.4937 | 0
811.5 | 33.8125 | 0 | 0 | 11.1 | -13.7871 | 811.0513 | -105.7702 | -17.0216 | -22.9873 | -88.3344 | 108.9551 | 0 | 0 | 0 | 0 | 35.75 | -7680.9638 | 0
812.5 | 33.8542 | 0 | 0 | 11.2 | -13.7911 | 812.0513 | -120.7692 | -17.01 | -33.6423 | -80.7327 | 114.3777 | 0 | 0 | 0 | 0 | 35.65 | -7656.8402 | 2092.4691
813.5 | 33.8958 | 0 | 0 | 10.9 | -13.7951 | 813.0512 | -135.7682 | -16.9984 | -43.9255 | -67.8499 | 117.7104 | 0 | 0 | 0 | 0 | 35.95 | -7729.2554 | 37718.6253
814.5 | 33.9375 | 0 | 0 | 11 | -13.7991 | 814.0511 | -150.7672 | -16.9869 | -53.1437 | -51.1387 | 120.3162 | 0 | 0 | 0 | 0 | 35.85 | -7705.1022 | 65377.1148
815.5 | 33.9792 | 0 | 0 | 10.5 | -13.8031 | 815.0511 | -165.7662 | -16.9753 | -59.9971 | -28.0532 | 121.9602 | 0 | 0 | 0 | 0 | 36.35 | -7826.0163 | 82834.8237
816.5 | 34.0208 | 0 | 0 | 10.2 | -13.807 | 816.051 | 179.2348 | -16.9636 | -62.4731 | 1.5839 | 122.4791 | 0 | 0 | 0 | 0 | 36.65 | -7898.7424 | 89545.3979
817.5 | 34.0625 | 0 | 0 | 10.3 | -13.8109 | 817.051 | 164.2357 | -16.952 | -59.4394 | 30.7381 | 121.8177 | 0 | 0 | 0 | 0 | 36.55 | -7874.4856 | 80885.6744
818.5 | 34.1042 | 0 | 0 | 10.4 | -13.8148 | 818.0509 | 149.2367 | -16.9404 | -52.2445 | 53.0466 | 120.0438 | 0 | 0 | 0 | 0 | 36.45 | -7850.2435 | 64535.9134
819.5 | 34.1458 | 0 | 0 | 10 | -13.8187 | 819.0508 | 134.2377 | -16.9288 | -42.8591 | 69.2335 | 117.3301 | 0 | 0 | 0 | 0 | 36.85 | -7947.3005 | 42575.8675
820.5 | 34.1875 | 0 | 0 | 11.8 | -13.8226 | 820.0508 | 119.2386 | -16.9171 | -32.5002 | 81.8313 | 113.9161 | 0 | 0 | 0 | 0 | 35.05 | -7512.4093 | 8965.3215
821.5 | 34.2292 | 0 | 0 | 12.5 | -13.8264 | 821.0507 | 104.2396 | -16.9055 | -21.8186 | 87.3723 | 107.4933 | 0 | 0 | 0 | 0 | 34.35 | -7344.5801 | 0
822.5 | 34.2708 | 0 | 0 | 13.2 | -13.8302 | 822.0506 | 89.2406 | -16.8938 | -11.2198 | 77.2657 | 93.4626 | 0 | 0 | 0 | 0 | 33.65 | -7177.4762 | 0
823.5 | 34.3125 | 50 | 0 | 12.7 | -13.834 | 823.0506 | 74.2415 | -16.8821 | -1.0355 | 67.0859 | 79.6889 | 8.9496 | 0 | 0 | 8.9496 | 34.15 | -6904.9067 | 0
824.5 | 34.3542 | 268 | 44 | 12.4 | -13.8378 | 824.0505 | 59.2424 | -16.8705 | 8.3845 | 56.2264 | 66.3427 | 107.5393 | 41.0526 | 0.58949 | 149.1813 | 34.45 | -836.6795 | 0
825.5 | 34.3958 | 413 | 101 | 13 | -13.8415 | 825.0504 | 44.2434 | -16.8588 | 16.6145 | 44.1719 | 53.7523 | 244.1974 | 94.2343 | 1.3531 | 339.7848 | 33.85 | 7652.1687 | 0
826.5 | 34.4375 | 593 | 142 | 13.6 | -13.8453 | 826.0504 | 29.2443 | -16.8471 | 23.1246 | 30.5585 | 42.6017 | 436.4937 | 132.4878 | 1.9024 | 570.8839 | 33.25 | 17913.5656 | 0
827.5 | 34.4792 | 261 | 221 | 14 | -13.849 | 827.0503 | 14.2452 | -16.8354 | 27.319 | 15.3725 | 34.3307 | 215.5329 | 206.1958 | 2.9608 | 424.6896 | 32.85 | 11607.4401 | 0
828.5 | 34.5208 | 524 | 175 | 14 | -13.8526 | 828.0503 | -0.75384 | -16.8237 | 28.6895 | -0.82256 | 31.3155 | 447.6627 | 163.2772 | 2.3446 | 613.2845 | 32.85 | 19864.9789 | 0
829.5 | 34.5625 | 374 | 198 | 15.1 | -13.8563 | 829.0502 | -15.7529 | -16.8119 | 27.0424 | -16.965 | 34.9458 | 306.5655 | 184.7365 | 2.6527 | 493.9547 | 31.75 | 14900.0057 | 0
830.5 | 34.6042 | 95 | 179 | 14.6 | -13.8599 | 830.0501 | -30.752 | -16.8002 | 22.6091 | -32.0223 | 43.5911 | 68.8065 | 167.0093 | 2.3981 | 238.2139 | 32.25 | 3584.6365 | 0
831.5 | 34.6458 | 0 | 107 | 14.5 | -13.8636 | 831.0501 | -45.7511 | -16.7885 | 15.9159 | -45.4895 | 54.9305 | 0 | 99.8324 | 1.4335 | 101.2659 | 32.35 | -2435.1863 | 0
832.5 | 34.6875 | 192 | 106 | 14.5 | -13.8672 | 832.05 | -60.7502 | -16.7767 | 7.5574 | -57.4244 | 67.6188 | 73.1073 | 98.8993 | 1.4201 | 173.4267 | 32.35 | 724.3415 | 0
833.5 | 34.7292 | 0 | 0 | 13.9 | -13.8707 | 833.05 | -75.7493 | -16.765 | -1.9456 | -68.2126 | 81.0209 | 0 | 0 | 0 | 0 | 32.95 | -7011.0976 | 0
834.5 | 34.7708 | 0 | 0 | 13.8 | -13.8743 | 834.0499 | -90.7484 | -16.7532 | -12.1751 | -78.38 | 94.83 | 0 | 0 | 0 | 0 | 33.05 | -7034.8215 | 0
835.5 | 34.8125 | 0 | 0 | 13.3 | -13.8778 | 835.0498 | -105.7475 | -16.7414 | -22.7843 | -88.5453 | 108.8854 | 0 | 0 | 0 | 0 | 33.55 | -7153.6634 | 0
836.5 | 34.8542 | 0 | 0 | 13.3 | -13.8813 | 836.0498 | -120.7467 | -16.7297 | -33.4365 | -80.5028 | 114.1009 | 0 | 0 | 0 | 0 | 33.55 | -7153.6634 | 0
837.5 | 34.8958 | 0 | 0 | 12.7 | -13.8848 | 837.0497 | -135.7458 | -16.7179 | -43.7076 | -67.6032 | 117.4316 | 0 | 0 | 0 | 0 | 34.15 | -7296.7621 | 0
838.5 | 34.9375 | 0 | 0 | 12.6 | -13.8883 | 838.0497 | -150.7449 | -16.7061 | -52.9025 | -50.8971 | 120.0354 | 0 | 0 | 0 | 0 | 34.25 | -7320.6637 | 0
839.5 | 34.9792 | 0 | 0 | 12.6 | -13.8917 | 839.0496 | -165.7441 | -16.6943 | -59.7264 | -27.897 | 121.6784 | 0 | 0 | 0 | 0 | 34.25 | -7320.6637 | 5303.1981
840.5 | 35.0208 | 0 | 0 | 12.1 | -13.8951 | 840.0495 | 179.2568 | -16.6824 | -62.1924 | 1.5262 | 122.198 | 0 | 0 | 0 | 0 | 34.75 | -7440.3937 | 0
841.5 | 35.0625 | 0 | 0 | 11 | -13.8985 | 841.0495 | 164.2576 | -16.6706 | -59.187 | 30.4908 | 121.5391 | 0 | 0 | 0 | 0 | 35.85 | -7705.1022 | 0
842.5 | 35.1042 | 0 | 0 | 9.7 | -13.9019 | 842.0494 | 149.2585 | -16.6588 | -52.0304 | 52.7465 | 119.769 | 0 | 0 | 0 | 0 | 37.15 | -8020.2486 | 0
843.5 | 35.1458 | 0 | 0 | 9.2 | -13.9053 | 843.0494 | 134.2593 | -16.6469 | -42.6712 | 68.946 | 117.0594 | 0 | 0 | 0 | 0 | 37.65 | -8142.1248 | 0
844.5 | 35.1875 | 0 | 0 | 8.6 | -13.9086 | 844.0493 | 119.2601 | -16.6351 | -32.3248 | 81.5685 | 113.6487 | 0 | 0 | 0 | 0 | 38.25 | -8288.8647 | 0
845.5 | 35.2292 | 0 | 0 | 7 | -13.9119 | 845.0493 | 104.261 | -16.6232 | -21.6454 | 87.6132 | 107.4629 | 0 | 0 | 0 | 0 | 39.85 | -8682.7763 | 0
846.5 | 35.2708 | 0 | 0 | 5.5 | -13.9152 | 846.0492 | 89.2618 | -16.6114 | -11.0407 | 77.4893 | 93.4136 | 0 | 0 | 0 | 0 | 41.35 | -9055.5098 | 0
847.5 | 35.3125 | 86 | 0 | 4.6 | -13.9185 | 847.0492 | 74.2626 | -16.5995 | -0.84396 | 67.2947 | 79.6175 | 15.4988 | 0 | 0 | 15.4988 | 42.25 | -8602.1404 | 0
848.5 | 35.3542 | 490 | 32 | 6.3 | -13.9217 | 848.0491 | 59.2634 | -16.5876 | 8.594 | 56.4196 | 66.2429 | 197.4014 | 29.8564 | 0.42872 | 227.6865 | 40.55 | 1112.8394 | 0
849.5 | 35.3958 | 687 | 55 | 7.3 | -13.9249 | 849.0491 | 44.2642 | -16.5757 | 16.8459 | 44.3434 | 53.6148 | 407.5355 | 51.3157 | 0.73686 | 459.5881 | 39.55 | 11514.2151 | 0
850.5 | 35.4375 | 698 | 97 | 9 | -13.9281 | 850.049 | 29.265 | -16.5638 | 23.3791 | 30.6954 | 42.4134 | 515.332 | 90.5022 | 1.2996 | 607.1338 | 37.85 | 18392.0834 | 0
851.5 | 35.4792 | 540 | 167 | 10.6 | -13.9313 | 851.0489 | 14.2658 | -16.5519 | 27.593 | 15.4575 | 34.0823 | 447.2461 | 155.8131 | 2.2374 | 605.2966 | 36.25 | 18700.8168 | 0
852.5 | 35.5208 | 277 | 235 | 11.6 | -13.9345 | 852.0489 | -0.73338 | -16.54 | 28.9734 | -0.80361 | 31.0314 | 237.3571 | 219.258 | 3.1484 | 459.7634 | 35.25 | 12570.0279 | 0
853.5 | 35.5625 | 25 | 185 | 11 | -13.9376 | 853.0488 | -15.7326 | -16.528 | 27.3237 | -17.013 | 34.6848 | 20.5574 | 172.6073 | 2.4785 | 195.6433 | 35.85 | 861.0436 | 0
854.5 | 35.6042 | 139 | 190 | 12 | -13.9407 | 854.0488 | -30.7318 | -16.5161 | 22.8777 | -32.1248 | 43.3798 | 101.0275 | 177.2724 | 2.5455 | 280.8454 | 34.85 | 4832.2988 | 0
855.5 | 35.6458 | 75 | 147 | 11.6 | -13.9438 | 855.0487 | -45.731 | -16.5042 | 16.167 | -45.6298 | 54.7635 | 43.2714 | 137.1529 | 1.9694 | 182.3937 | 35.25 | 425.5277 | 0
856.5 | 35.6875 | 237 | 113 | 10.8 | -13.9469 | 856.0487 | -60.7303 | -16.4922 | 7.7908 | -57.5897 | 67.4859 | 90.7499 | 105.4304 | 1.5139 | 197.6943 | 36.05 | 902.5258 | 0
857.5 | 35.7292 | 0 | 0 | 9.5 | -13.9499 | 857.0486 | -75.7295 | -16.4803 | -1.7269 | -68.3959 | 80.9142 | 0 | 0 | 0 | 0 | 37.35 | -8068.9547 | 0
858.5 | 35.7708 | 0 | 0 | 8.7 | -13.953 | 858.0486 | -90.7288 | -16.4683 | -11.9665 | -78.5793 | 94.7442 | 0 | 0 | 0 | 0 | 38.15 | -8264.3711 | 0
859.5 | 35.8125 | 0 | 0 | 7.7 | -13.956 | 859.0485 | -105.728 | -16.4563 | -22.5799 | -88.7618 | 108.8174 | 0 | 0 | 0 | 0 | 39.15 | -8509.9737 | 0
860.5 | 35.8542 | 0 | 0 | 7.1 | -13.959 | 860.0485 | -120.7273 | -16.4443 | -33.229 | -80.2673 | 113.8201 | 0 | 0 | 0 | 0 | 39.75 | -8658.0458 | 0
861.5 | 35.8958 | 0 | 0 | 6.2 | -13.9619 | 861.0484 | -135.7265 | -16.4323 | -43.4875 | -67.3506 | 117.1486 | 0 | 0 | 0 | 0 | 40.65 | -8881.153 | 0
862.5 | 35.9375 | 0 | 0 | 5.6 | -13.9649 | 862.0484 | -150.7258 | -16.4203 | -52.6584 | -50.6495 | 119.7502 | 0 | 0 | 0 | 0 | 41.25 | -9030.5573 | 12716.1855
863.5 | 35.9792 | 0 | 0 | 5.1 | -13.9678 | 863.0483 | -165.7251 | -16.4083 | -59.4519 | -27.7346 | 121.3919 | 0 | 0 | 0 | 0 | 41.75 | -9155.4678 | 56403.3773
864.5 | 36.0208 | 0 | 0 | 4.4 | -13.9707 | 864.0483 | 179.2757 | -16.3963 | -61.9066 | 1.4757 | 121.9119 | 0 | 0 | 0 | 0 | 42.45 | -9330.9643 | 67260.2943
865.5 | 36.0625 | 0 | 0 | 4 | -13.9735 | 865.0482 | 164.2764 | -16.3843 | -58.9285 | 30.2488 | 121.2553 | 0 | 0 | 0 | 0 | 42.85 | -9431.5736 | 75550.9049
866.5 | 36.1042 | 0 | 0 | 2.5 | -13.9764 | 866.0482 | 149.2771 | -16.3722 | -51.8099 | 52.4485 | 119.4888 | 0 | 0 | 0 | 0 | 44.35 | -9810.9679 | 54103.4189
867.5 | 36.1458 | 0 | 0 | 1 | -13.9792 | 867.0481 | 134.2778 | -16.3602 | -42.4769 | 68.6585 | 116.7831 | 0 | 0 | 0 | 0 | 45.85 | -10193.6925 | 41459.9472
868.5 | 36.1875 | 0 | 0 | 0.4 | -13.982 | 868.0481 | 119.2785 | -16.3481 | -32.1434 | 81.3047 | 113.3756 | 0 | 0 | 0 | 0 | 46.45 | -10347.7149 | 0
869.5 | 36.2292 | 0 | 0 | -0.3 | -13.9848 | 869.0481 | 104.2792 | -16.3361 | -21.4663 | 87.8553 | 107.4283 | 0 | 0 | 0 | 0 | 47.15 | -10528.0811 | 0
870.5 | 36.2708 | 0 | 0 | -0.4 | -13.9876 | 870.048 | 89.2799 | -16.324 | -10.8559 | 77.7141 | 93.3603 | 0 | 0 | 0 | 0 | 47.25 | -10553.9069 | 0
871.5 | 36.3125 | 48 | 1 | -0.5 | -13.9903 | 871.048 | 74.2806 | -16.3119 | -0.64677 | 67.5047 | 79.542 | 8.7127 | 0.93301 | 0.013397 | 9.6592 | 47.35 | -10156.826 | 0
872.5 | 36.3542 | 187 | 58 | 0.5 | -13.993 | 872.0479 | 59.2813 | -16.2998 | 8.8091 | 56.6138 | 66.139 | 75.6452 | 54.1147 | 0.77705 | 130.537 | 46.35 | -4606.5093 | 0
873.5 | 36.3958 | 95 | 98 | 1.1 | -13.9957 | 873.0479 | 44.2819 | -16.2877 | 17.083 | 44.5153 | 53.473 | 56.5441 | 91.4352 | 1.313 | 149.2923 | 45.75 | -3631.3806 | 0
874.5 | 36.4375 | 530 | 169 | 2.6 | -13.9984 | 874.0478 | 29.2826 | -16.2756 | 23.6392 | 30.832 | 42.2203 | 392.5001 | 157.6791 | 2.2642 | 552.4434 | 44.25 | 14402.8972 | 0
875.5 | 36.4792 | 42 | 198 | 4.8 | -14.0011 | 875.0478 | 14.2833 | -16.2635 | 27.8723 | 15.5408 | 33.8287 | 34.8896 | 184.7365 | 2.6527 | 222.2788 | 42.05 | 501.7805 | 0
876.5 | 36.5208 | 175 | 236 | 5.8 | -14.0037 | 876.0477 | -0.71607 | -16.2514 | 29.2621 | -0.78802 | 30.7425 | 150.4078 | 220.191 | 3.1618 | 373.7606 | 41.05 | 7384.2318 | 0
877.5 | 36.5625 | 0 | 163 | 6.8 | -14.0063 | 877.0477 | -15.7154 | -16.2393 | 27.6092 | -17.0658 | 34.4212 | 0 | 152.0811 | 2.1838 | 154.2649 | 40.05 | -1977.869 | 0
878.5 | 36.6042 | 0 | 137 | 7.3 | -14.0089 | 878.0477 | -30.7148 | -16.2271 | 23.1495 | -32.2329 | 43.1679 | 0 | 127.8227 | 1.8355 | 129.6582 | 39.55 | -2931.6075 | 0
879.5 | 36.6458 | 427 | 155 | 7.2 | -14.0115 | 879.0476 | -45.7141 | -16.215 | 16.4204 | -45.7759 | 54.5972 | 247.37 | 144.617 | 2.0766 | 394.0636 | 39.65 | 8620.5556 | 0
880.5 | 36.6875 | 493 | 85 | 6.3 | -14.014 | 880.0476 | -60.7135 | -16.2028 | 8.0261 | -57.7606 | 67.3542 | 189.8217 | 79.3061 | 1.1388 | 270.2665 | 40.55 | 2977.1865 | 0
881.5 | 36.7292 | 0 | 0 | 5 | -14.0165 | 881.0475 | -75.7129 | -16.1907 | -1.5067 | -68.5848 | 80.8089 | 0 | 0 | 0 | 0 | 41.85 | -9180.4943 | 0
882.5 | 36.7708 | 0 | 0 | 3.9 | -14.0191 | 882.0475 | -90.7122 | -16.1785 | -11.7565 | -78.7841 | 94.66 | 0 | 0 | 0 | 0 | 42.95 | -9456.763 | 0
883.5 | 36.8125 | 0 | 0 | 3.2 | -14.0215 | 883.0474 | -105.7116 | -16.1663 | -22.3742 | -88.9836 | 108.7509 | 0 | 0 | 0 | 0 | 43.65 | -9633.5028 | 0
884.5 | 36.8542 | 0 | 0 | 2.6 | -14.024 | 884.0474 | -120.711 | -16.1541 | -33.02 | -80.0262 | 113.5353 | 0 | 0 | 0 | 0 | 44.25 | -9785.5713 | 0
885.5 | 36.8958 | 0 | 0 | 2 | -14.0264 | 885.0474 | -135.7104 | -16.1419 | -43.2655 | -67.0923 | 116.8614 | 0 | 0 | 0 | 0 | 44.85 | -9938.1727 | 0
886.5 | 36.9375 | 0 | 0 | 3.3 | -14.0288 | 886.0473 | -150.7098 | -16.1297 | -52.4116 | -50.3961 | 119.4606 | 0 | 0 | 0 | 0 | 43.55 | -9608.2098 | 0
887.5 | 36.9792 | 0 | 0 | 2.7 | -14.0312 | 887.0473 | -165.7092 | -16.1175 | -59.1737 | -27.5661 | 121.1008 | 0 | 0 | 0 | 0 | 44.15 | -9760.1895 | 0
888.5 | 37.0208 | 0 | 0 | 3.3 | -14.0336 | 888.0472 | 179.2914 | -16.1053 | -61.616 | 1.4322 | 121.621 | 0 | 0 | 0 | 0 | 43.55 | -9608.2098 | 0
889.5 | 37.0625 | 0 | 0 | 4.3 | -14.036 | 889.0472 | 164.292 | -16.093 | -58.6639 | 30.0123 | 120.9664 | 0 | 0 | 0 | 0 | 42.55 | -9356.0944 | 0
890.5 | 37.1042 | 0 | 0 | 1.7 | -14.0383 | 890.0472 | 149.2926 | -16.0808 | -51.5829 | 52.1527 | 119.2033 | 0 | 0 | 0 | 0 | 45.15 | -10014.6732 | 0
891.5 | 37.1458 | 0 | 0 | 2 | -14.0406 | 891.0471 | 134.2931 | -16.0686 | -42.2764 | 68.3712 | 116.5014 | 0 | 0 | 0 | 0 | 44.85 | -9938.1727 | 579.9396
892.5 | 37.1875 | 0 | 0 | 1.9 | -14.0429 | 892.0471 | 119.2937 | -16.0563 | -31.956 | 81.0403 | 113.0971 | 0 | 0 | 0 | 0 | 44.95 | -9963.6581 | 0
893.5 | 37.2292 | 0 | 0 | 1.7 | -14.0451 | 893.047 | 104.2943 | -16.044 | -21.2814 | 88.0986 | 107.3894 | 0 | 0 | 0 | 0 | 45.15 | -10014.6732 | 0
894.5 | 37.2708 | 0 | 0 | 2 | -14.0474 | 894.047 | 89.2948 | -16.0318 | -10.6654 | 77.9401 | 93.303 | 0 | 0 | 0 | 0 | 44.85 | -9938.1727 | 0
895.5 | 37.3125 | 101 | 1 | 3.3 | -14.0496 | 895.047 | 74.2954 | -16.0195 | -0.44402 | 67.7159 | 79.4623 | 18.4711 | 0.93301 | 0.013397 | 19.4175 | 43.55 | -8758.0223 | 0
896.5 | 37.3542 | 491 | 34 | 3.7 | -14.0518 | 896.0469 | 59.2959 | -16.0072 | 9.0297 | 56.8089 | 66.0309 | 199.4658 | 31.7224 | 0.45551 | 231.6438 | 43.15 | 635.2256 | 0
897.5 | 37.3958 | 678 | 58 | 7 | -14.054 | 897.0469 | 44.2965 | -15.9949 | 17.3255 | 44.6877 | 53.3269 | 404.9347 | 54.1147 | 0.77705 | 459.8265 | 39.85 | 11450.5079 | 0
898.5 | 37.4375 | 769 | 73 | 9 | -14.0561 | 898.0469 | 29.297 | -15.9826 | 23.9048 | 30.9681 | 42.0227 | 571.2747 | 68.1099 | 0.97801 | 640.3626 | 37.85 | 19846.9898 | 0
899.5 | 37.4792 | 814 | 82 | 10 | -14.0583 | 899.0468 | 14.2976 | -15.9703 | 28.1569 | 15.6223 | 33.57 | 678.2334 | 76.507 | 1.0986 | 755.839 | 36.85 | 25146.7491 | 0
900.5 | 37.5208 | 831 | 85 | 11 | -14.0604 | 900.0468 | -0.70191 | -15.958 | 29.5556 | -0.77582 | 30.4489 | 716.3899 | 79.3061 | 1.1388 | 796.8348 | 35.85 | 27183.9253 | 0
901.5 | 37.5625 | 784 | 93 | 11 | -14.0625 | 901.0468 | -15.7014 | -15.9456 | 27.8986 | -17.1234 | 34.155 | 648.777 | 86.7702 | 1.246 | 736.7931 | 35.85 | 24555.0322 | 0
902.5 | 37.6042 | 743 | 90 | 10 | -14.0645 | 902.0467 | -30.7009 | -15.9333 | 23.4245 | -32.3464 | 42.9557 | 543.7879 | 83.9711 | 1.2058 | 628.9648 | 36.85 | 19591.6204 | 0
903.5 | 37.6458 | 662 | 98 | 9.8 | -14.0666 | 903.0467 | -45.7004 | -15.921 | 16.6763 | -45.9276 | 54.4316 | 385.0685 | 91.4352 | 1.313 | 477.8167 | 37.05 | 12925.0551 | 0
904.5 | 37.6875 | 436 | 85 | 9 | -14.0686 | 904.0467 | -60.6999 | -15.9086 | 8.2631 | -57.9371 | 67.2237 | 168.7904 | 79.3061 | 1.1388 | 249.2352 | 37.85 | 2721.6656 | 0
905.5 | 37.7292 | 0 | 0 | 6.9 | -14.0706 | 905.0466 | -75.6994 | -15.8963 | -1.285 | -68.7791 | 80.7051 | 0 | 0 | 0 | 0 | 39.95 | -8707.5216 | 0
906.5 | 37.7708 | 0 | 0 | 5 | -14.0726 | 906.0466 | -90.6989 | -15.8839 | -11.5453 | -78.9942 | 94.5774 | 0 | 0 | 0 | 0 | 41.85 | -9180.4943 | 0
907.5 | 37.8125 | 0 | 0 | 5 | -14.0745 | 907.0466 | -105.6984 | -15.8715 | -22.1672 | -89.2108 | 108.6861 | 0 | 0 | 0 | 0 | 41.85 | -9180.4943 | 0
908.5 | 37.8542 | 0 | 0 | 4 | -14.0765 | 908.0465 | -120.6979 | -15.8591 | -32.8094 | -79.7797 | 113.2465 | 0 | 0 | 0 | 0 | 42.85 | -9431.5736 | 0
909.5 | 37.8958 | 0 | 0 | 2 | -14.0784 | 909.0465 | -135.6974 | -15.8467 | -43.0413 | -66.8284 | 116.5701 | 0 | 0 | 0 | 0 | 44.85 | -9938.1727 | 0
910.5 | 37.9375 | 0 | 0 | 3 | -14.0803 | 910.0465 | -150.6969 | -15.8343 | -52.162 | -50.1371 | 119.1667 | 0 | 0 | 0 | 0 | 43.85 | -9684.1331 | 0
911.5 | 37.9792 | 0 | 0 | 3 | -14.0821 | 911.0464 | -165.6965 | -15.8219 | -58.8918 | -27.3917 | 120.8052 | 0 | 0 | 0 | 0 | 43.85 | -9684.1331 | 0
912.5 | 38.0208 | 0 | 0 | 2 | -14.084 | 912.0464 | 179.304 | -15.8095 | -61.3204 | 1.3955 | 121.3252 | 0 | 0 | 0 | 0 | 44.85 | -9938.1727 | 0
913.5 | 38.0625 | 0 | 0 | 1 | -14.0858 | 913.0464 | 164.3045 | -15.7971 | -58.3933 | 29.7813 | 120.6725 | 0 | 0 | 0 | 0 | 45.85 | -10193.6925 | 5172.1747
914.5 | 38.1042 | 0 | 0 | 0 | -14.0876 | 914.0463 | 149.3049 | -15.7846 | -51.3495 | 51.8593 | 118.9126 | 0 | 0 | 0 | 0 | 46.85 | -10450.6925 | 28487.7873
915.5 | 38.1458 | 0 | 0 | 1 | -14.0894 | 915.0463 | 134.3053 | -15.7722 | -42.0697 | 68.0842 | 116.2144 | 0 | 0 | 0 | 0 | 45.85 | -10193.6925 | 0
916.5 | 38.1875 | 0 | 0 | 0 | -14.0912 | 916.0463 | 119.3058 | -15.7597 | -31.7627 | 80.7752 | 112.8132 | 0 | 0 | 0 | 0 | 46.85 | -10450.6925 | 5396.1483
917.5 | 38.2292 | 0 | 0 | 0 | -14.0929 | 917.0463 | 104.3062 | -15.7473 | -21.0908 | 88.3428 | 107.3463 | 0 | 0 | 0 | 0 | 46.85 | -10450.6925 | 0
918.5 | 38.2708 | 0 | 0 | 1 | -14.0946 | 918.0462 | 89.3067 | -15.7348 | -10.4693 | 78.1673 | 93.2415 | 0 | 0 | 0 | 0 | 45.85 | -10193.6925 | 0
919.5 | 38.3125 | 54 | 2 | 1 | -14.0963 | 919.0462 | 74.3071 | -15.7223 | -0.23576 | 67.9282 | 79.3786 | 9.9532 | 1.866 | 0.026795 | 11.846 | 45.85 | -9675.0192 | 0
920.5 | 38.3542 | 0 | 45 | 2 | -14.098 | 920.0462 | 59.3075 | -15.7099 | 9.2558 | 57.0049 | 65.9187 | 0 | 41.9856 | 0.60289 | 42.5885 | 44.85 | -8073.4575 | 0
921.5 | 38.3958 | 0 | 104 | 4 | -14.0996 | 921.0461 | 44.3079 | -15.6974 | 17.5735 | 44.8604 | 53.1765 | 0 | 97.0333 | 1.3933 | 98.4267 | 42.85 | -5122.0097 | 0
922.5 | 38.4375 | 0 | 96 | 6 | -14.1013 | 922.0461 | 29.3083 | -15.6849 | 24.1758 | 31.1038 | 41.8205 | 0 | 89.5692 | 1.2862 | 90.8554 | 40.85 | -4952.8362 | 0
923.5 | 38.4792 | 48 | 206 | 7 | -14.1029 | 923.0461 | 14.3087 | -15.6724 | 28.4466 | 15.702 | 33.3063 | 40.1159 | 192.2006 | 2.7599 | 235.0764 | 39.85 | 1609.9291 | 0
924.5 | 38.5208 | 0 | 104 | 8 | -14.1045 | 924.0461 | -0.69088 | -15.6598 | 29.8539 | -0.76703 | 30.1506 | 0 | 97.0333 | 1.3933 | 98.4267 | 38.85 | -4126.5736 | 0
925.5 | 38.5625 | 0 | 98 | 9 | -14.106 | 925.046 | -15.6905 | -15.6473 | 28.192 | -17.1857 | 33.8865 | 0 | 91.4352 | 1.313 | 92.7482 | 37.85 | -4130.0437 | 0
926.5 | 38.6042 | 0 | 115 | 9 | -14.1076 | 926.046 | -30.6901 | -15.6348 | 23.7026 | -32.4654 | 42.7431 | 0 | 107.2965 | 1.5407 | 108.8372 | 37.85 | -3425.5957 | 0
927.5 | 38.6458 | 47 | 133 | 9 | -14.1091 | 927.046 | -45.6897 | -15.6222 | 16.9344 | -46.085 | 54.2668 | 27.4485 | 124.0907 | 1.7819 | 153.3211 | 37.85 | -1477.8889 | 0
928.5 | 38.6875 | 0 | 55 | 9 | -14.1106 | 928.046 | -60.6894 | -15.6097 | 8.5019 | -58.1192 | 67.0946 | 0 | 51.3157 | 0.73686 | 52.0526 | 37.85 | -5911.8826 | 0
929.5 | 38.7292 | 0 | 0 | 8 | -14.1121 | 929.0459 | -75.689 | -15.5971 | -1.0621 | -68.9787 | 80.603 | 0 | 0 | 0 | 0 | 38.85 | -8436.1375 | 0
930.5 | 38.7708 | 0 | 0 | 5 | -14.1135 | 930.0459 | -90.6886 | -15.5846 | -11.3329 | -79.2096 | 94.4965 | 0 | 0 | 0 | 0 | 41.85 | -9180.4943 | 0
931.5 | 38.8125 | 0 | 0 | 5 | -14.115 | 931.0459 | -105.6883 | -15.572 | -21.9589 | -89.4433 | 108.6229 | 0 | 0 | 0 | 0 | 41.85 | -9180.4943 | 0
932.5 | 38.8542 | 0 | 0 | 6 | -14.1164 | 932.0459 | -120.6879 | -15.5594 | -32.5973 | -79.5278 | 112.954 | 0 | 0 | 0 | 0 | 40.85 | -8930.8952 | 0
933.5 | 38.8958 | 0 | 0 | 5.9 | -14.1178 | 933.0458 | -135.6876 | -15.5468 | -42.8151 | -66.5591 | 116.2748 | 0 | 0 | 0 | 0 | 40.95 | -8955.7885 | 0
934.5 | 38.9375 | 0 | 0 | 6 | -14.1191 | 934.0458 | -150.6872 | -15.5342 | -51.9096 | -49.8727 | 118.8686 | 0 | 0 | 0 | 0 | 40.85 | -8930.8952 | 6618.4362
935.5 | 38.9792 | 0 | 0 | 4 | -14.1205 | 935.0458 | -165.6869 | -15.5216 | -58.6063 | -27.2117 | 120.5051 | 0 | 0 | 0 | 0 | 42.85 | -9431.5736 | 50501.2778
936.5 | 39.0208 | 0 | 0 | 3 | -14.1218 | 936.0458 | 179.3135 | -15.509 | -61.0202 | 1.3655 | 121.0248 | 0 | 0 | 0 | 0 | 43.85 | -9684.1331 | 70402.4535
937.5 | 39.0625 | 0 | 0 | 2 | -14.1231 | 937.0457 | 164.3138 | -15.4964 | -58.1169 | 29.5559 | 120.3737 | 0 | 0 | 0 | 0 | 44.85 | -9938.1727 | 85265.3639
938.5 | 39.1042 | 0 | 0 | 2 | -14.1244 | 938.0457 | 149.3141 | -15.4838 | -51.1099 | 51.5684 | 118.6168 | 0 | 0 | 0 | 0 | 44.85 | -9938.1727 | 72816.8537
939.5 | 39.1458 | 0 | 0 | 2 | -14.1257 | 939.0457 | 134.3144 | -15.4711 | -41.8568 | 67.7976 | 115.9221 | 0 | 0 | 0 | 0 | 44.85 | -9938.1727 | 46682.3586
940.5 | 39.1875 | 0 | 0 | 1 | -14.1269 | 940.0457 | 119.3147 | -15.4585 | -31.5634 | 80.5096 | 112.5239 | 0 | 0 | 0 | 0 | 45.85 | -10193.6925 | 16226.026
941.5 | 39.2292 | 0 | 0 | 3 | -14.1281 | 941.0457 | 104.315 | -15.4458 | -20.8945 | 88.588 | 107.2989 | 0 | 0 | 0 | 0 | 43.85 | -9684.1331 | 0
942.5 | 39.2708 | 0 | 0 | 4 | -14.1293 | 942.0456 | 89.3153 | -15.4332 | -10.2677 | 78.3955 | 93.1759 | 0 | 0 | 0 | 0 | 42.85 | -9431.5736 | 0
943.5 | 39.3125 | 68 | 3 | 4 | -14.1305 | 943.0456 | 74.3156 | -15.4205 | -0.022061 | 68.1415 | 79.2908 | 12.636 | 2.799 | 0.040192 | 15.4753 | 42.85 | -8753.9959 | 0
944.5 | 39.3542 | 160 | 60 | 4 | -14.1316 | 944.0456 | 59.3159 | -15.4078 | 9.4873 | 57.2017 | 65.8025 | 65.5813 | 55.9808 | 0.80385 | 122.3659 | 42.85 | -4073.8422 | 0
945.5 | 39.3958 | 0 | 81 | 4 | -14.1328 | 945.0456 | 44.3162 | -15.3952 | 17.8269 | 45.0335 | 53.0221 | 0 | 75.574 | 1.0852 | 76.6592 | 42.85 | -6075.0863 | 0
946.5 | 39.4375 | 163 | 192 | 4 | -14.1339 | 946.0456 | 29.3165 | -15.3825 | 24.4521 | 31.2389 | 41.6138 | 121.8649 | 179.1384 | 2.5723 | 303.5757 | 42.85 | 3860.3417 | 0
947.5 | 39.4792 | 517 | 175 | 5.3 | -14.135 | 947.0456 | 14.3167 | -15.3698 | 28.7415 | 15.7799 | 33.0376 | 433.4079 | 163.2772 | 2.3446 | 599.0297 | 41.55 | 17122.7693 | 0
948.5 | 39.5208 | 602 | 147 | 7.6 | -14.136 | 948.0455 | -0.68299 | -15.3571 | 30.1567 | -0.7617 | 29.8477 | 522.1456 | 137.1529 | 1.9694 | 661.2678 | 39.25 | 20418.6799 | 0
949.5 | 39.5625 | 710 | 127 | 8.9 | -14.1371 | 949.0455 | -15.6827 | -15.3443 | 28.4893 | -17.2529 | 33.6157 | 591.2662 | 118.4926 | 1.7015 | 711.4603 | 37.95 | 22935.5187 | 0
950.5 | 39.6042 | 597 | 128 | 9.2 | -14.1381 | 950.0455 | -30.6825 | -15.3316 | 23.9836 | -32.59 | 42.5303 | 439.9409 | 119.4256 | 1.7149 | 561.0814 | 37.65 | 16424.5548 | 0
951.5 | 39.6458 | 645 | 93 | 10.5 | -14.1391 | 951.0455 | -45.6822 | -15.3189 | 17.1948 | -46.248 | 54.103 | 378.183 | 86.7702 | 1.246 | 466.1991 | 36.35 | 12586.2873 | 0
952.5 | 39.6875 | 146 | 99 | 10.8 | -14.1401 | 952.0455 | -60.682 | -15.3062 | 8.7423 | -58.3068 | 66.967 | 57.1241 | 92.3683 | 1.3263 | 150.8187 | 36.05 | -1149.8978 | 0
953.5 | 39.7292 | 28 | 1 | 6.2 | -14.1411 | 953.0454 | -75.6817 | -15.2934 | -0.8378 | -69.1837 | 80.5025 | 4.6201 | 0.93301 | 0.013397 | 5.5665 | 40.65 | -8637.4249 | 0
954.5 | 39.7708 | 0 | 0 | 5.5 | -14.142 | 954.0454 | -90.6815 | -15.2807 | -11.1193 | -79.4302 | 94.4173 | 0 | 0 | 0 | 0 | 41.35 | -9055.5098 | 0
955.5 | 39.8125 | 0 | 0 | 4.8 | -14.1429 | 955.0454 | -105.6813 | -15.2679 | -21.7494 | -89.6809 | 108.5612 | 0 | 0 | 0 | 0 | 42.05 | -9230.5918 | 0
956.5 | 39.8542 | 0 | 0 | 5.1 | -14.1438 | 956.0454 | -120.681 | -15.2551 | -32.3837 | -79.2708 | 112.6576 | 0 | 0 | 0 | 0 | 41.75 | -9155.4678 | 0
957.5 | 39.8958 | 0 | 0 | 4.4 | -14.1447 | 957.0454 | -135.6808 | -15.2423 | -42.587 | -66.2846 | 115.9757 | 0 | 0 | 0 | 0 | 42.45 | -9330.9643 | 0
958.5 | 39.9375 | 0 | 0 | 4.7 | -14.1455 | 958.0454 | -150.6806 | -15.2296 | -51.6546 | -49.6031 | 118.5663 | 0 | 0 | 0 | 0 | 42.15 | -9255.6627 | 14154.3532
959.5 | 39.9792 | 0 | 0 | 3 | -14.1464 | 959.0454 | -165.6804 | -15.2168 | -58.3172 | -27.0264 | 120.2006 | 0 | 0 | 0 | 0 | 43.85 | -9684.1331 | 49013.3215
960.5 | 40.0208 | 0 | 0 | 2.9 | -14.1472 | 960.0453 | 179.3198 | -15.204 | -60.7153 | 1.342 | 120.7197 | 0 | 0 | 0 | 0 | 43.95 | -9709.4704 | 88239.7065
961.5 | 40.0625 | 0 | 0 | 3.1 | -14.1479 | 961.0453 | 164.32 | -15.1912 | -57.8347 | 29.336 | 120.07 | 0 | 0 | 0 | 0 | 43.75 | -9658.8105 | 90122.4226
962.5 | 40.1042 | 0 | 0 | 3.2 | -14.1487 | 962.0453 | 149.3202 | -15.1783 | -50.8642 | 51.2802 | 118.316 | 0 | 0 | 0 | 0 | 43.65 | -9633.5028 | 73634.0939
963.5 | 40.1458 | 0 | 0 | 2.9 | -14.1495 | 963.0453 | 134.3204 | -15.1655 | -41.6379 | 67.5118 | 115.6247 | 0 | 0 | 0 | 0 | 43.95 | -9709.4704 | 47239.7827
964.5 | 40.1875 | 0 | 0 | 2.8 | -14.1502 | 964.0453 | 119.3205 | -15.1527 | -31.3582 | 80.2436 | 112.2294 | 0 | 0 | 0 | 0 | 44.05 | -9734.8226 | 16143.6426
965.5 | 40.2292 | 0 | 0 | 3.1 | -14.1509 | 965.0453 | 104.3207 | -15.1398 | -20.6926 | 88.834 | 107.2472 | 0 | 0 | 0 | 0 | 43.75 | -9658.8105 | 0
966.5 | 40.2708 | 0 | 0 | 2.3 | -14.1516 | 966.0453 | 89.3209 | -15.127 | -10.0606 | 78.6248 | 93.1061 | 0 | 0 | 0 | 0 | 44.55 | -9861.8054 | 0
967.5 | 40.3125 | 32 | 4 | 2.6 | -14.1522 | 967.0453 | 74.3211 | -15.1141 | 0.19701 | 68.3558 | 79.199 | 5.9967 | 3.7321 | 0.05359 | 9.7824 | 44.25 | -9357.255 | 0
968.5 | 40.3542 | 0 | 36 | 3.5 | -14.1528 | 968.0453 | 59.3212 | -15.1013 | 9.7241 | 57.3992 | 65.6823 | 0 | 33.5885 | 0.48231 | 34.0708 | 43.35 | -8065.8962 | 0
969.5 | 40.3958 | 0 | 62 | 6.8 | -14.1535 | 969.0452 | 44.3214 | -15.0884 | 18.0855 | 45.207 | 52.8635 | 0 | 57.8468 | 0.83064 | 58.6774 | 40.05 | -6163.1185 | 0
970.5 | 40.4375 | 6 | 153 | 10.3 | -14.1541 | 970.0452 | 29.3215 | -15.0755 | 24.7336 | 31.3736 | 41.4029 | 4.5005 | 142.7509 | 2.0498 | 149.3012 | 36.55 | -1337.4032 | 0
971.5 | 40.4792 | 0 | 115 | 10.6 | -14.1546 | 971.0452 | 14.3217 | -15.0626 | 29.0414 | 15.8559 | 32.764 | 0 | 107.2965 | 1.5407 | 108.8372 | 36.25 | -3036.4207 | 0
972.5 | 40.5208 | 0 | 128 | 11.7 | -14.1552 | 972.0452 | -0.67821 | -15.0497 | 30.4641 | -0.75985 | 29.5403 | 0 | 119.4256 | 1.7149 | 121.1405 | 35.15 | -2232.3654 | 0
973.5 | 40.5625 | 0 | 137 | 13 | -14.1557 | 973.0452 | -15.6781 | -15.0368 | 28.7903 | -17.3249 | 33.3429 | 0 | 127.8227 | 1.8355 | 129.6582 | 33.85 | -1548.1245 | 0
974.5 | 40.6042 | 0 | 128 | 13.9 | -14.1562 | 974.0452 | -30.6779 | -15.0239 | 24.2675 | -32.7201 | 42.3176 | 0 | 119.4256 | 1.7149 | 121.1405 | 32.95 | -1707.0189 | 0
975.5 | 40.6458 | 54 | 137 | 14.4 | -14.1567 | 975.0452 | -45.6778 | -15.011 | 17.4572 | -46.4167 | 53.9402 | 31.786 | 127.8227 | 1.8355 | 161.4442 | 32.45 | 176.0563 | 0
976.5 | 40.6875 | 0 | 34 | 13.9 | -14.1572 | 976.0452 | -60.6777 | -14.9981 | 8.9842 | -58.4998 | 66.8409 | 0 | 31.7224 | 0.45551 | 32.1779 | 32.95 | -5602.2017 | 0
977.5 | 40.7292 | 0 | 0 | 12.8 | -14.1576 | 977.0452 | -75.6776 | -14.9851 | -0.61231 | -69.394 | 80.4037 | 0 | 0 | 0 | 0 | 34.05 | -7272.8753 | 0
978.5 | 40.7708 | 0 | 0 | 9.4 | -14.158 | 978.0452 | -90.6775 | -14.9722 | -10.9047 | -79.6558 | 94.3398 | 0 | 0 | 0 | 0 | 37.45 | -8093.3299 | 0
979.5 | 40.8125 | 0 | 0 | 8.9 | -14.1584 | 979.0452 | -105.6774 | -14.9593 | -21.5387 | -89.9236 | 108.5011 | 0 | 0 | 0 | 0 | 37.95 | -8215.4282 | 0
980.5 | 40.8542 | 0 | 0 | 7.8 | -14.1588 | 980.0452 | -120.6773 | -14.9463 | -32.1686 | -79.0086 | 112.3576 | 0 | 0 | 0 | 0 | 39.05 | -8485.3468 | 4750.4001
981.5 | 40.8958 | 0 | 0 | 8.3 | -14.1591 | 981.0451 | -135.6772 | -14.9333 | -42.3569 | -66.005 | 115.6727 | 0 | 0 | 0 | 0 | 38.55 | -8362.4345 | 38016.8353
982.5 | 40.9375 | 0 | 0 | 7.8 | -14.1595 | 982.0451 | -150.6771 | -14.9204 | -51.3968 | -49.3284 | 118.2601 | 0 | 0 | 0 | 0 | 39.05 | -8485.3468 | 66109.1993
983.5 | 40.9792 | 0 | 0 | 7.5 | -14.1598 | 983.0451 | -165.6771 | -14.9074 | -58.0245 | -26.8359 | 119.8919 | 0 | 0 | 0 | 0 | 39.35 | -8559.2719 | 83923.7245
984.5 | 41.0208 | 0 | 0 | 7.1 | -14.1601 | 984.0451 | 179.323 | -14.8944 | -60.4058 | 1.3248 | 120.4102 | 0 | 0 | 0 | 0 | 39.75 | -8658.0458 | 90168.9348
985.5 | 41.0625 | 0 | 0 | 7.1 | -14.1604 | 985.0451 | 164.3231 | -14.8814 | -57.5469 | 29.1217 | 119.7616 | 0 | 0 | 0 | 0 | 39.75 | -8658.0458 | 85035.6043
986.5 | 41.1042 | 0 | 0 | 7 | -14.1606 | 986.0451 | 149.3231 | -14.8684 | -50.6123 | 50.9947 | 118.0103 | 0 | 0 | 0 | 0 | 39.85 | -8682.7763 | 69344.791
987.5 | 41.1458 | 0 | 0 | 6.7 | -14.1608 | 987.0451 | 134.3232 | -14.8554 | -41.4129 | 67.2266 | 115.3222 | 0 | 0 | 0 | 0 | 40.15 | -8757.0565 | 46995.3583
988.5 | 41.1875 | 0 | 0 | 6.7 | -14.161 | 988.0451 | 119.3233 | -14.8424 | -31.1473 | 79.9774 | 111.9297 | 0 | 0 | 0 | 0 | 40.15 | -8757.0565 | 15307.8742
989.5 | 41.2292 | 0 | 0 | 6.4 | -14.1612 | 989.0451 | 104.3233 | -14.8293 | -20.485 | 89.0807 | 107.1913 | 0 | 0 | 0 | 0 | 40.45 | -8831.47 | 0
990.5 | 41.2708 | 0 | 0 | 6.1 | -14.1614 | 990.0451 | 89.3233 | -14.8163 | -9.8481 | 78.8549 | 93.0324 | 0 | 0 | 0 | 0 | 40.75 | -8906.0167 | 0
991.5 | 41.3125 | 73 | 5 | 6.7 | -14.1615 | 991.0451 | 74.3234 | -14.8033 | 0.42138 | 68.571 | 79.1033 | 13.7998 | 4.6651 | 0.066987 | 18.5319 | 40.15 | -7945.6479 | 0
992.5 | 41.3542 | 56 | 55 | 7.2 | -14.1616 | 992.0451 | 59.3234 | -14.7902 | 9.9661 | 57.5975 | 65.5583 | 23.171 | 51.3157 | 0.73686 | 75.2236 | 39.65 | -5339.7029 | 0
993.5 | 41.3958 | 0 | 57 | 7.8 | -14.1617 | 993.0451 | 44.3234 | -14.7772 | 18.3494 | 45.3807 | 52.701 | 0 | 53.1817 | 0.76366 | 53.9454 | 39.05 | -6123.3743 | 0
994.5 | 41.4375 | 0 | 96 | 9.4 | -14.1618 | 994.0451 | 29.3235 | -14.7641 | 25.0203 | 31.5077 | 41.1876 | 0 | 89.5692 | 1.2862 | 90.8554 | 37.45 | -4115.2709 | 0
995.5 | 41.4792 | 0 | 167 | 10 | -14.1619 | 995.0451 | 14.3235 | -14.751 | 29.3462 | 15.93 | 32.4856 | 0 | 155.8131 | 2.2374 | 158.0505 | 36.85 | -1027.1353 | 0
996.5 | 41.5208 | 0 | 153 | 10.6 | -14.1619 | 996.0451 | -0.67652 | -14.7379 | 30.7758 | -0.76151 | 29.2286 | 0 | 142.7509 | 2.0498 | 144.8008 | 36.25 | -1461.7723 | 0
997.5 | 41.5625 | 24 | 202 | 11.1 | -14.1619 | 997.0451 | -15.6765 | -14.7249 | 29.0949 | -17.4017 | 33.0681 | 20.1125 | 188.4686 | 2.7063 | 211.2874 | 35.75 | 1570.1534 | 0
998.5 | 41.6042 | 238 | 204 | 11.7 | -14.1619 | 998.0451 | -30.6765 | -14.7118 | 24.5542 | -32.8557 | 42.105 | 176.5763 | 190.3346 | 2.7331 | 369.6439 | 35.15 | 8648.2377 | 0
999.5 | 41.6458 | 40 | 123 | 11.7 | -14.1619 | 999.0451 | -45.6765 | -14.6987 | 17.7217 | -46.5911 | 53.7785 | 23.6363 | 114.7606 | 1.6479 | 140.0448 | 35.15 | -1404.6513 | 0
1000.5 | 41.6875 | 238 | 122 | 11.7 | -14.1618 | 1000.0451 | -60.6765 | -14.6856 | 9.2276 | -58.6983 | 66.7163 | 94.0776 | 113.8275 | 1.6345 | 209.5396 | 35.15 | 1638.1466 | 0
1001.5 | 41.7292 | 54 | 2 | 10.3 | -14.1618 | 1001.0451 | -75.6766 | -14.6724 | -0.38567 | -69.6094 | 80.3066 | 9.0923 | 1.866 | 0.026795 | 10.9851 | 36.55 | -7393.5078 | 0
1002.5 | 41.7708 | 0 | 0 | 9.1 | -14.1617 | 1002.0451 | -90.6766 | -14.6593 | -10.6889 | -79.8866 | 94.264 | 0 | 0 | 0 | 0 | 37.75 | -8166.5444 | 0
1003.5 | 41.8125 | 0 | 0 | 8.2 | -14.1615 | 1003.0451 | -105.6766 | -14.6462 | -21.3269 | -89.8288 | 108.2746 | 0 | 0 | 0 | 0 | 38.65 | -8386.9874 | 0
1004.5 | 41.8542 | 0 | 0 | 7.5 | -14.1614 | 1004.0451 | -120.6766 | -14.633 | -31.9521 | -78.7415 | 112.054 | 0 | 0 | 0 | 0 | 39.35 | -8559.2719 | 0
1005.5 | 41.8958 | 0 | 0 | 6.8 | -14.1612 | 1005.0451 | -135.6767 | -14.6199 | -42.1248 | -65.7204 | 115.3659 | 0 | 0 | 0 | 0 | 40.05 | -8732.2817 | 0
1006.5 | 41.9375 | 0 | 0 | 6.3 | -14.1611 | 1006.0451 | -150.6767 | -14.6067 | -51.1365 | -49.0491 | 117.9499 | 0 | 0 | 0 | 0 | 40.55 | -8856.3041 | 0
1007.5 | 41.9792 | 0 | 0 | 5.8 | -14.1609 | 1007.0451 | -165.6768 | -14.5936 | -57.7284 | -26.6404 | 119.579 | 0 | 0 | 0 | 0 | 41.05 | -8980.6966 | 0
1008.5 | 42.0208 | 0 | 0 | 5.2 | -14.1606 | 1008.0451 | 179.3232 | -14.5804 | -60.0919 | 1.3138 | 120.0962 | 0 | 0 | 0 | 0 | 41.65 | -9130.4561 | 0
1009.5 | 42.0625 | 0 | 0 | 5 | -14.1604 | 1009.0451 | 164.3231 | -14.5672 | -57.2536 | 28.913 | 119.4485 | 0 | 0 | 0 | 0 | 41.85 | -9180.4943 | 0
1010.5 | 42.1042 | 0 | 0 | 5.9 | -14.1601 | 1010.0451 | 149.323 | -14.554 | -50.3544 | 50.7123 | 117.6997 | 0 | 0 | 0 | 0 | 40.95 | -8955.7885 | 0
1011.5 | 42.1458 | 0 | 0 | 6.7 | -14.1599 | 1011.0451 | 134.323 | -14.5409 | -41.1819 | 66.9425 | 115.0148 | 0 | 0 | 0 | 0 | 40.15 | -8757.0565 | 0
1012.5 | 42.1875 | 0 | 0 | 6.7 | -14.1595 | 1012.0451 | 119.3229 | -14.5277 | -30.9306 | 79.711 | 111.625 | 0 | 0 | 0 | 0 | 40.15 | -8757.0565 | 0
1013.5 | 42.2292 | 0 | 0 | 6.7 | -14.1592 | 1013.0451 | 104.3228 | -14.5145 | -20.272 | 89.3281 | 107.131 | 0 | 0 | 0 | 0 | 40.15 | -8757.0565 | 0
1014.5 | 42.2708 | 0 | 0 | 6.7 | -14.1589 | 1014.0452 | 89.3227 | -14.5012 | -9.6303 | 79.0859 | 92.9545 | 0 | 0 | 0 | 0 | 40.15 | -8757.0565 | 0
1015.5 | 42.3125 | 71 | 6 | 6.7 | -14.1585 | 1015.0452 | 74.3226 | -14.488 | 0.65098 | 68.787 | 79.0037 | 13.5429 | 5.5981 | 0.080385 | 19.2214 | 40.15 | -7915.4565 | 0
1016.5 | 42.3542 | 107 | 67 | 7.2 | -14.1581 | 1016.0452 | 59.3225 | -14.4748 | 10.2133 | 57.7965 | 65.4303 | 44.4905 | 62.5119 | 0.89763 | 107.9 | 39.65 | -3908.9796 | 0
1017.5 | 42.3958 | 62 | 142 | 7.8 | -14.1577 | 1017.0452 | 44.3224 | -14.4615 | 18.6184 | 45.5548 | 52.5346 | 37.7135 | 132.4878 | 1.9024 | 172.1037 | 39.05 | -949.869 | 0
1018.5 | 42.4375 | 58 | 194 | 10 | -14.1573 | 1018.0452 | 29.3223 | -14.4483 | 25.312 | 31.6412 | 40.9682 | 43.7943 | 181.0045 | 2.5991 | 227.3978 | 36.85 | 2009.2051 | 0
1019.5 | 42.4792 | 380 | 215 | 11.2 | -14.1568 | 1019.0452 | 14.3222 | -14.4351 | 29.6559 | 16.0022 | 32.2025 | 321.5445 | 200.5977 | 2.8805 | 525.0227 | 35.65 | 15331.0275 | 0
1020.5 | 42.5208 | 548 | 185 | 12.7 | -14.1563 | 1020.0452 | -0.67792 | -14.4218 | 31.092 | -0.76671 | 28.9126 | 479.6964 | 172.6073 | 2.4785 | 654.7823 | 34.15 | 21372.5672 | 0
1021.5 | 42.5625 | 758 | 124 | 13.3 | -14.1558 | 1021.0452 | -15.678 | -14.4085 | 29.4031 | -17.4835 | 32.7915 | 637.2102 | 115.6936 | 1.6613 | 754.5651 | 33.55 | 25884.6053 | 0
1022.5 | 42.6042 | 784 | 86 | 13.9 | -14.1553 | 1022.0452 | -30.6782 | -14.3953 | 24.8436 | -32.9969 | 41.8927 | 583.6068 | 80.2391 | 1.1522 | 664.9981 | 32.95 | 22105.5236 | 0
1023.5 | 42.6458 | 680 | 85 | 13.9 | -14.1548 | 1023.0452 | -45.6783 | -14.382 | 17.9881 | -46.771 | 53.6182 | 403.3514 | 79.3061 | 1.1388 | 483.7963 | 32.95 | 14171.6914 | 0
1024.5 | 42.6875 | 478 | 88 | 13.8 | -14.1542 | 1024.0452 | -60.6784 | -14.3687 | 9.4725 | -58.9022 | 66.5934 | 189.8871 | 82.1051 | 1.179 | 273.1712 | 33.05 | 4925.8487 | 0
1025.5 | 42.7292 | 117 | 2 | 12.8 | -14.1536 | 1025.0452 | -75.6786 | -14.3554 | -0.15794 | -69.83 | 80.2113 | 19.8918 | 1.866 | 0.026795 | 21.7846 | 34.05 | -6319.0461 | 0
1026.5 | 42.7708 | 0 | 0 | 11.7 | -14.153 | 1026.0452 | -90.6787 | -14.3421 | -10.4722 | -80.1222 | 94.1899 | 0 | 0 | 0 | 0 | 35.15 | -7536.4441 | 0
1027.5 | 42.8125 | 0 | 0 | 11.1 | -14.1524 | 1027.0453 | -105.6789 | -14.3288 | -21.1139 | -89.5762 | 107.9697 | 0 | 0 | 0 | 0 | 35.75 | -7680.9638 | 0
1028.5 | 42.8542 | 0 | 0 | 10.6 | -14.1517 | 1028.0453 | -120.6791 | -14.3155 | -31.7341 | -78.4696 | 111.747 | 0 | 0 | 0 | 0 | 36.25 | -7801.8039 | 0
1029.5 | 42.8958 | 0 | 0 | 10.6 | -14.1511 | 1029.0453 | -135.6792 | -14.3021 | -41.8908 | -65.4311 | 115.0555 | 0 | 0 | 0 | 0 | 36.25 | -7801.8039 | 257.0909
1030.5 | 42.9375 | 0 | 0 | 10 | -14.1504 | 1030.0453 | -150.6794 | -14.2888 | -50.8735 | -48.7651 | 117.6358 | 0 | 0 | 0 | 0 | 36.85 | -7947.3005 | 1088.5387
1031.5 | 42.9792 | 0 | 0 | 9.4 | -14.1497 | 1031.0453 | -165.6796 | -14.2755 | -57.4289 | -26.4403 | 119.262 | 0 | 0 | 0 | 0 | 37.45 | -8093.3299 | 12933.9718
1032.5 | 43.0208 | 0 | 0 | 9.4 | -14.1489 | 1032.0453 | 179.3202 | -14.2621 | -59.7736 | 1.3088 | 119.7779 | 0 | 0 | 0 | 0 | 37.45 | -8093.3299 | 0
1033.5 | 43.0625 | 0 | 0 | 9.4 | -14.1482 | 1033.0453 | 164.32 | -14.2488 | -56.9548 | 28.7099 | 119.1309 | 0 | 0 | 0 | 0 | 37.45 | -8093.3299 | 0
1034.5 | 43.1042 | 0 | 0 | 9.4 | -14.1474 | 1034.0453 | 149.3199 | -14.2354 | -50.0906 | 50.4329 | 117.3843 | 0 | 0 | 0 | 0 | 37.45 | -8093.3299 | 0
1035.5 | 43.1458 | 0 | 0 | 8.9 | -14.1466 | 1035.0454 | 134.3197 | -14.222 | -40.9451 | 66.6593 | 114.7024 | 0 | 0 | 0 | 0 | 37.95 | -8215.4282 | 5807.008
1036.5 | 43.1875 | 0 | 0 | 8.9 | -14.1458 | 1036.0454 | 119.3195 | -14.2086 | -30.7082 | 79.4446 | 111.3153 | 0 | 0 | 0 | 0 | 37.95 | -8215.4282 | 0
1037.5 | 43.2292 | 0 | 0 | 8.9 | -14.145 | 1037.0454 | 104.3192 | -14.1953 | -20.0535 | 89.576 | 107.0666 | 0 | 0 | 0 | 0 | 37.95 | -8215.4282 | 0
1038.5 | 43.2708 | 0 | 0 | 8.3 | -14.1441 | 1038.0454 | 89.319 | -14.1819 | -9.4072 | 79.3176 | 92.8727 | 0 | 0 | 0 | 0 | 38.55 | -8362.4345 | 0
1039.5 | 43.3125 | 93 | 8 | 8.9 | -14.1432 | 1039.0454 | 74.3188 | -14.1685 | 0.88572 | 69.0038 | 78.9002 | 17.9042 | 7.4641 | 0.10718 | 25.4755 | 37.95 | -7099.996 | 0
1040.5 | 43.3542 | 66 | 68 | 8.9 | -14.1423 | 1040.0454 | 59.3186 | -14.1551 | 10.4656 | 57.9962 | 65.2986 | 27.5807 | 63.4449 | 0.91103 | 91.9365 | 37.95 | -4190.0305 | 0
1041.5 | 43.3958 | 62 | 147 | 10.6 | -14.1414 | 1041.0454 | 44.3184 | -14.1416 | 18.8925 | 45.7291 | 52.3645 | 37.8595 | 137.1529 | 1.9694 | 176.9818 | 36.25 | -52.7424 | 0
1042.5 | 43.4375 | 105 | 205 | 11.1 | -14.1405 | 1042.0455 | 29.3181 | -14.1282 | 25.6087 | 31.7743 | 40.7447 | 79.5506 | 191.2676 | 2.7465 | 273.5647 | 35.75 | 4296.9364 | 0
1043.5 | 43.4792 | 339 | 234 | 12.2 | -14.1395 | 1043.0455 | 14.3179 | -14.1148 | 29.9703 | 16.0726 | 31.9148 | 287.7551 | 218.325 | 3.135 | 509.215 | 34.65 | 14879.3182 | 0
1044.5 | 43.5208 | 711 | 156 | 13.9 | -14.1385 | 1044.0455 | -0.68237 | -14.1014 | 31.4123 | -0.77546 | 28.5923 | 624.2914 | 145.55 | 2.09 | 771.9314 | 32.95 | 26787.5473 | 0
1045.5 | 43.5625 | 831 | 89 | 13.9 | -14.1375 | 1045.0455 | -15.6826 | -14.0879 | 29.7147 | -17.5702 | 32.5133 | 700.7546 | 83.0381 | 1.1924 | 784.9851 | 32.95 | 27359.0967 | 0
1046.5 | 43.6042 | 789 | 86 | 13.9 | -14.1365 | 1046.0455 | -30.6829 | -14.0745 | 25.1355 | -33.1437 | 41.6808 | 589.2731 | 80.2391 | 1.1522 | 670.6643 | 32.95 | 22353.619 | 0
1047.5 | 43.6458 | 691 | 84 | 13.3 | -14.1354 | 1047.0455 | -45.6831 | -14.061 | 18.2563 | -46.9565 | 53.4591 | 411.4188 | 78.3731 | 1.1254 | 490.9172 | 33.55 | 14340.9126 | 0
1048.5 | 43.6875 | 472 | 97 | 12.4 | -14.1344 | 1048.0456 | -60.6834 | -14.0476 | 9.7186 | -59.1115 | 66.4722 | 188.4194 | 90.5022 | 1.2996 | 280.2212 | 34.45 | 4900.8389 | 0
1049.5 | 43.7292 | 124 | 3 | 11.1 | -14.1333 | 1049.0456 | -75.6837 | -14.0341 | 0.070825 | -70.0557 | 80.1178 | 21.2813 | 2.799 | 0.040192 | 24.1206 | 35.75 | -6624.8563 | 0
1050.5 | 43.7708 | 0 | 0 | 11.1 | -14.1322 | 1050.0456 | -90.684 | -14.0206 | -10.2545 | -80.3628 | 94.1176 | 0 | 0 | 0 | 0 | 35.75 | -7680.9638 | 0
1051.5 | 43.8125 | 0 | 0 | 8.7 | -14.1311 | 1051.0456 | -105.6842 | -14.0071 | -20.8999 | -89.319 | 107.6614 | 0 | 0 | 0 | 0 | 38.15 | -8264.3711 | 0
1052.5 | 43.8542 | 0 | 0 | 6.5 | -14.1299 | 1052.0456 | -120.6845 | -13.9936 | -31.5148 | -78.1929 | 111.4364 | 0 | 0 | 0 | 0 | 40.35 | -8806.6507 | 0
1053.5 | 43.8958 | 0 | 0 | 4.4 | -14.1287 | 1053.0457 | -135.6848 | -13.9801 | -41.6549 | -65.1371 | 114.7415 | 0 | 0 | 0 | 0 | 42.45 | -9330.9643 | 0
1054.5 | 43.9375 | 0 | 0 | 2.7 | -14.1275 | 1054.0457 | -150.6851 | -13.9666 | -50.6079 | -48.4767 | 117.318 | 0 | 0 | 0 | 0 | 44.15 | -9760.1895 | 0
1055.5 | 43.9792 | 0 | 0 | 2.4 | -14.1263 | 1055.0457 | -165.6854 | -13.9531 | -57.1261 | -26.2358 | 118.941 | 0 | 0 | 0 | 0 | 44.45 | -9836.3792 | 0
1056.5 | 44.0208 | 0 | 0 | 2.1 | -14.1251 | 1056.0457 | 179.3143 | -13.9396 | -59.451 | 1.3095 | 119.4554 | 0 | 0 | 0 | 0 | 44.75 | -9912.7021 | 0
1057.5 | 44.0625 | 0 | 0 | 1.7 | -14.1238 | 1057.0457 | 164.314 | -13.926 | -56.6507 | 28.5124 | 118.8088 | 0 | 0 | 0 | 0 | 45.15 | -10014.6732 | 0
1058.5 | 44.1042 | 0 | 0 | 1 | -14.1225 | 1058.0458 | 149.3136 | -13.9125 | -49.8209 | 50.1566 | 117.0644 | 0 | 0 | 0 | 0 | 45.85 | -10193.6925 | 0
1059.5 | 44.1458 | 0 | 0 | 0.4 | -14.1212 | 1059.0458 | 134.3133 | -13.899 | -40.7025 | 66.3773 | 114.3853 | 0 | 0 | 0 | 0 | 46.45 | -10347.7149 | 0
1060.5 | 44.1875 | 0 | 0 | -0.2 | -14.1199 | 1060.0458 | 119.313 | -13.8854 | -30.4803 | 79.1783 | 111.0008 | 0 | 0 | 0 | 0 | 47.05 | -10502.2701 | 0
1061.5 | 44.2292 | 0 | 0 | -0.6 | -14.1186 | 1061.0458 | 104.3126 | -13.8719 | -19.8297 | 89.8244 | 106.9979 | 0 | 0 | 0 | 0 | 47.45 | -10605.6029 | 0
1062.5 | 44.2708 | 0 | 0 | -1 | -14.1172 | 1062.0458 | 89.3123 | -13.8583 | -9.1789 | 79.5501 | 92.7868 | 0 | 0 | 0 | 0 | 47.85 | -10709.1726 | 0
1063.5 | 44.3125 | 170 | 6 | -1 | -14.1158 | 1063.0459 | 74.312 | -13.8447 | 1.1255 | 69.2215 | 78.7929 | 33.0404 | 5.5981 | 0.080385 | 38.7189 | 47.85 | -9013.8839 | 0
1064.5 | 44.3542 | 549 | 39 | 0.7 | -14.1144 | 1064.0459 | 59.3116 | -13.8311 | 10.7229 | 58.1965 | 65.1632 | 230.5989 | 36.3875 | 0.5225 | 267.5089 | 46.15 | 1442.1123 | 0
1065.5 | 44.3958 | 707 | 61 | 1.9 | -14.113 | 1065.0459 | 44.3113 | -13.8176 | 19.1715 | 45.9036 | 52.1906 | 433.4174 | 56.9138 | 0.81725 | 491.1484 | 44.95 | 11541.0376 | 0
1066.5 | 44.4375 | 801 | 74 | 3.1 | -14.1116 | 1066.0459 | 29.3109 | -13.804 | 25.9103 | 31.9067 | 40.5173 | 608.9281 | 69.0429 | 0.99141 | 678.9624 | 43.75 | 20069.2339 | 0
1067.5 | 44.4792 | 838 | 83 | 4.9 | -14.1101 | 1067.046 | 14.3105 | -13.7904 | 30.2893 | 16.141 | 31.6226 | 713.5738 | 77.4401 | 1.112 | 792.1258 | 41.95 | 25477.3144 | 0
1068.5 | 44.5208 | 837 | 90 | 7.2 | -14.1086 | 1068.046 | -0.68984 | -13.7768 | 31.7369 | -0.7878 | 28.268 | 737.181 | 83.9711 | 1.2058 | 822.3579 | 39.65 | 27373.2167 | 0
1069.5 | 44.5625 | 813 | 94 | 9 | -14.1071 | 1069.046 | -15.6902 | -13.7631 | 30.0297 | -17.6618 | 32.2336 | 687.7009 | 87.7032 | 1.2594 | 776.6634 | 37.85 | 25814.8555 | 0
1070.5 | 44.6042 | 770 | 89 | 10.2 | -14.1056 | 1070.046 | -30.6906 | -13.7495 | 25.4299 | -33.296 | 41.4695 | 576.9673 | 83.0381 | 1.1924 | 661.1978 | 36.65 | 21051.4852 | 0
1071.5 | 44.6458 | 703 | 84 | 11.4 | -14.104 | 1071.0461 | -45.691 | -13.7359 | 18.5262 | -47.1476 | 53.3015 | 420.1153 | 78.3731 | 1.1254 | 499.6138 | 35.45 | 14266.7109 | 0
1072.5 | 44.6875 | 482 | 88 | 12 | -14.1025 | 1072.0461 | -60.6914 | -13.7223 | 9.9659 | -59.326 | 66.3528 | 193.332 | 82.1051 | 1.179 | 276.6161 | 34.85 | 4647.1189 | 0
1073.5 | 44.7292 | 135 | 3 | 11.8 | -14.1009 | 1073.0461 | -75.6918 | -13.7086 | 0.30055 | -70.2864 | 80.0261 | 23.382 | 2.799 | 0.040192 | 26.2212 | 35.05 | -6364.3251 | 0
1074.5 | 44.7708 | 0 | 0 | 11.1 | -14.0993 | 1074.0461 | -90.6922 | -13.695 | -10.036 | -80.6081 | 94.047 | 0 | 0 | 0 | 0 | 35.75 | -7680.9638 | 0
1075.5 | 44.8125 | 0 | 0 | 10.4 | -14.0976 | 1075.0462 | -105.6926 | -13.6813 | -20.6849 | -89.057 | 107.3499 | 0 | 0 | 0 | 0 | 36.45 | -7850.2435 | 0
1076.5 | 44.8542 | 0 | 0 | 10.3 | -14.096 | 1076.0462 | -120.693 | -13.6676 | -31.2941 | -77.9116 | 111.1226 | 0 | 0 | 0 | 0 | 36.55 | -7874.4856 | 0
1077.5 | 44.8958 | 0 | 0 | 9.5 | -14.0943 | 1077.0462 | -135.6934 | -13.654 | -41.4171 | -64.8386 | 114.4241 | 0 | 0 | 0 | 0 | 37.35 | -8068.9547 | 14753.2131
1078.5 | 44.9375 | 0 | 0 | 8.9 | -14.0926 | 1078.0463 | -150.6938 | -13.6403 | -50.3398 | -48.1842 | 116.9965 | 0 | 0 | 0 | 0 | 37.95 | -8215.4282 | 7544.0198
1079.5 | 44.9792 | 0 | 0 | 8.7 | -14.0909 | 1079.0463 | -165.6943 | -13.6266 | -56.8199 | -26.027 | 118.6161 | 0 | 0 | 0 | 0 | 38.15 | -8264.3711 | 33223.2194
1080.5 | 45.0208 | 0 | 0 | 8.6 | -14.0892 | 1080.0463 | 179.3053 | -13.6129 | -59.1242 | 1.3158 | 119.1287 | 0 | 0 | 0 | 0 | 38.25 | -8288.8647 | 58507.2509
1081.5 | 45.0625 | 0 | 0 | 8.4 | -14.0874 | 1081.0463 | 164.3049 | -13.5992 | -56.3414 | 28.3205 | 118.4823 | 0 | 0 | 0 | 0 | 38.45 | -8337.8964 | 47840.8555
1082.5 | 45.1042 | 0 | 0 | 8.8 | -14.0856 | 1082.0464 | 149.3044 | -13.5855 | -49.5456 | 49.8836 | 116.7398 | 0 | 0 | 0 | 0 | 38.05 | -8239.8922 | 34561.8569
1083.5 | 45.1458 | 0 | 0 | 8.1 | -14.0838 | 1083.0464 | 134.304 | -13.5718 | -40.4541 | 66.0966 | 114.0635 | 0 | 0 | 0 | 0 | 38.75 | -8411.555 | 7740.1312
1084.5 | 45.1875 | 0 | 0 | 7.4 | -14.082 | 1084.0464 | 119.3035 | -13.5581 | -30.2468 | 78.9122 | 110.6815 | 0 | 0 | 0 | 0 | 39.45 | -8583.9431 | 0
1085.5 | 45.2292 | 0 | 0 | 7.2 | -14.0802 | 1085.0465 | 104.303 | -13.5444 | -19.6005 | 89.9268 | 106.8529 | 0 | 0 | 0 | 0 | 39.65 | -8633.3301 | 0
1086.5 | 45.2708 | 0 | 0 | 7.1 | -14.0783 | 1086.0465 | 89.3026 | -13.5306 | -8.9455 | 79.7832 | 92.697 | 0 | 0 | 0 | 0 | 39.75 | -8658.0458 | 0
1087.5 | 45.3125 | 0 | 6 | 6.9 | -14.0764 | 1087.0465 | 74.3021 | -13.5169 | 1.3703 | 69.4398 | 78.6819 | 0 | 5.5981 | 0.080385 | 5.6785 | 39.95 | -8458.8929 | 0
1088.5 | 45.3542 | 0 | 26 | 6.8 | -14.0745 | 1088.0466 | 59.3016 | -13.5031 | 10.9851 | 58.3974 | 65.0242 | 0 | 24.2583 | 0.34833 | 24.6067 | 40.05 | -7654.8907 | 0
1089.5 | 45.3958 | 0 | 63 | 7.7 | -14.0726 | 1089.0466 | 44.3012 | -13.4894 | 19.4554 | 46.0784 | 52.0131 | 0 | 58.7798 | 0.84404 | 59.6238 | 39.15 | -5899.3725 | 0
1090.5 | 45.4375 | 0 | 108 | 8.7 | -14.0707 | 1090.0466 | 29.3007 | -13.4756 | 26.2167 | 32.0386 | 40.286 | 0 | 100.7654 | 1.4469 | 102.2123 | 38.15 | -3789.0547 | 0
1091.5 | 45.4792 | 0 | 92 | 8 | -14.0687 | 1091.0467 | 14.3002 | -13.4618 | 30.613 | 16.2075 | 31.326 | 0 | 85.8372 | 1.2326 | 87.0697 | 38.85 | -4623.831 | 0
1092.5 | 45.5208 | 0 | 91 | 10.7 | -14.0667 | 1092.0467 | -0.70032 | -13.4481 | 32.0654 | -0.80374 | 27.9397 | 0 | 84.9042 | 1.2192 | 86.1233 | 36.15 | -4006.7378 | 0
1093.5 | 45.5625 | 0 | 91 | 12.2 | -14.0647 | 1093.0467 | -15.7008 | -13.4343 | 30.348 | -17.7584 | 31.9526 | 0 | 84.9042 | 1.2192 | 86.1233 | 34.65 | -3645.5497 | 0
1094.5 | 45.6042 | 0 | 71 | 13.2 | -14.0627 | 1094.0468 | -30.7013 | -13.4205 | 25.7267 | -33.4539 | 41.2589 | 0 | 66.2439 | 0.95122 | 67.1951 | 33.65 | -4235.3701 | 0
1095.5 | 45.6458 | 0 | 58 | 14.8 | -14.0607 | 1095.0468 | -45.7018 | -13.4067 | 18.7979 | -47.3443 | 53.1455 | 0 | 54.1147 | 0.77705 | 54.8918 | 32.05 | -4394.8373 | 0
1096.5 | 45.6875 | 0 | 87 | 14.2 | -14.0586 | 1096.0468 | -60.7024 | -13.3929 | 10.2145 | -59.5458 | 66.2352 | 0 | 81.1721 | 1.1656 | 82.3377 | 32.65 | -3334.8985 | 0
1097.5 | 45.7292 | 0 | 4 | 11.8 | -14.0565 | 1097.0469 | -75.7029 | -13.3791 | 0.53118 | -70.522 | 79.9362 | 0 | 3.7321 | 0.05359 | 3.7856 | 35.05 | -7346.6568 | 0
1098.5 | 45.7708 | 0 | 0 | 7.8 | -14.0544 | 1098.0469 | -90.7034 | -13.3653 | -9.8165 | -80.8582 | 93.9781 | 0 | 0 | 0 | 0 | 39.05 | -8485.3468 | 0
1099.5 | 45.8125 | 0 | 0 | 6.6 | -14.0523 | 1099.0469 | -105.7039 | -13.3514 | -20.4688 | -88.7905 | 107.0352 | 0 | 0 | 0 | 0 | 40.25 | -8781.8462 | 0
1100.5 | 45.8542 | 0 | 0 | 6.1 | -14.0501 | 1100.047 | -120.7045 | -13.3376 | -31.0721 | -77.6259 | 110.8055 | 0 | 0 | 0 | 0 | 40.75 | -8906.0167 | 0
1101.5 | 45.8958 | 0 | 0 | 4.9 | -14.048 | 1101.047 | -135.705 | -13.3238 | -41.1775 | -64.5359 | 114.1032 | 0 | 0 | 0 | 0 | 41.95 | -9205.5357 | 0
1102.5 | 45.9375 | 0 | 0 | 4.2 | -14.0458 | 1102.047 | -150.7056 | -13.3099 | -50.0691 | -47.8877 | 116.6714 | 0 | 0 | 0 | 0 | 42.65 | -9381.2394 | 3578.3918
1103.5 | 45.9792 | 0 | 0 | 3.6 | -14.0436 | 1103.0471 | -165.7061 | -13.2961 | -56.5105 | -25.8143 | 118.2873 | 0 | 0 | 0 | 0 | 43.25 | -9532.4198 | 12299.7319
1104.5 | 46.0208 | 0 | 0 | 4 | -14.0413 | 1104.0471 | 179.2933 | -13.2822 | -58.7934 | 1.3275 | 118.7979 | 0 | 0 | 0 | 0 | 42.85 | -9431.5736 | 0
1105.5 | 46.0625 | 0 | 0 | 2.8 | -14.0391 | 1105.0471 | 164.2928 | -13.2684 | -56.027 | 28.134 | 118.1516 | 0 | 0 | 0 | 0 | 44.05 | -9734.8226 | 0
1106.5 | 46.1042 | 0 | 0 | 2.7 | -14.0368 | 1106.0472 | 149.2922 | -13.2545 | -49.2647 | 49.6139 | 116.4109 | 0 | 0 | 0 | 0 | 44.15 | -9760.1895 | 0
1107.5 | 46.1458 | 0 | 0 | 2.6 | -14.0345 | 1107.0472 | 134.2916 | -13.2406 | -40.2002 | 65.8173 | 113.7372 | 0 | 0 | 0 | 0 | 44.25 | -9785.5713 | 0
1108.5 | 46.1875 | 0 | 0 | 3.1 | -14.0322 | 1108.0473 | 119.2911 | -13.2267 | -30.008 | 78.6463 | 110.3576 | 0 | 0 | 0 | 0 | 43.75 | -9658.8105 | 4200.9877
1109.5 | 46.2292 | 0 | 0 | 3.5 | -14.0299 | 1109.0473 | 104.2905 | -13.2128 | -19.3662 | 89.6778 | 106.5304 | 0 | 0 | 0 | 0 | 43.35 | -9557.6683 | 0
1110.5 | 46.2708 | 0 | 0 | 4 | -14.0275 | 1110.0473 | 89.2899 | -13.1989 | -8.7071 | 80.0168 | 92.6034 | 0 | 0 | 0 | 0 | 42.85 | -9431.5736 | 0
1111.5 | 46.3125 | 121 | 8 | 4.4 | -14.0251 | 1111.0474 | 74.2893 | -13.185 | 1.62 | 69.6588 | 78.5672 | 23.9845 | 7.4641 | 0.10718 | 31.5558 | 42.45 | -7949.3098 | 0
1112.5 | 46.3542 | 223 | 72 | 5.4 | -14.0228 | 1112.0474 | 59.2887 | -13.1711 | 11.2521 | 58.599 | 64.8817 | 94.6611 | 67.1769 | 0.96462 | 162.8026 | 41.45 | -1952.2432 | 0
1113.5 | 46.3958 | 91 | 152 | 7 | -14.0203 | 1113.0475 | 44.2881 | -13.1572 | 19.744 | 46.2535 | 51.832 | 56.2352 | 141.8179 | 2.0364 | 200.0895 | 39.85 | 78.0469 | 0
1114.5 | 46.4375 | 18 | 197 | 8 | -14.0179 | 1114.0475 | 29.2875 | -13.1433 | 26.5278 | 32.17 | 40.0511 | 13.7785 | 183.8035 | 2.6393 | 200.2213 | 38.85 | 330.4554 | 0
1115.5 | 46.4792 | 59 | 239 | 9 | -14.0155 | 1115.0475 | 14.2869 | -13.1293 | 30.9411 | 16.2721 | 31.0251 | 50.5596 | 222.99 | 3.202 | 276.7516 | 37.85 | 3926.4567 | 0
1116.5 | 46.5208 | 0 | 177 | 10 | -14.013 | 1116.0476 | -0.71376 | -13.1154 | 32.3979 | -0.82329 | 27.6074 | 0 | 165.1432 | 2.3714 | 167.5146 | 36.85 | -612.7542 | 0
1117.5 | 46.5625 | 0 | 117 | 11.7 | -14.0105 | 1117.0476 | -15.7144 | -13.1015 | 30.6694 | -17.8599 | 31.6704 | 0 | 109.1625 | 1.5675 | 110.73 | 35.15 | -2688.1847 | 0
1118.5 | 46.6042 | 0 | 155 | 11 | -14.008 | 1118.0477 | -30.715 | -13.0875 | 26.0258 | -33.6173 | 41.0492 | 0 | 144.617 | 2.0766 | 146.6936 | 35.85 | -1282.1944 | 0
1119.5 | 46.6458 | 125 | 156 | 9.8 | -14.0054 | 1119.0477 | -45.7156 | -13.0735 | 19.071 | -47.5464 | 52.9912 | 75.2423 | 145.55 | 2.09 | 222.8822 | 37.05 | 1762.8742 | 0
1120.5 | 46.6875 | 0 | 84 | 9.2 | -14.0029 | 1120.0478 | -60.7163 | -13.0596 | 10.4641 | -59.7708 | 66.1195 | 0 | 78.3731 | 1.1254 | 79.4985 | 37.65 | -4661.3232 | 0
1121.5 | 46.7292 | 0 | 4 | 8 | -14.0003 | 1121.0478 | -75.7169 | -13.0456 | 0.76265 | -70.7625 | 79.8483 | 0 | 3.7321 | 0.05359 | 3.7856 | 38.85 | -8270.385 | 0
1122.5 | 46.7708 | 0 | 0 | 7.3 | -13.9977 | 1122.0478 | -90.7176 | -13.0316 | -9.5963 | -81.1128 | 93.911 | 0 | 0 | 0 | 0 | 39.55 | -8608.6292 | 0
1123.5 | 46.8125 | 0 | 0 | 7.8 | -13.9951 | 1123.0479 | -105.7182 | -13.0176 | -20.2518 | -88.5196 | 106.7175 | 0 | 0 | 0 | 0 | 39.05 | -8485.3468 | 0
1124.5 | 46.8542 | 0 | 0 | 7.7 | -13.9924 | 1124.0479 | -120.7189 | -13.0036 | -30.8487 | -77.3359 | 110.4852 | 0 | 0 | 0 | 0 | 39.15 | -8509.9737 | 13552.6389
1125.5 | 46.8958 | 0 | 0 | 7 | -13.9898 | 1125.048 | -135.7196 | -12.9896 | -40.936 | -64.2291 | 113.779 | 0 | 0 | 0 | 0 | 39.85 | -8682.7763 | 48244.2243
1126.5 | 46.9375 | 0 | 0 | 5 | -13.9871 | 1126.048 | -150.7202 | -12.9756 | -49.7959 | -47.5875 | 116.3428 | 0 | 0 | 0 | 0 | 41.85 | -9180.4943 | 66813.9626
1127.5 | 46.9792 | 0 | 0 | 4.5 | -13.9844 | 1127.0481 | -165.7209 | -12.9616 | -56.198 | -25.5979 | 117.9549 | 0 | 0 | 0 | 0 | 42.35 | -9305.849 | 3694.8466
1128.5 | 47.0208 | 0 | 0 | 4 | -13.9817 | 1128.0481 | 179.2784 | -12.9476 | -58.4586 | 1.3444 | 118.4632 | 0 | 0 | 0 | 0 | 42.85 | -9431.5736 | 7056.0966
1129.5 | 47.0625 | 0 | 0 | 3.9 | -13.979 | 1129.0482 | 164.2777 | -12.9336 | -55.7076 | 27.953 | 117.8168 | 0 | 0 | 0 | 0 | 42.95 | -9456.763 | 0
1130.5 | 47.1042 | 0 | 0 | 3.6 | -13.9762 | 1130.0482 | 149.2771 | -12.9195 | -48.9782 | 49.3477 | 116.0776 | 0 | 0 | 0 | 0 | 43.25 | -9532.4198 | 0
1131.5 | 47.1458 | 0 | 0 | 3.2 | -13.9734 | 1131.0482 | 134.2764 | -12.9055 | -39.9407 | 65.5395 | 113.4063 | 0 | 0 | 0 | 0 | 43.65 | -9633.5028 | 36852.624
1132.5 | 47.1875 | 0 | 0 | 3 | -13.9706 | 1132.0483 | 119.2757 | -12.8914 | -29.7637 | 78.3808 | 110.0291 | 0 | 0 | 0 | 0 | 43.85 | -9684.1331 | 14569.3721
1133.5 | 47.2292 | 0 | 0 | 2.6 | -13.9678 | 1133.0483 | 104.275 | -12.8774 | -19.1267 | 89.4285 | 106.2034 | 0 | 0 | 0 | 0 | 44.25 | -9785.5713 | 0
1134.5 | 47.2708 | 0 | 0 | 1.5 | -13.965 | 1134.0484 | 89.2742 | -12.8633 | -8.4637 | 80.2511 | 92.5058 | 0 | 0 | 0 | 0 | 45.35 | -10065.7476 | 0
1135.5 | 47.3125 | 109 | 13 | 2.2 | -13.9621 | 1135.0484 | 74.2735 | -12.8493 | 1.8745 | 69.8785 | 78.4488 | 21.8265 | 12.1292 | 0.17417 | 34.1298 | 44.65 | -8392.8894 | 0
1136.5 | 47.3542 | 0 | 54 | 3.4 | -13.9592 | 1136.0485 | 59.2728 | -12.8352 | 11.5238 | 58.801 | 64.7357 | 0 | 50.3827 | 0.72346 | 51.1061 | 43.45 | -7345.2735 | 0
1137.5 | 47.3958 | 0 | 102 | 4.2 | -13.9563 | 1137.0485 | 44.2721 | -12.8211 | 20.0373 | 46.4287 | 51.6476 | 0 | 95.1673 | 1.3665 | 96.5338 | 42.65 | -5154.5517 | 0
1138.5 | 47.4375 | 0 | 140 | 5.9 | -13.9534 | 1138.0486 | 29.2714 | -12.807 | 26.8435 | 32.3008 | 39.8125 | 0 | 130.6218 | 1.8756 | 132.4974 | 40.95 | -3154.4525 | 0
1139.5 | 47.4792 | 0 | 104 | 6 | -13.9505 | 1139.0486 | 14.2706 | -12.7929 | 31.2735 | 16.3348 | 30.72 | 0 | 97.0333 | 1.3933 | 98.4267 | 40.85 | -4621.3313 | 0
1140.5 | 47.5208 | 0 | 91 | 7.2 | -13.9475 | 1140.0487 | -0.73012 | -12.7788 | 32.7343 | -0.84647 | 27.2714 | 0 | 84.9042 | 1.2192 | 86.1233 | 39.65 | -4862.4617 | 0
1141.5 | 47.5625 | 6 | 185 | 7.9 | -13.9445 | 1141.0487 | -15.7309 | -12.7647 | 30.9939 | -17.9664 | 31.3872 | 5.122 | 172.6073 | 2.4785 | 180.2079 | 38.95 | -570.419 | 0
1142.5 | 47.6042 | 0 | 98 | 8 | -13.9415 | 1142.0488 | -30.7316 | -12.7506 | 26.3271 | -33.7862 | 40.8404 | 0 | 91.4352 | 1.313 | 92.7482 | 38.85 | -4375.2023 | 0
1143.5 | 47.6458 | 0 | 123 | 8 | -13.9385 | 1143.0488 | -45.7324 | -12.7365 | 19.3457 | -47.754 | 52.8386 | 0 | 114.7606 | 1.6479 | 116.4084 | 38.85 | -3339.2494 | 0
1144.5 | 47.6875 | 0 | 82 | 7.5 | -13.9355 | 1144.0489 | -60.7331 | -12.7224 | 10.7147 | -60.001 | 66.0058 | 0 | 76.507 | 1.0986 | 77.6056 | 39.35 | -5161.3465 | 0
1145.5 | 47.7292 | 0 | 5 | 7.1 | -13.9324 | 1145.0489 | -75.7339 | -12.7082 | 0.99491 | -71.0077 | 79.7623 | 0 | 4.6651 | 0.066987 | 4.7321 | 39.75 | -8450.8552 | 0
1146.5 | 47.7708 | 0 | 0 | 6.5 | -13.9293 | 1146.049 | -90.7347 | -12.6941 | -9.3752 | -81.372 | 93.8456 | 0 | 0 | 0 | 0 | 40.35 | -8806.6507 | 0
1147.5 | 47.8125 | 0 | 0 | 6.6 | -13.9262 | 1147.049 | -105.7354 | -12.68 | -20.0338 | -88.2443 | 106.3967 | 0 | 0 | 0 | 0 | 40.25 | -8781.8462 | 0
1148.5 | 47.8542 | 0 | 0 | 6.7 | -13.9231 | 1148.0491 | -120.7362 | -12.6658 | -30.6241 | -77.0417 | 110.1618 | 0 | 0 | 0 | 0 | 40.15 | -8757.0565 | 0
1149.5 | 47.8958 | 0 | 0 | 6.8 | -13.92 | 1149.0491 | -135.737 | -12.6516 | -40.6927 | -63.9183 | 113.4516 | 0 | 0 | 0 | 0 | 40.05 | -8732.2817 | 8575.9289
1150.5 | 47.9375 | 0 | 0 | 6.3 | -13.9168 | 1150.0492 | -150.7378 | -12.6375 | -49.5203 | -47.2837 | 116.0107 | 0 | 0 | 0 | 0 | 40.55 | -8856.3041 | 29535.2417
1151.5 | 47.9792 | 0 | 0 | 6.4 | -13.9136 | 1151.0492 | -165.7386 | -12.6233 | -55.8823 | -25.3779 | 117.6188 | 0 | 0 | 0 | 0 | 40.45 | -8831.47 | 72512.8334
1152.5 | 48.0208 | 0 | 0 | 6.5 | -13.9104 | 1152.0493 | 179.2606 | -12.6091 | -58.1198 | 1.3663 | 118.1247 | 0 | 0 | 0 | 0 | 40.35 | -8806.6507 | 0
1153.5 | 48.0625 | 0 | 0 | 7.1 | -13.9072 | 1153.0493 | 164.2598 | -12.5949 | -55.3834 | 27.7774 | 117.4778 | 0 | 0 | 0 | 0 | 39.75 | -8658.0458 | 56948.6992
1154.5 | 48.1042 | 0 | 0 | 7.1 | -13.904 | 1154.0494 | 149.259 | -12.5808 | -48.6864 | 49.0849 | 115.7401 | 0 | 0 | 0 | 0 | 39.75 | -8658.0458 | 0
1155.5 | 48.1458 | 0 | 0 | 7.2 | -13.9007 | 1155.0495 | 134.2582 | -12.5666 | -39.6758 | 65.2633 | 113.0711 | 0 | 0 | 0 | 0 | 39.65 | -8633.3301 | 36740.3063
1156.5 | 48.1875 | 0 | 0 | 7.8 | -13.8974 | 1156.0495 | 119.2574 | -12.5524 | -29.5143 | 78.1157 | 109.6962 | 0 | 0 | 0 | 0 | 39.05 | -8485.3468 | 11919.0614
1157.5 | 48.2292 | 0 | 0 | 7.2 | -13.8941 | 1157.0496 | 104.2565 | -12.5381 | -18.8822 | 89.179 | 105.8719 | 0 | 0 | 0 | 0 | 39.65 | -8633.3301 | 0
1158.5 | 48.2708 | 0 | 0 | 7.8 | -13.8908 | 1158.0496 | 89.2557 | -12.5239 | -8.2155 | 80.4857 | 92.4045 | 0 | 0 | 0 | 0 | 39.05 | -8485.3468 | 0
1159.5 | 48.3125 | 97 | 13 | 7.8 | -13.8875 | 1159.0497 | 74.2549 | -12.5097 | 2.1337 | 70.0987 | 78.327 | 19.6257 | 12.1292 | 0.17417 | 31.929 | 39.05 | -7087.3508 | 0
1160.5 | 48.3542 | 47 | 75 | 8.3 | -13.8841 | 1160.0497 | 59.254 | -12.4955 | 11.8002 | 59.0037 | 64.5863 | 20.1701 | 69.976 | 1.0048 | 91.1509 | 38.55 | -4371.4375 | 0
1161.5 | 48.3958 | 233 | 150 | 9.4 | -13.8808 | 1161.0498 | 44.2532 | -12.4812 | 20.3352 | 46.6042 | 51.4599 | 145.1734 | 139.9519 | 2.0096 | 287.135 | 37.45 | 4478.7365 | 0
1162.5 | 48.4375 | 59 | 199 | 10 | -13.8774 | 1162.0498 | 29.2523 | -12.467 | 27.1636 | 32.431 | 39.5704 | 45.4797 | 185.6695 | 2.6661 | 233.8153 | 36.85 | 2290.1911 | 0
1163.5 | 48.4792 | 184 | 264 | 10.6 | -13.8739 | 1163.0499 | 14.2515 | -12.4527 | 31.6103 | 16.3955 | 30.4108 | 158.685 | 246.3154 | 3.5369 | 408.5373 | 36.25 | 10085.806 | 0
1164.5 | 48.5208 | 397 | 240 | 11.1 | -13.8705 | 1164.05 | -0.74937 | -12.4385 | 33.0744 | -0.8733 | 26.9317 | 353.9441 | 223.923 | 3.2154 | 581.0826 | 35.75 | 17761.457 | 0
1165.5 | 48.5625 | 348 | 221 | 11.1 | -13.867 | 1165.05 | -15.7502 | -12.4242 | 31.3213 | -18.0779 | 31.1031 | 297.9712 | 206.1958 | 2.9608 | 507.1278 | 35.75 | 14523.3845 | 0
1166.5 | 48.6042 | 300 | 198 | 11.1 | -13.8636 | 1166.0501 | -30.7511 | -12.41 | 26.6304 | -33.9607 | 40.6328 | 227.6696 | 184.7365 | 2.6527 | 415.0588 | 35.75 | 10492.1856 | 0
1167.5 | 48.6458 | 118 | 163 | 11.7 | -13.8601 | 1167.0501 | -45.752 | -12.3957 | 19.6217 | -47.967 | 52.6878 | 71.5266 | 152.0811 | 2.1838 | 225.7914 | 35.15 | 2349.726 | 0
1168.5 | 48.6875 | 97 | 114 | 11.1 | -13.8566 | 1168.0502 | -60.7529 | -12.3814 | 10.9662 | -60.2361 | 65.8941 | 39.6172 | 106.3634 | 1.5273 | 147.508 | 35.75 | -1222.3982 | 0
1169.5 | 48.7292 | 34 | 8 | 11.1 | -13.853 | 1169.0502 | -75.7537 | -12.3671 | 1.2279 | -71.2577 | 79.6782 | 6.092 | 7.4641 | 0.10718 | 13.6633 | 35.75 | -7082.7226 | 0
1170.5 | 48.7708 | 0 | 0 | 10.6 | -13.8495 | 1170.0503 | -90.7546 | -12.3528 | -9.1535 | -81.6356 | 93.7819 | 0 | 0 | 0 | 0 | 36.25 | -7801.8039 | 0
1171.5 | 48.8125 | 0 | 0 | 10.6 | -13.8459 | 1171.0504 | -105.7555 | -12.3385 | -19.8149 | -87.9648 | 106.073 | 0 | 0 | 0 | 0 | 36.25 | -7801.8039 | 0
1172.5 | 48.8542 | 0 | 0 | 9.4 | -13.8423 | 1172.0504 | -120.7564 | -12.3242 | -30.3982 | -76.7434 | 109.8354 | 0 | 0 | 0 | 0 | 37.45 | -8093.3299 | 0
1173.5 | 48.8958 | 0 | 0 | 9.4 | -13.8387 | 1173.0505 | -135.7573 | -12.3099 | -40.4476 | -63.6036 | 113.121 | 0 | 0 | 0 | 0 | 37.45 | -8093.3299 | 0
1174.5 | 48.9375 | 0 | 0 | 10 | -13.835 | 1174.0505 | -150.7582 | -12.2956 | -49.2423 | -46.9766 | 115.6753 | 0 | 0 | 0 | 0 | 36.85 | -7947.3005 | 0
1175.5 | 48.9792 | 0 | 0 | 10 | -13.8314 | 1175.0506 | -165.7592 | -12.2813 | -55.5636 | -25.1546 | 117.2792 | 0 | 0 | 0 | 0 | 36.85 | -7947.3005 | 3176.3489
1176.5 | 49.0208 | 0 | 0 | 8.9 | -13.8277 | 1176.0507 | 179.2399 | -12.2669 | -57.7773 | 1.393 | 117.7824 | 0 | 0 | 0 | 0 | 37.95 | -8215.4282 | 8123.8349
1177.5 | 49.0625 | 0 | 0 | 8.9 | -13.824 | 1177.0507 | 164.239 | -12.2526 | -55.0545 | 27.6072 | 117.135 | 0 | 0 | 0 | 0 | 37.95 | -8215.4282 | 6294.209
1178.5 | 49.1042 | 0 | 0 | 8.9 | -13.8203 | 1178.0508 | 149.2381 | -12.2382 | -48.3893 | 48.8256 | 115.3984 | 0 | 0 | 0 | 0 | 37.95 | -8215.4282 | 17508.977
1179.5 | 49.1458 | 0 | 0 | 8.3 | -13.8166 | 1179.0509 | 134.2371 | -12.2239 | -39.4056 | 64.9888 | 112.7317 | 0 | 0 | 0 | 0 | 38.55 | -8362.4345 | 24126.2331
1180.5 | 49.1875 | 0 | 0 | 7.8 | -13.8128 | 1180.0509 | 119.2362 | -12.2095 | -29.2596 | 77.8512 | 109.359 | 0 | 0 | 0 | 0 | 39.05 | -8485.3468 | 0
1181.5 | 49.2292 | 0 | 0 | 7.8 | -13.8091 | 1181.051 | 104.2353 | -12.1952 | -18.6327 | 88.9295 | 105.536 | 0 | 0 | 0 | 0 | 39.05 | -8485.3468 | 0
1182.5 | 49.2708 | 0 | 0 | 7.8 | -13.8053 | 1182.051 | 89.2343 | -12.1808 | -7.9626 | 80.7208 | 92.2994 | 0 | 0 | 0 | 0 | 39.05 | -8485.3468 | 0
1183.5 | 49.3125 | 134 | 17 | 7.8 | -13.8015 | 1183.0511 | 74.2334 | -12.1664 | 2.3976 | 70.3195 | 78.2016 | 27.3988 | 15.8612 | 0.22776 | 43.4878 | 39.05 | -6581.2561 | 0
1184.5 | 49.3542 | 47 | 80 | 7.8 | -13.7976 | 1184.0512 | 59.2324 | -12.152 | 12.081 | 59.2068 | 64.4337 | 20.2831 | 74.641 | 1.0718 | 95.9959 | 39.05 | -4282.2106 | 0
1185.5 | 49.3958 | 17 | 146 | 7.8 | -13.7938 | 1185.0512 | 44.2314 | -12.1377 | 20.6376 | 46.7799 | 51.269 | 10.6363 | 136.2199 | 1.956 | 148.8122 | 39.05 | -1969.677 | 0
1186.5 | 49.4375 | 23 | 211 | 8 | -13.7899 | 1186.0513 | 29.2305 | -12.1233 | 27.4882 | 32.5606 | 39.325 | 17.792 | 196.8657 | 2.8269 | 217.4845 | 38.85 | 1086.3175 | 0
1187.5 | 49.4792 | 48 | 251 | 7.8 | -13.786 | 1187.0514 | 14.2295 | -12.1089 | 31.9512 | 16.4543 | 30.0976 | 41.5283 | 234.1862 | 3.3628 | 279.0772 | 39.05 | 3733.916 | 0
1188.5 | 49.5208 | 0 | 152 | 8.1 | -13.7821 | 1188.0514 | -0.77147 | -12.0945 | 33.4182 | -0.90378 | 26.5884 | 0 | 141.8179 | 2.0364 | 143.8543 | 38.75 | -2112.9616 | 0
1189.5 | 49.5625 | 0 | 103 | 8.5 | -13.7782 | 1189.0515 | -15.7725 | -12.08 | 31.6515 | -18.1945 | 30.8184 | 0 | 96.1003 | 1.3799 | 97.4802 | 38.35 | -4045.2474 | 0
1190.5 | 49.6042 | 0 | 91 | 8.2 | -13.7742 | 1190.0516 | -30.7734 | -12.0656 | 26.9358 | -34.1407 | 40.4265 | 0 | 84.9042 | 1.2192 | 86.1233 | 38.65 | -4616.1189 | 0
1191.5 | 49.6458 | 66 | 156 | 8 | -13.7703 | 1191.0516 | -45.7744 | -12.0512 | 19.899 | -48.1854 | 52.539 | 40.1426 | 145.55 | 2.09 | 187.7826 | 38.85 | -214.1669 | 0
1192.5 | 49.6875 | 232 | 135 | 7.8 | -13.7663 | 1192.0517 | -60.7754 | -12.0368 | 11.2186 | -60.4763 | 65.7844 | 95.1598 | 125.9567 | 1.8087 | 222.9251 | 39.05 | 1275.3233 | 0
1193.5 | 49.7292 | 85 | 10 | 7 | -13.7623 | 1193.0518 | -75.7764 | -12.0223 | 1.4615 | -71.5123 | 79.596 | 15.3499 | 9.3301 | 0.13397 | 24.814 | 39.85 | -7596.3052 | 0
1194.5 | 49.7708 | 0 | 0 | 7.3 | -13.7583 | 1194.0518 | -90.7774 | -12.0079 | -8.9311 | -81.9035 | 93.72 | 0 | 0 | 0 | 0 | 39.55 | -8608.6292 | 0
1195.5 | 49.8125 | 0 | 0 | 7.1 | -13.7542 | 1195.0519 | -105.7784 | -11.9934 | -19.5952 | -87.6812 | 105.7465 | 0 | 0 | 0 | 0 | 39.75 | -8658.0458 | 0
1196.5 | 49.8542 | 0 | 0 | 6.9 | -13.7501 | 1196.052 | -120.7795 | -11.979 | -30.171 | -76.4412 | 109.5062 | 0 | 0 | 0 | 0 | 39.95 | -8707.5216 | 0
1197.5 | 49.8958 | 0 | 0 | 7.2 | -13.7461 | 1197.052 | -135.7805 | -11.9645 | -40.2007 | -63.2854 | 112.7874 | 0 | 0 | 0 | 0 | 39.65 | -8633.3301 | 0
1198.5 | 49.9375 | 0 | 0 | 6.4 | -13.742 | 1198.0521 | -150.7815 | -11.95 | -48.9618 | -46.6663 | 115.3367 | 0 | 0 | 0 | 0 | 40.45 | -8831.47 | 0
1199.5 | 49.9792 | 0 | 0 | 6.2 | -13.7378 | 1199.0522 | -165.7825 | -11.9356 | -55.2419 | -24.9282 | 116.9361 | 0 | 0 | 0 | 0 | 40.65 | -8881.153 | 0
1200.5 | 50.0208 | 0 | 0 | 6 | -13.7337 | 1200.0522 | 179.2164 | -11.9211 | -57.4311 | 1.4243 | 117.4365 | 0 | 0 | 0 | 0 | 40.85 | -8930.8952 | 4965.4905
1201.5 | 50.0625 | 0 | 0 | 5.6 | -13.7295 | 1201.0523 | 164.2154 | -11.9066 | -54.721 | 27.4421 | 116.7883 | 0 | 0 | 0 | 0 | 41.25 | -9030.5573 | 4321.0984
1202.5 | 50.1042 | 0 | 0 | 5.9 | -13.7254 | 1202.0524 | 149.2143 | -11.8921 | -48.0871 | 48.57 | 115.0528 | 0 | 0 | 0 | 0 | 40.95 | -8955.7885 | 18452.7004
1203.5 | 50.1458 | 0 | 0 | 6 | -13.7212 | 1203.0524 | 134.2133 | -11.8776 | -39.1301 | 64.716 | 112.3881 | 0 | 0 | 0 | 0 | 40.85 | -8930.8952 | 0
1204.5 | 50.1875 | 0 | 0 | 5.6 | -13.7169 | 1204.0525 | 119.2122 | -11.8631 | -28.9999 | 77.5874 | 109.0175 | 0 | 0 | 0 | 0 | 41.25 | -9030.5573 | 0
1205.5 | 50.2292 | 0 | 0 | 6.4 | -13.7127 | 1205.0526 | 104.2112 | -11.8486 | -18.3784 | 88.68 | 105.1958 | 0 | 0 | 0 | 0 | 40.45 | -8831.47 | 0
1206.5 | 50.2708 | 0 | 0 | 6 | -13.7085 | 1206.0527 | 89.2101 | -11.8341 | -7.7049 | 80.9563 | 92.1906 | 0 | 0 | 0 | 0 | 40.85 | -8930.8952 | 0
1207.5 | 50.3125 | 234 | 12 | 6.2 | -13.7042 | 1207.0527 | 74.209 | -11.8196 | 2.6659 | 70.5408 | 78.0729 | 48.3602 | 11.1962 | 0.16077 | 59.7172 | 40.65 | -6266.4659 | 0
1208.5 | 50.3542 | 584 | 44 | 6.5 | -13.6999 | 1208.0528 | 59.208 | -11.805 | 12.3663 | 59.4105 | 64.2778 | 253.4604 | 41.0526 | 0.58949 | 295.1025 | 40.35 | 4114.2698 | 0
1209.5 | 50.3958 | 734 | 65 | 8.8 | -13.6956 | 1209.0529 | 44.2069 | -11.7905 | 20.9443 | 46.9558 | 51.0751 | 461.1733 | 60.6458 | 0.87083 | 522.69 | 38.05 | 14645.838 | 0
1210.5 | 50.4375 | 639 | 163 | 9 | -13.6912 | 1210.0529 | 29.2058 | -11.7759 | 27.817 | 32.6898 | 39.0763 | 496.06 | 152.0811 | 2.1838 | 650.3249 | 37.85 | 20283.1838 | 0
1211.5 | 50.4792 | 18 | 210 | 8.7 | -13.6869 | 1211.053 | 14.2047 | -11.7614 | 32.2962 | 16.5112 | 29.7805 | 15.6228 | 195.9327 | 2.8135 | 214.369 | 38.15 | 1121.6705 | 0
1212.5 | 50.5208 | 18 | 240 | 7.7 | -13.6825 | 1212.0531 | -0.79637 | -11.7468 | 33.7655 | -0.93791 | 26.2417 | 16.1449 | 223.923 | 3.2154 | 243.2833 | 39.15 | 2142.0688 | 0
1213.5 | 50.5625 | 0 | 162 | 8.3 | -13.6781 | 1213.0532 | -15.7975 | -11.7323 | 31.9845 | -18.316 | 30.5332 | 0 | 151.1481 | 2.1704 | 153.3184 | 38.55 | -1649.4599 | 0
1214.5 | 50.6042 | 0 | 105 | 8.3 | -13.6737 | 1214.0532 | -30.7986 | -11.7177 | 27.243 | -34.3261 | 40.2216 | 0 | 97.9663 | 1.4067 | 99.3731 | 38.55 | -4011.4325 | 0
1215.5 | 50.6458 | 472 | 171 | 7.7 | -13.6693 | 1215.0533 | -45.7997 | -11.7031 | 20.1776 | -48.4091 | 52.3922 | 288.0394 | 159.5452 | 2.291 | 449.8755 | 39.15 | 11187.6098 | 0
1216.5 | 50.6875 | 530 | 91 | 6.1 | -13.6648 | 1216.0534 | -60.8008 | -11.6886 | 11.4718 | -60.7214 | 65.6768 | 218.298 | 84.9042 | 1.2192 | 304.4214 | 40.75 | 4422.9266 | 0
1217.5 | 50.7292 | 204 | 8 | 5 | -13.6604 | 1217.0535 | -75.8019 | -11.674 | 1.6958 | -71.7714 | 79.5158 | 37.1207 | 7.4641 | 0.10718 | 44.6919 | 41.85 | -7223.6794 | 0
1218.5 | 50.7708 | 0 | 0 | 5 | -13.6559 | 1218.0535 | -90.803 | -11.6594 | -8.708 | -82.1756 | 93.6598 | 0 | 0 | 0 | 0 | 41.85 | -9180.4943 | 0
1219.5 | 50.8125 | 0 | 0 | 5 | -13.6514 | 1219.0536 | -105.8042 | -11.6448 | -19.3746 | -87.3936 | 105.4173 | 0 | 0 | 0 | 0 | 41.85 | -9180.4943 | 0
1220.5 | 50.8542 | 0 | 0 | 5 | -13.6469 | 1220.0537 | -120.8053 | -11.6302 | -29.9426 | -76.1352 | 109.174 | 0 | 0 | 0 | 0 | 41.85 | -9180.4943 | 14456.7338
1221.5 | 50.8958 | 0 | 0 | 5 | -13.6423 | 1221.0538 | -135.8064 | -11.6156 | -39.9521 | -62.9638 | 112.4508 | 0 | 0 | 0 | 0 | 41.85 | -9180.4943 | 46957.6959
1222.5 | 50.9375 | 0 | 0 | 5 | -13.6378 | 1222.0538 | -150.8076 | -11.601 | -48.679 | -46.3531 | 114.995 | 0 | 0 | 0 | 0 | 41.85 | -9180.4943 | 73028.2653
1223.5 | 50.9792 | 0 | 0 | 4.4 | -13.6332 | 1223.0539 | -165.8087 | -11.5863 | -54.9172 | -24.6991 | 116.5898 | 0 | 0 | 0 | 0 | 42.45 | -9330.9643 | 91297.3963
1224.5 | 51.0208 | 0 | 0 | 5 | -13.6286 | 1224.054 | 179.1901 | -11.5717 | -57.0814 | 1.46 | 117.087 | 0 | 0 | 0 | 0 | 41.85 | -9180.4943 | 91569.3739
1225.5 | 51.0625 | 0 | 0 | 4.4 | -13.624 | 1225.0541 | 164.189 | -11.5571 | -54.383 | 27.2823 | 116.4378 | 0 | 0 | 0 | 0 | 42.45 | -9330.9643 | 76257.4898
1226.5 | 51.1042 | 0 | 0 | 3.8 | -13.6193 | 1226.0541 | 149.1878 | -11.5425 | -47.7798 | 48.3179 | 114.7032 | 0 | 0 | 0 | 0 | 43.05 | -9481.9671 | 25073.6162
1227.5 | 51.1458 | 0 | 0 | 2.7 | -13.6147 | 1227.0542 | 134.1867 | -11.5278 | -38.8496 | 64.4451 | 112.0405 | 0 | 0 | 0 | 0 | 44.15 | -9760.1895 | 30235.7489
1228.5 | 51.1875 | 0 | 0 | 2.7 | -13.61 | 1228.0543 | 119.1855 | -11.5132 | -28.7353 | 77.3242 | 108.6719 | 0 | 0 | 0 | 0 | 44.15 | -9760.1895 | 10411.9494
1229.5 | 51.2292 | 0 | 0 | 2.7 | -13.6053 | 1229.0544 | 104.1843 | -11.4985 | -18.1193 | 88.4305 | 104.8516 | 0 | 0 | 0 | 0 | 44.15 | -9760.1895 | 0
1230.5 | 51.2708 | 0 | 0 | 2.7 | -13.6006 | 1230.0545 | 89.1831 | -11.4838 | -7.4427 | 81.192 | 92.0783 | 0 | 0 | 0 | 0 | 44.15 | -9760.1895 | 0
1231.5 | 51.3125 | 32 | 15 | 2.7 | -13.5959 | 1231.0545 | 74.182 | -11.4692 | 2.9386 | 70.7626 | 77.9408 | 6.6855 | 13.9952 | 0.20096 | 20.8817 | 44.15 | -8845.8958 | 0
1232.5 | 51.3542 | 0 | 68 | 3.3 | -13.5911 | 1232.0546 | 59.1808 | -11.4545 | 12.6559 | 59.6146 | 64.1189 | 0 | 63.4449 | 0.91103 | 64.3559 | 43.55 | -6790.418 | 0
1233.5 | 51.3958 | 177 | 170 | 4.4 | -13.5863 | 1233.0547 | 44.1796 | -11.4398 | 21.2552 | 47.1319 | 50.8782 | 111.6819 | 158.6122 | 2.2776 | 272.5717 | 42.45 | 2603.455 | 0
1234.5 | 51.4375 | 276 | 218 | 3.8 | -13.5815 | 1234.0548 | 29.1784 | -11.4251 | 28.15 | 32.8183 | 38.8246 | 215.023 | 203.3968 | 2.9206 | 421.3404 | 43.05 | 8966.2207 | 0
1235.5 | 51.4792 | 553 | 241 | 5.5 | -13.5767 | 1235.0549 | 14.1772 | -11.4104 | 32.6451 | 16.5661 | 29.4597 | 481.4979 | 224.8561 | 3.2288 | 709.5827 | 41.35 | 22013.23 | 0
1236.5 | 51.5208 | 0 | 134 | 6.1 | -13.5719 | 1236.0549 | -0.82402 | -11.3957 | 34.1162 | -0.97571 | 25.8916 | 0 | 125.0237 | 1.7953 | 126.819 | 40.75 | -3353.3094 | 0
1237.5 | 51.5625 | 372 | 286 | 7.2 | -13.5671 | 1237.055 | -15.8252 | -11.381 | 32.3201 | -18.4425 | 30.2477 | 321.3543 | 266.8416 | 3.8317 | 592.0277 | 39.65 | 17288.3165 | 0
1238.5 | 51.6042 | 0 | 161 | 7.7 | -13.5622 | 1238.0551 | -30.8264 | -11.3663 | 27.552 | -34.5171 | 40.0183 | 0 | 150.215 | 2.157 | 152.372 | 39.15 | -1838.4373 | 0
1239.5 | 51.6458 | 523 | 156 | 4.4 | -13.5573 | 1239.0552 | -45.8277 | -11.3516 | 20.4572 | -48.6381 | 52.2475 | 320.2075 | 145.55 | 2.09 | 467.8475 | 42.45 | 11153.5128 | 0
1240.5 | 51.6875 | 494 | 93 | 5 | -13.5524 | 1240.0553 | -60.8289 | -11.3369 | 11.7257 | -60.9714 | 65.5714 | 204.2983 | 86.7702 | 1.246 | 292.3144 | 41.85 | 3618.3532 | 0
1241.5 | 51.7292 | 198 | 9 | 4.4 | -13.5475 | 1241.0553 | -75.8301 | -11.3222 | 1.9306 | -72.035 | 79.4376 | 36.2946 | 8.3971 | 0.12058 | 44.8123 | 42.45 | -7368.8787 | 0
1242.5 | 51.7708 | 0 | 0 | 3.8 | -13.5426 | 1242.0554 | -90.8314 | -11.3074 | -8.4843 | -82.4519 | 93.6012 | 0 | 0 | 0 | 0 | 43.05 | -9481.9671 | 0
1243.5 | 51.8125 | 0 | 0 | 3.8 | -13.5376 | 1243.0555 | -105.8326 | -11.2927 | -19.1531 | -87.1021 | 105.0854 | 0 | 0 | 0 | 0 | 43.05 | -9481.9671 | 0
1244.5 | 51.8542 | 0 | 0 | 3.3 | -13.5326 | 1244.0556 | -120.8338 | -11.278 | -29.713 | -75.8256 | 108.8391 | 0 | 0 | 0 | 0 | 43.55 | -9608.2098 | 20169.8358
1245.5 | 51.8958 | 0 | 0 | 3.3 | -13.5276 | 1245.0557 | -135.8351 | -11.2632 | -39.7017 | -62.6388 | 112.1113 | 0 | 0 | 0 | 0 | 43.55 | -9608.2098 | 53201.256
1246.5 | 51.9375 | 0 | 0 | 3.3 | -13.5226 | 1246.0558 | -150.8363 | -11.2485 | -48.3939 | -46.0372 | 114.6502 | 0 | 0 | 0 | 0 | 43.55 | -9608.2098 | 80943.5179
1247.5 | 51.9792 | 0 | 0 | 3.3 | -13.5176 | 1247.0558 | -165.8376 | -11.2337 | -54.5897 | -24.4672 | 116.2401 | 0 | 0 | 0 | 0 | 43.55 | -9608.2098 | 97987.5311
1248.5 | 52.0208 | 0 | 0 | 3.3 | -13.5125 | 1248.0559 | 179.1611 | -11.2189 | -56.7281 | 1.5 | 116.7341 | 0 | 0 | 0 | 0 | 43.55 | -9608.2098 | 98463.1474
1249.5 | 52.0625 | 0 | 0 | 3.3 | -13.5075 | 1249.056 | 164.1599 | -11.2042 | -54.0407 | 27.1275 | 116.0837 | 0 | 0 | 0 | 0 | 43.55 | -9608.2098 | 88537.4775
1250.5 | 52.1042 | 0 | 0 | 3.3 | -13.5024 | 1250.0561 | 149.1586 | -11.1894 | -47.4677 | 48.0694 | 114.3498 | 0 | 0 | 0 | 0 | 43.55 | -9608.2098 | 78294.2413
1251.5 | 52.1458 | 0 | 0 | 3.3 | -13.4973 | 1251.0562 | 134.1573 | -11.1746 | -38.564 | 64.1761 | 111.689 | 0 | 0 | 0 | 0 | 43.55 | -9608.2098 | 53240.9686
1252.5 | 52.1875 | 0 | 0 | 3.3 | -13.4922 | 1252.0563 | 119.156 | -11.1598 | -28.4658 | 77.0618 | 108.3223 | 0 | 0 | 0 | 0 | 43.55 | -9608.2098 | 22690.7695
1253.5 | 52.2292 | 0 | 0 | 3.3 | -13.487 | 1253.0563 | 104.1548 | -11.145 | -17.8556 | 88.1811 | 104.5032 | 0 | 0 | 0 | 0 | 43.55 | -9608.2098 | 0
1254.5 | 52.2708 | 0 | 0 | 2.7 | -13.4819 | 1254.0564 | 89.1535 | -11.1302 | -7.1761 | 81.4281 | 91.9623 | 0 | 0 | 0 | 0 | 44.15 | -9760.1895 | 0
1255.5 | 52.3125 | 0 | 10 | 3.3 | -13.4767 | 1255.0565 | 74.1522 | -11.1154 | 3.2157 | 70.9849 | 77.8055 | 0 | 9.3301 | 0.13397 | 9.4641 | 43.55 | -9193.8287 | 0
1256.5 | 52.3542 | 0 | 32 | 5.5 | -13.4715 | 1256.0566 | 59.1509 | -11.1006 | 12.9497 | 59.8192 | 63.9571 | 0 | 29.8564 | 0.42872 | 30.2851 | 41.35 | -7729.4901 | 0
1257.5 | 52.3958 | 0 | 64 | 6.1 | -13.4663 | 1257.0567 | 44.1496 | -11.0858 | 21.5703 | 47.3082 | 50.6785 | 0 | 59.7128 | 0.85744 | 60.5703 | 40.75 | -6253.9774 | 0
1258.5 | 52.4375 | 0 | 87 | 7.2 | -13.461 | 1258.0568 | 29.1483 | -11.0709 | 28.4871 | 32.9464 | 38.5699 | 0 | 81.1721 | 1.1656 | 82.3377 | 39.65 | -5028.2141 | 0
1259.5 | 52.4792 | 18 | 215 | 7.2 | -13.4558 | 1259.0569 | 14.1469 | -11.0561 | 32.9978 | 16.6192 | 29.1353 | 15.7225 | 200.5977 | 2.8805 | 219.2007 | 39.65 | 964.2665 | 0
1260.5 | 52.5208 | 24 | 242 | 7.7 | -13.4505 | 1260.057 | -0.85437 | -11.0413 | 34.4703 | -1.0172 | 25.5383 | 21.6551 | 225.7891 | 3.2422 | 250.6864 | 39.15 | 2466.2096 | 0
1261.5 | 52.5625 | 18 | 235 | 7.7 | -13.4452 | 1261.057 | -15.8557 | -11.0264 | 32.6582 | -18.574 | 29.962 | 15.5944 | 219.258 | 3.1484 | 238.0008 | 39.15 | 1910.7772 | 0
1262.5 | 52.6042 | 124 | 233 | 7.7 | -13.4399 | 1262.0571 | -30.857 | -11.0116 | 27.8626 | -34.7135 | 39.8167 | 95.2441 | 217.392 | 3.1216 | 315.7576 | 39.15 | 5315.3231 | 0
1263.5 | 52.6458 | 333 | 166 | 7.7 | -13.4346 | 1263.0572 | -45.8584 | -10.9967 | 20.7379 | -48.8724 | 52.105 | 204.5339 | 154.8801 | 2.224 | 361.6379 | 39.15 | 7324.17 | 0
1264.5 | 52.6875 | 0 | 74 | 7.2 | -13.4292 | 1264.0573 | -60.8597 | -10.9819 | 11.9803 | -61.2262 | 65.4681 | 0 | 69.0429 | 0.99141 | 70.0344 | 39.65 | -5566.9096 | 0
1265.5 | 52.7292 | 0 | 8 | 7.2 | -13.4239 | 1265.0574 | -75.861 | -10.967 | 2.1659 | -72.3029 | 79.3614 | 0 | 7.4641 | 0.10718 | 7.5713 | 39.65 | -8301.8252 | 0
1266.5 | 52.7708 | 0 | 0 | 7.2 | -13.4185 | 1266.0575 | -90.8624 | -10.9521 | -8.2601 | -82.7322 | 93.5444 | 0 | 0 | 0 | 0 | 39.65 | -8633.3301 | 0
1267.5 | 52.8125 | 0 | 0 | 7.2 | -13.4131 | 1267.0576 | -105.8637 | -10.9373 | -18.9309 | -86.8068 | 104.7509 | 0 | 0 | 0 | 0 | 39.65 | -8633.3301 | 0
1268.5 | 52.8542 | 0 | 0 | 7.2 | -13.4077 | 1268.0577 | -120.8651 | -10.9224 | -29.4823 | -75.5125 | 108.5016 | 0 | 0 | 0 | 0 | 39.65 | -8633.3301 | 20384.5804
1269.5 | 52.8958 | 0 | 0 | 7.2 | -13.4022 | 1269.0578 | -135.8664 | -10.9075 | -39.4497 | -62.3108 | 111.769 | 0 | 0 | 0 | 0 | 39.65 | -8633.3301 | 52681.2559
1270.5 | 52.9375 | 0 | 0 | 6.6 | -13.3968 | 1270.0579 | -150.8678 | -10.8926 | -48.1064 | -45.7187 | 114.3024 | 0 | 0 | 0 | 0 | 40.25 | -8781.8462 | 79989.3489
1271.5 | 52.9792 | 0 | 0 | 6.6 | -13.3913 | 1271.0579 | -165.8692 | -10.8777 | -54.2593 | -24.233 | 115.8873 | 0 | 0 | 0 | 0 | 40.25 | -8781.8462 | 94685.7195
1272.5 | 53.0208 | 0 | 0 | 6.6 | -13.3858 | 1272.058 | 179.1295 | -10.8628 | -56.3714 | 1.5439 | 116.3779 | 0 | 0 | 0 | 0 | 40.25 | -8781.8462 | 99856.3021
1273.5 | 53.0625 | 0 | 0 | 6.6 | -13.3803 | 1273.0581 | 164.1281 | -10.8479 | -53.6941 | 26.9777 | 115.7261 | 0 | 0 | 0 | 0 | 40.25 | -8781.8462 | 93565.2215
1274.5 | 53.1042 | 0 | 0 | 6.6 | -13.3748 | 1274.0582 | 149.1267 | -10.833 | -47.1507 | 47.8246 | 113.9928 | 0 | 0 | 0 | 0 | 40.25 | -8781.8462 | 77410.4585
1275.5 | 53.1458 | 0 | 0 | 6.6 | -13.3692 | 1275.0583 | 134.1253 | -10.8181 | -38.2736 | 63.9091 | 111.3336 | 0 | 0 | 0 | 0 | 40.25 | -8781.8462 | 51045.681
1276.5 | 53.1875 | 0 | 0 | 6.6 | -13.3637 | 1276.0584 | 119.1239 | -10.8031 | -28.1916 | 76.8003 | 107.9688 | 0 | 0 | 0 | 0 | 40.25 | -8781.8462 | 19785.0562
1277.5 | 53.2292 | 0 | 0 | 6.6 | -13.3581 | 1277.0585 | 104.1225 | -10.7882 | -17.5874 | 87.9318 | 104.151 | 0 | 0 | 0 | 0 | 40.25 | -8781.8462 | 0
1278.5 | 53.2708 | 0 | 0 | 7.2 | -13.3525 | 1278.0586 | 89.1211 | -10.7733 | -6.9051 | 81.6644 | 91.8429 | 0 | 0 | 0 | 0 | 39.65 | -8633.3301 | 0
1279.5 | 53.3125 | 97 | 25 | 7.2 | -13.3469 | 1279.0587 | 74.1197 | -10.7583 | 3.4969 | 71.2076 | 77.6671 | 20.7184 | 23.3253 | 0.33494 | 44.3787 | 39.65 | -6690.2304 | 0
1280.5 | 53.3542 | 0 | 65 | 7.7 | -13.3413 | 1280.0588 | 59.1183 | -10.7434 | 13.2475 | 60.0243 | 63.7923 | 0 | 60.6458 | 0.87083 | 61.5167 | 39.15 | -5816.4963 | 0
1281.5 | 53.3958 | 17 | 147 | 8.3 | -13.3356 | 1281.0589 | 44.1169 | -10.7284 | 21.8894 | 47.4848 | 50.476 | 10.8188 | 137.1529 | 1.9694 | 149.9411 | 38.55 | -1797.3349 | 0
1282.5 | 53.4375 | 6 | 166 | 10.5 | -13.3299 | 1282.059 | 29.1155 | -10.7135 | 28.8281 | 33.074 | 38.3124 | 4.7079 | 154.8801 | 2.224 | 161.8119 | 36.35 | -741.1582 | 0
1283.5 | 53.4792 | 0 | 127 | 10.5 | -13.3242 | 1283.0591 | 14.1141 | -10.6985 | 33.3543 | 16.6704 | 28.8074 | 0 | 118.4926 | 1.7015 | 120.1941 | 36.35 | -2563.3757 | 0
1284.5 | 53.5208 | 6 | 216 | 11.1 | -13.3185 | 1284.0592 | -0.88737 | -10.6835 | 34.8276 | -1.0623 | 25.1819 | 5.4298 | 201.5307 | 2.8939 | 209.8544 | 35.75 | 1507.4088 | 0
1285.5 | 53.5625 | 12 | 206 | 11.1 | -13.3128 | 1285.0593 | -15.8888 | -10.6686 | 32.9988 | -18.7106 | 29.6764 | 10.426 | 192.2006 | 2.7599 | 205.3865 | 35.75 | 1311.7862 | 0
1286.5 | 53.6042 | 118 | 228 | 10.5 | -13.3071 | 1286.0593 | -30.8902 | -10.6536 | 28.1749 | -34.9153 | 39.6169 | 90.8984 | 212.7269 | 3.0546 | 306.6799 | 36.35 | 5601.8158 | 0
1287.5 | 53.6458 | 0 | 128 | 8.8 | -13.3013 | 1287.0594 | -45.8917 | -10.6386 | 21.0195 | -49.1118 | 51.9648 | 0 | 119.4256 | 1.7149 | 121.1405 | 38.05 | -2935.8135 | 0
1288.5 | 53.6875 | 54 | 109 | 7.7 | -13.2955 | 1288.0595 | -60.8931 | -10.6236 | 12.2354 | -61.4856 | 65.3671 | 22.5074 | 101.6984 | 1.4603 | 125.6661 | 39.15 | -3007.7448 | 0
1289.5 | 53.7292 | 23 | 12 | 6.6 | -13.2897 | 1289.0596 | -75.8946 | -10.6086 | 2.4017 | -72.5751 | 79.2871 | 4.2754 | 11.1962 | 0.16077 | 15.6323 | 40.25 | -8097.392 | 0
1290.5 | 53.7708 | 0 | 0 | 6 | -13.2839 | 1290.0597 | -90.896 | -10.5936 | -8.0354 | -83.0163 | 93.4892 | 0 | 0 | 0 | 0 | 40.85 | -8930.8952 | 0
1291.5 | 53.8125 | 0 | 0 | 5.5 | -13.2781 | 1291.0598 | -105.8975 | -10.5786 | -18.7079 | -86.508 | 104.414 | 0 | 0 | 0 | 0 | 41.35 | -9055.5098 | 0
1292.5 | 53.8542 | 0 | 0 | 4.9 | -13.2722 | 1292.0599 | -120.8989 | -10.5636 | -29.2503 | -75.1961 | 108.1615 | 0 | 0 | 0 | 0 | 41.95 | -9205.5357 | 16469.7289
1293.5 | 53.8958 | 0 | 0 | 4.3 | -13.2664 | 1293.06 | -135.9004 | -10.5485 | -39.1959 | -61.9798 | 111.424 | 0 | 0 | 0 | 0 | 42.55 | -9356.0944 | 51860.7748
1294.5 | 53.9375 | 0 | 0 | 4.2 | -13.2605 | 1294.0601 | -150.9019 | -10.5335 | -47.8168 | -45.398 | 113.9518 | 0 | 0 | 0 | 0 | 42.65 | -9381.2394 | 77936.5621
1295.5 | 53.9792 | 0 | 0 | 3.7 | -13.2546 | 1295.0602 | -165.9034 | -10.5185 | -53.9263 | -23.9966 | 115.5315 | 0 | 0 | 0 | 0 | 43.15 | -9507.186 | 95397.386
1296.5 | 54.0208 | 0 | 0 | 3.1 | -13.2486 | 1296.0603 | 179.0952 | -10.5035 | -56.0115 | 1.5916 | 116.0184 | 0 | 0 | 0 | 0 | 43.75 | -9658.8105 | 96277.5763
1297.5 | 54.0625 | 0 | 0 | 2.5 | -13.2427 | 1297.0604 | 164.0937 | -10.4884 | -53.3435 | 26.8328 | 115.3651 | 0 | 0 | 0 | 0 | 44.35 | -9810.9679 | 92342.402
1298.5 | 54.1042 | 0 | 0 | 2.6 | -13.2367 | 1298.0605 | 149.0922 | -10.4734 | -46.8291 | 47.5835 | 113.6322 | 0 | 0 | 0 | 0 | 44.25 | -9785.5713 | 78088.9561
1299.5 | 54.1458 | 0 | 0 | 2 | -13.2308 | 1299.0606 | 134.0907 | -10.4583 | -37.9785 | 63.6441 | 110.9746 | 0 | 0 | 0 | 0 | 44.85 | -9938.1727 | 51958.1291
1300.5 | 54.1875 | 0 | 0 | 2 | -13.2248 | 1300.0607 | 119.0892 | -10.4433 | -27.9127 | 76.5396 | 107.6116 | 0 | 0 | 0 | 0 | 44.85 | -9938.1727 | 18506.1647
1301.5 | 54.2292 | 0 | 0 | 2.2 | -13.2188 | 1301.0608 | 104.0877 | -10.4282 | -17.3147 | 87.6828 | 103.7949 | 0 | 0 | 0 | 0 | 44.65 | -9887.2464 | 0
1302.5 | 54.2708 | 0 | 0 | 2.4 | -13.2127 | 1302.0609 | 89.0862 | -10.4131 | -6.6299 | 81.9008 | 91.72 | 0 | 0 | 0 | 0 | 44.45 | -9836.3792 | 0
1303.5 | 54.3125 | 302 | 16 | 2.7 | -13.2067 | 1303.061 | 74.0847 | -10.3981 | 3.7822 | 71.4308 | 77.5256 | 65.2332 | 14.9282 | 0.21436 | 80.3758 | 44.15 | -6240.9747 | 0
1304.5 | 54.3542 | 619 | 46 | 3.5 | -13.2006 | 1304.0611 | 59.0832 | -10.383 | 13.5494 | 60.2298 | 63.6249 | 274.9887 | 42.9186 | 0.61628 | 318.5235 | 43.35 | 4388.7322 | 0
1305.5 | 54.3958 | 749 | 67 | 3.8 | -13.1945 | 1305.0612 | 44.0816 | -10.3679 | 22.2124 | 47.6615 | 50.271 | 478.7283 | 62.5119 | 0.89763 | 542.1378 | 43.05 | 14255.2775 | 0
1306.5 | 54.4375 | 810 | 82 | 5.1 | -13.1884 | 1306.0613 | 29.0801 | -10.3528 | 29.173 | 33.201 | 38.0522 | 637.8338 | 76.507 | 1.0986 | 715.4394 | 41.75 | 22169.7033 | 0
1307.5 | 54.4792 | 857 | 89 | 5.9 | -13.1823 | 1307.0614 | 14.0786 | -10.3377 | 33.7145 | 16.7197 | 28.4762 | 753.3162 | 83.0381 | 1.1924 | 837.5467 | 40.95 | 27715.7917 | 0
1308.5 | 54.5208 | 801 | 117 | 6.2 | -13.1762 | 1308.0615 | -0.92295 | -10.3226 | 35.188 | -1.1111 | 24.8225 | 726.9978 | 109.1625 | 1.5675 | 837.7278 | 40.65 | 27798.3579 | 0
1309.5 | 54.5625 | 640 | 179 | 7 | -13.17 | 1309.0616 | -15.9245 | -10.3075 | 33.3416 | -18.8521 | 29.3911 | 557.6257 | 167.0093 | 2.3981 | 727.0332 | 39.85 | 23150.0217 | 0
1310.5 | 54.6042 | 199 | 229 | 7.3 | -13.1639 | 1310.0617 | -30.926 | -10.2924 | 28.4886 | -35.1225 | 39.4191 | 153.7318 | 213.6599 | 3.068 | 370.4598 | 39.55 | 7611.7738 | 0
1311.5 | 54.6458 | 442 | 143 | 6.9 | -13.1577 | 1311.0618 | -45.9276 | -10.2773 | 21.302 | -49.3563 | 51.827 | 273.173 | 133.4208 | 1.9158 | 408.5097 | 39.95 | 9178.8786 | 0
1312.5 | 54.6875 | 428 | 102 | 6.1 | -13.1515 | 1312.0619 | -60.9291 | -10.2622 | 12.491 | -61.7497 | 65.2683 | 179.0623 | 95.1673 | 1.3665 | 275.5962 | 40.75 | 3160.8286 | 0
1313.5 | 54.7292 | 192 | 13 | 6.3 | -13.1453 | 1313.062 | -75.9307 | -10.247 | 2.6379 | -72.8514 | 79.2149 | 35.9283 | 12.1292 | 0.17417 | 48.2316 | 40.55 | -6744.5051 | 0
1314.5 | 54.7708 | 0 | 0 | 6.1 | -13.139 | 1314.0621 | -90.9322 | -10.2319 | -7.8101 | -83.3043 | 93.4356 | 0 | 0 | 0 | 0 | 40.75 | -8906.0167 | 0
1315.5 | 54.8125 | 0 | 0 | 5.7 | -13.1328 | 1315.0623 | -105.9338 | -10.2168 | -18.4842 | -86.2056 | 104.0746 | 0 | 0 | 0 | 0 | 41.15 | -9005.6195 | 0
1316.5 | 54.8542 | 0 | 0 | 6 | -13.1265 | 1316.0624 | -120.9354 | -10.2016 | -29.0172 | -74.8765 | 107.8189 | 0 | 0 | 0 | 0 | 40.85 | -8930.8952 | 13946.3752
1317.5 | 54.8958 | 0 | 0 | 5.2 | -13.1202 | 1317.0625 | -135.937 | -10.1865 | -38.9405 | -61.646 | 111.0764 | 0 | 0 | 0 | 0 | 41.65 | -9130.4561 | 23928.4497
1318.5 | 54.9375 | 0 | 0 | 3.9 | -13.1139 | 1318.0626 | -150.9385 | -10.1713 | -47.5248 | -45.0751 | 113.5984 | 0 | 0 | 0 | 0 | 42.95 | -9456.763 | 43337.1177
1319.5 | 54.9792 | 0 | 0 | 3.7 | -13.1076 | 1319.0627 | -165.9401 | -10.1562 | -53.5905 | -23.7583 | 115.1727 | 0 | 0 | 0 | 0 | 43.15 | -9507.186 | 11862.0352
1320.5 | 55.0208 | 0 | 0 | 3.4 | -13.1012 | 1320.0628 | 179.0583 | -10.141 | -55.6484 | 1.643 | 115.6557 | 0 | 0 | 0 | 0 | 43.45 | -9582.9317 | 0
1321.5 | 55.0625 | 0 | 0 | 3.8 | -13.0949 | 1321.0629 | 164.0567 | -10.1258 | -52.9889 | 26.6927 | 115.0007 | 0 | 0 | 0 | 0 | 43.05 | -9481.9671 | 15123.4964
1322.5 | 55.1042 | 0 | 0 | 4.1 | -13.0885 | 1322.063 | 149.0551 | -10.1107 | -46.5031 | 47.346 | 113.2681 | 0 | 0 | 0 | 0 | 42.75 | -9406.3991 | 65687.7326
1323.5 | 55.1458 | 0 | 0 | 4.4 | -13.0821 | 1323.0631 | 134.0535 | -10.0955 | -37.6787 | 63.3812 | 110.612 | 0 | 0 | 0 | 0 | 42.45 | -9330.9643 | 48536.4388
1324.5 | 55.1875 | 0 | 0 | 7.6 | -13.0757 | 1324.0632 | 119.0519 | -10.0803 | -27.6294 | 76.2799 | 107.2507 | 0 | 0 | 0 | 0 | 39.25 | -8534.6154 | 19405.3488
1325.5 | 55.2292 | 0 | 0 | 8.4 | -13.0692 | 1325.0633 | 104.0503 | -10.0651 | -17.0378 | 87.4341 | 103.4352 | 0 | 0 | 0 | 0 | 38.45 | -8337.8964 | 0
1326.5 | 55.2708 | 0 | 0 | 8.2 | -13.0628 | 1326.0634 | 89.0487 | -10.0499 | -6.3506 | 82.1374 | 91.5939 | 0 | 0 | 0 | 0 | 38.65 | -8386.9874 | 0
1327.5 | 55.3125 | 297 | 17 | 9 | -13.0563 | 1327.0635 | 74.0471 | -10.0347 | 4.0714 | 71.6543 | 77.3811 | 64.8841 | 15.8612 | 0.22776 | 80.9731 | 37.85 | -4645.612 | 0
1328.5 | 55.3542 | 627 | 47 | 9.4 | -13.0498 | 1328.0636 | 59.0455 | -10.0195 | 13.855 | 60.4358 | 63.4547 | 280.2095 | 43.8516 | 0.62968 | 324.6907 | 37.45 | 6123.0987 | 0
1329.5 | 55.3958 | 756 | 67 | 10.3 | -13.0433 | 1329.0637 | 44.0438 | -10.0043 | 22.5392 | 47.8386 | 50.0636 | 485.3042 | 62.5119 | 0.89763 | 548.7137 | 36.55 | 16150.6789 | 0
1330.5 | 55.4375 | 828 | 80 | 12.3 | -13.0368 | 1330.0639 | 29.0422 | -9.9891 | 29.5215 | 33.3277 | 37.7896 | 654.3409 | 74.641 | 1.0718 | 730.0537 | 34.55 | 24572.5921 | 0
1331.5 | 55.4792 | 863 | 87 | 13.2 | -13.0303 | 1331.064 | 14.0406 | -9.9739 | 34.0781 | 16.7671 | 28.1417 | 760.9795 | 81.1721 | 1.1656 | 843.3172 | 33.65 | 29746.7629 | 0
1332.5 | 55.5208 | 801 | 119 | 14.1 | -13.0237 | 1332.0641 | -0.96107 | -9.9586 | 35.5514 | -1.1635 | 24.4602 | 729.1095 | 111.0285 | 1.5943 | 841.7323 | 32.75 | 29891.1491 | 0
1333.5 | 55.5625 | 750 | 126 | 13.8 | -13.0172 | 1333.0642 | -15.9627 | -9.9434 | 33.6867 | -18.9986 | 29.1061 | 655.2901 | 117.5596 | 1.6881 | 774.5378 | 33.05 | 26877.9438 | 0
1334.5 | 55.6042 | 783 | 103 | 13.7 | -13.0106 | 1334.0643 | -30.9644 | -9.9282 | 28.8037 | -35.335 | 39.2235 | 606.5789 | 96.1003 | 1.3799 | 704.0592 | 33.15 | 23768.3326 | 0
1335.5 | 55.6458 | 714 | 91 | 14 | -13.004 | 1335.0644 | -45.966 | -9.9129 | 21.5852 | -49.6058 | 51.6915 | 442.6052 | 84.9042 | 1.2192 | 528.7285 | 32.85 | 16162.7347 | 0
1336.5 | 55.6875 | 539 | 94 | 14.3 | -12.9974 | 1336.0645 | -60.9677 | -9.8977 | 12.7471 | -62.0183 | 65.1718 | 226.3257 | 87.7032 | 1.2594 | 315.2883 | 32.55 | 6888.3962 | 0
1337.5 | 55.7292 | 249 | 13 | 13.5 | -12.9907 | 1337.0646 | -75.9693 | -9.8824 | 2.8744 | -73.1318 | 79.1446 | 46.8945 | 12.1292 | 0.17417 | 59.1978 | 33.35 | -4514.1333 | 0
1338.5 | 55.7708 | 0 | 0 | 12.7 | -12.9841 | 1338.0647 | -90.971 | -9.8672 | -7.5844 | -83.596 | 93.3837 | 0 | 0 | 0 | 0 | 34.15 | -7296.7621 | 0
1339.5 | 55.8125 | 0 | 0 | 12.4 | -12.9774 | 1339.0648 | -105.9726 | -9.8519 | -18.2597 | -85.8999 | 103.733 | 0 | 0 | 0 | 0 | 34.45 | -7368.5113 | 0
1340.5 | 55.8542 | 0 | 0 | 11.7 | -12.9707 | 1340.065 | -120.9743 | -9.8367 | -28.783 | -74.5538 | 107.4739 | 0 | 0 | 0 | 0 | 35.15 | -7536.4441 | 0
1341.5 | 55.8958 | 0 | 0 | 11.5 | -12.964 | 1341.0651 | -135.976 | -9.8214 | -38.6834 | -61.3097 | 110.7263 | 0 | 0 | 0 | 0 | 35.35 | -7584.5581 | 8025.4243
1342.5 | 55.9375 | 0 | 0 | 11.2 | -12.9573 | 1342.0652 | -150.9777 | -9.8061 | -47.2307 | -44.7503 | 113.2423 | 0 | 0 | 0 | 0 | 35.65 | -7656.8402 | 68261.7689
1343.5 | 55.9792 | 0 | 0 | 11 | -12.9505 | 1343.0653 | -165.9794 | -9.7908 | -53.2522 | -23.5181 | 114.8111 | 0 | 0 | 0 | 0 | 35.85 | -7705.1022 | 27752.4459
1344.5 | 56.0208 | 0 | 0 | 10.7 | -12.9438 | 1344.0654 | 179.0189 | -9.7755 | -55.2822 | 1.6977 | 115.2901 | 0 | 0 | 0 | 0 | 36.15 | -7777.6063 | 79277.479
1345.5 | 56.0625 | 0 | 0 | 9.9 | -12.937 | 1345.0655 | 164.0173 | -9.7603 | -52.6305 | 26.5571 | 114.6332 | 0 | 0 | 0 | 0 | 36.95 | -7971.6017 | 85210.757
1346.5 | 56.1042 | 0 | 0 | 9.6 | -12.9302 | 1346.0656 | 149.0156 | -9.745 | -46.1726 | 47.1122 | 112.9007 | 0 | 0 | 0 | 0 | 37.25 | -8044.5942 | 69893.5591
1347.5 | 56.1458 | 0 | 0 | 9.4 | -12.9234 | 1347.0657 | 134.0139 | -9.7297 | -37.3744 | 63.1205 | 110.2459 | 0 | 0 | 0 | 0 | 37.45 | -8093.3299 | 47965.708
1348.5 | 56.1875 | 0 | 0 | 9.2 | -12.9166 | 1348.0659 | 119.0122 | -9.7144 | -27.3416 | 76.0212 | 106.8863 | 0 | 0 | 0 | 0 | 37.65 | -8142.1248 | 21097.736
1349.5 | 56.2292 | 0 | 0 | 8.9 | -12.9098 | 1349.066 | 104.0104 | -9.699 | -16.7566 | 87.1857 | 103.0719 | 0 | 0 | 0 | 0 | 37.95 | -8215.4282 | 0
1350.5 | 56.2708 | 0 | 0 | 8.1 | -12.9029 | 1350.0661 | 89.0087 | -9.6837 | -6.0673 | 82.3742 | 91.4644 | 0 | 0 | 0 | 0 | 38.75 | -8411.555 | 0
1351.5 | 56.3125 | 319 | 18 | 8.4 | -12.896 | 1351.0662 | 74.007 | -9.6684 | 4.3645 | 71.8782 | 77.2338 | 70.4905 | 16.7942 | 0.24115 | 87.5258 | 38.45 | -4505.6198 | 0
1352.5 | 56.3542 | 634 | 47 | 8.8 | -12.8891 | 1352.0663 | 59.0053 | -9.6531 | 14.1644 | 60.6423 | 63.282 | 285.0457 | 43.8516 | 0.62968 | 329.527 | 38.05 | 6188.2902 | 0
1353.5 | 56.3958 | 756 | 68 | 9.1 | -12.8822 | 1353.0664 | 44.0036 | -9.6377 | 22.8696 | 48.0159 | 49.8539 | 487.4228 | 63.4449 | 0.91103 | 551.7786 | 37.75 | 15992.8188 | 0
1354.5 | 56.4375 | 828 | 81 | 10.5 | -12.8753 | 1354.0665 | 29.0018 | -9.6224 | 29.8737 | 33.4539 | 37.5245 | 656.6809 | 75.574 | 1.0852 | 733.3401 | 36.35 | 24282.9284 | 0
1355.5 | 56.4792 | 846 | 93 | 10.3 | -12.8684 | 1355.0667 | 14.0001 | -9.6071 | 34.4451 | 16.8127 | 27.8041 | 748.3273 | 86.7702 | 1.246 | 836.3434 | 36.55 | 28744.4088 | 0
1356.5 | 56.5208 | 849 | 98 | 11.1 | -12.8614 | 1356.0668 | -1.0016 | -9.5917 | 35.9177 | -1.2196 | 24.0952 | 775.0252 | 91.4352 | 1.313 | 867.7734 | 35.75 | 30314.0788 | 0
1357.5 | 56.5625 | 835 | 99 | 10.9 | -12.8544 | 1357.0669 | -16.0034 | -9.5764 | 34.0338 | -19.1501 | 28.8218 | 731.563 | 92.3683 | 1.3263 | 825.2576 | 35.95 | 28404.2513 | 0
1358.5 | 56.6042 | 807 | 93 | 10.6 | -12.8474 | 1358.067 | -31.0051 | -9.561 | 29.1201 | -35.5529 | 39.03 | 626.8904 | 86.7702 | 1.246 | 714.9066 | 36.25 | 23500.0365 | 0
1359.5 | 56.6458 | 726 | 90 | 9.8 | -12.8404 | 1359.0671 | -46.0069 | -9.5457 | 21.8691 | -49.8604 | 51.5586 | 451.3646 | 83.9711 | 1.2058 | 536.5415 | 37.05 | 15496.2958 | 0
1360.5 | 56.6875 | 565 | 94 | 8.5 | -12.8334 | 1360.0672 | -61.0086 | -9.5303 | 13.0035 | -62.2914 | 65.0776 | 238.0859 | 87.7032 | 1.2594 | 327.0485 | 38.35 | 6006.2884 | 0
1361.5 | 56.7292 | 270 | 13 | 7.7 | -12.8264 | 1361.0674 | -76.0104 | -9.5149 | 3.1112 | -73.4161 | 79.0763 | 51.1655 | 12.1292 | 0.17417 | 63.4688 | 39.15 | -5731.0207 | 0
1362.5 | 56.7708 | 0 | 0 | 6.9 | -12.8193 | 1362.0675 | -91.0122 | -9.4995 | -7.3583 | -83.8912 | 93.3333 | 0 | 0 | 0 | 0 | 39.95 | -8707.5216 | 0
1363.5 | 56.8125 | 0 | 0 | 5.5 | -12.8122 | 1363.0676 | -106.0139 | -9.4842 | -18.0345 | -85.5909 | 103.3891 | 0 | 0 | 0 | 0 | 41.35 | -9055.5098 | 0
1364.5 | 56.8542 | 0 | 0 | 4.7 | -12.8052 | 1364.0677 | -121.0157 | -9.4688 | -28.5476 | -74.2282 | 107.1266 | 0 | 0 | 0 | 0 | 42.15 | -9255.6627 | 9838.4937
1365.5 | 56.8958 | 0 | 0 | 4.5 | -12.7981 | 1365.0678 | -136.0175 | -9.4534 | -38.4246 | -60.971 | 110.3737 | 0 | 0 | 0 | 0 | 42.35 | -9305.849 | 0
1366.5 | 56.9375 | 0 | 0 | 3.7 | -12.7909 | 1366.068 | -151.0193 | -9.438 | -46.9345 | -44.4238 | 112.8836 | 0 | 0 | 0 | 0 | 43.15 | -9507.186 | 0
1367.5 | 56.9792 | 0 | 0 | 3.5 | -12.7838 | 1367.0681 | -166.0211 | -9.4226 | -52.9113 | -23.2764 | 114.4467 | 0 | 0 | 0 | 0 | 43.35 | -9557.6683 | 71060.2917
1368.5 | 57.0208 | 0 | 0 | 3.2 | -12.7766 | 1368.0682 | 178.9772 | -9.4072 | -54.913 | 1.7557 | 114.9215 | 0 | 0 | 0 | 0 | 43.65 | -9633.5028 | 0
1369.5 | 57.0625 | 0 | 0 | 3 | -12.7695 | 1369.0683 | 163.9754 | -9.3918 | -52.2684 | 26.4262 | 114.2626 | 0 | 0 | 0 | 0 | 43.85 | -9684.1331 | 0
1370.5 | 57.1042 | 0 | 0 | 2.1 | -12.7623 | 1370.0684 | 148.9736 | -9.3764 | -45.8379 | 46.882 | 112.53 | 0 | 0 | 0 | 0 | 44.75 | -9912.7021 | 0
1371.5 | 57.1458 | 0 | 0 | 1.9 | -12.7551 | 1371.0685 | 133.9718 | -9.3609 | -37.0658 | 62.8619 | 109.8765 | 0 | 0 | 0 | 0 | 44.95 | -9963.6581 | 0
1372.5 | 57.1875 | 0 | 0 | 1.7 | -12.7478 | 1372.0687 | 118.97 | -9.3455 | -27.0496 | 75.7636 | 106.5185 | 0 | 0 | 0 | 0 | 45.15 | -10014.6732 | 0
1373.5 | 57.2292 | 0 | 0 | 1.4 | -12.7406 | 1373.0688 | 103.9682 | -9.3301 | -16.4714 | 86.9376 | 102.7052 | 0 | 0 | 0 | 0 | 45.45 | -10091.307 | 0
1374.5 | 57.2708 | 0 | 0 | 1.2 | -12.7334 | 1374.0689 | 88.9663 | -9.3147 | -5.7801 | 82.611 | 91.3318 | 0 | 0 | 0 | 0 | 45.65 | -10142.4701 | 0
1375.5 | 57.3125 | 338 | 19 | 2 | -12.7261 | 1375.069 | 73.9645 | -9.2992 | 4.6612 | 72.1024 | 77.0837 | 75.5521 | 17.7272 | 0.25455 | 93.5339 | 44.85 | -5842.8365 | 0
1376.5 | 57.3542 | 641 | 48 | 3 | -12.7188 | 1376.0692 | 58.9627 | -9.2838 | 14.4774 | 60.8492 | 63.107 | 289.9412 | 44.7846 | 0.64308 | 335.3689 | 43.85 | 4999.8312 | 0
1377.5 | 57.3958 | 763 | 68 | 6.9 | -12.7115 | 1377.0693 | 43.9609 | -9.2683 | 23.2036 | 48.1934 | 49.642 | 494.0894 | 63.4449 | 0.91103 | 558.4453 | 39.95 | 15743.7396 | 0
1378.5 | 57.4375 | 793 | 90 | 11 | -12.7042 | 1378.0694 | 28.959 | -9.2529 | 30.2293 | 33.5797 | 37.2573 | 631.1688 | 83.9711 | 1.2058 | 716.3457 | 35.85 | 23659.7495 | 0
1379.5 | 57.4792 | 834 | 107 | 10.3 | -12.6968 | 1379.0695 | 13.9572 | -9.2374 | 34.8155 | 16.8565 | 27.4636 | 740.0118 | 99.8324 | 1.4335 | 841.2777 | 36.55 | 28960.4544 | 0
1380.5 | 57.5208 | 789 | 124 | 11.7 | -12.6895 | 1380.0696 | -1.0446 | -9.222 | 36.2867 | -1.2792 | 23.7276 | 722.305 | 115.6936 | 1.6613 | 839.6599 | 35.15 | 29227.6599 | 0
1381.5 | 57.5625 | 816 | 105 | 11 | -12.6821 | 1381.0698 | -16.0465 | -9.2065 | 34.3829 | -19.3065 | 28.5383 | 716.8545 | 97.9663 | 1.4067 | 816.2276 | 35.85 | 28033.0314 | 0
1382.5 | 57.6042 | 813 | 93 | 10.3 | -12.6747 | 1382.0699 | -31.0483 | -9.191 | 29.4376 | -35.776 | 38.839 | 633.2547 | 86.7702 | 1.246 | 721.2709 | 36.55 | 23706.0128 | 0
1383.5 | 57.6458 | 738 | 88 | 9.7 | -12.6673 | 1383.07 | -46.0502 | -9.1755 | 22.1536 | -50.1198 | 51.4282 | 460.1395 | 82.1051 | 1.179 | 543.4236 | 37.15 | 15773.2941 | 0
1384.5 | 57.6875 | 531 | 96 | 9 | -12.6599 | 1384.0701 | -61.052 | -9.1601 | 13.2603 | -62.5688 | 64.9857 | 224.5306 | 89.5692 | 1.2862 | 315.386 | 37.85 | 5618.0464 | 0
1385.5 | 57.7292 | 261 | 15 | 7.3 | -12.6525 | 1385.0703 | -76.0539 | -9.1446 | 3.3483 | -73.7043 | 79.01 | 49.7566 | 13.9952 | 0.20096 | 63.9528 | 39.55 | -5808.4874 | 0
1386.5 | 57.7708 | 0 | 0 | 5.7 | -12.645 | 1386.0704 | -91.0557 | -9.1291 | -7.1317 | -84.1898 | 93.2845 | 0 | 0 | 0 | 0 | 41.15 | -9005.6195 | 0
1387.5 | 57.8125 | 0 | 0 | 5 | -12.6376 | 1387.0705 | -106.0576 | -9.1136 | -17.8087 | -85.2788 | 103.0431 | 0 | 0 | 0 | 0 | 41.85 | -9180.4943 | 0
1388.5 | 57.8542 | 0 | 0 | 4.3 | -12.6301 | 1388.0706 | -121.0595 | -9.0981 | -28.3112 | -73.8999 | 106.7771 | 0 | 0 | 0 | 0 | 42.55 | -9356.0944 | 0
1389.5 | 57.8958 | 0 | 0 | 3.7 | -12.6226 | 1389.0708 | -136.0614 | -9.0826 | -38.1643 | -60.6301 | 110.0188 | 0 | 0 | 0 | 0 | 43.15 | -9507.186 | 43921.6239
1390.5 | 57.9375 | 0 | 0 | 3 | -12.6151 | 1390.0709 | -151.0632 | -9.0671 | -46.6361 | -44.0958 | 112.5225 | 0 | 0 | 0 | 0 | 43.85 | -9684.1331 | 20723.6242
1391.5 | 57.9792 | 0 | 0 | 2.3 | -12.6075 | 1391.071 | -166.0651 | -9.0516 | -52.5679 | -23.0334 | 114.0797 | 0 | 0 | 0 | 0 | 44.55 | -9861.8054 | 55789.363
1392.5 | 58.0208 | 0 | 0 | -0.3 | -12.6 | 1392.0711 | 178.933 | -9.036 | -54.541 | 1.8166 | 114.5502 | 0 | 0 | 0 | 0 | 47.15 | -10528.0811 | 0
1393.5 | 58.0625 | 0 | 0 | -1 | -12.5924 | 1393.0713 | 163.9311 | -9.0205 | -51.9028 | 26.2996 | 113.889 | 0 | 0 | 0 | 0 | 47.85 | -10709.1726 | 16756.9219
1394.5 | 58.1042 | 0 | 0 | -0.8 | -12.5849 | 1394.0714 | 148.9292 | -9.005 | -45.4992 | 46.6554 | 112.1563 | 0 | 0 | 0 | 0 | 47.65 | -10657.3582 | 18098.0831
1395.5 | 58.1458 | 0 | 0 | 0.5 | -12.5773 | 1395.0715 | 133.9273 | -8.9895 | -36.7529 | 62.6055 | 109.5039 | 0 | 0 | 0 | 0 | 46.35 | -10322.0075 | 1505.3342
1396.5 | 58.1875 | 0 | 0 | 0.8 | -12.5697 | 1396.0716 | 118.9254 | -8.9739 | -26.7535 | 75.5071 | 106.1474 | 0 | 0 | 0 | 0 | 46.05 | -10244.9741 | 12652.5395
1397.5 | 58.2292 | 0 | 0 | 1 | -12.562 | 1397.0718 | 103.9235 | -8.9584 | -16.1822 | 86.6899 | 102.3351 | 0 | 0 | 0 | 0 | 45.85 | -10193.6925 | 0
1398.5 | 58.2708 | 0 | 0 | 1.3 | -12.5544 | 1398.0719 | 88.9216 | -8.9428 | -5.4892 | 82.8479 | 91.1962 | 0 | 0 | 0 | 0 | 45.55 | -10116.8811 | 0
1399.5 | 58.3125 | 352 | 20 | 3.5 | -12.5467 | 1399.072 | 73.9197 | -8.9273 | 4.9616 | 72.327 | 76.931 | 79.5957 | 18.6603 | 0.26795 | 98.5239 | 43.35 | -5243.8461 | 0
1400.5 | 58.3542 | 519 | 79 | 4.2 | -12.5391 | 1400.0721 | 58.9178 | -8.9117 | 14.7939 | 61.0565 | 62.9296 | 236.1891 | 73.708 | 1.0584 | 310.9555 | 42.65 | 4233.799 | 0
1401.5 | 58.3958 | 333 | 168 | 5 | -12.5314 | 1401.0723 | 43.9158 | -8.8962 | 23.541 | 48.3713 | 49.4281 | 216.5838 | 156.7461 | 2.2508 | 375.5807 | 41.85 | 7264.1275 | 0
1402.5 | 58.4375 | 364 | 224 | 6.3 | -12.5237 | 1402.0724 | 28.9139 | -8.8806 | 30.5883 | 33.7051 | 36.988 | 290.7493 | 208.9948 | 3.001 | 502.7452 | 40.55 | 13156.1531 | 0
1403.5 | 58.4792 | 60 | 243 | 6.5 | -12.5159 | 1403.0725 | 13.912 | -8.865 | 35.1889 | 16.8986 | 27.1202 | 53.4031 | 226.7221 | 3.2556 | 283.3808 | 40.35 | 3601.0413 | 0
1404.5 | 58.5208 | 0 | 116 | 7.8 | -12.5082 | 1404.0727 | -1.0899 | -8.8495 | 36.6584 | -1.3426 | 23.3575 | 0 | 108.2295 | 1.5541 | 109.7836 | 39.05 | -3678.5255 | 0
1405.5 | 58.5625 | 110 | 212 | 8 | -12.5005 | 1405.0728 | -16.0919 | -8.8339 | 34.7339 | -19.4679 | 28.2557 | 96.8928 | 197.7987 | 2.8403 | 297.5317 | 38.85 | 4591.146 | 0
1406.5 | 58.6042 | 596 | 193 | 8 | -12.4927 | 1406.0729 | -31.0938 | -8.8183 | 29.7562 | -36.0044 | 38.6505 | 465.4583 | 180.0715 | 2.5857 | 648.1154 | 38.85 | 19941.2863 | 0
1407.5 | 58.6458 | 692 | 102 | 8 | -12.4849 | 1407.0731 | -46.0958 | -8.8027 | 22.4387 | -50.3841 | 51.3004 | 432.6643 | 95.1673 | 1.3665 | 529.1981 | 38.85 | 14734.5475 | 0
1408.5 | 58.6875 | 535 | 100 | 9 | -12.4771 | 1408.0732 | -61.0977 | -8.7871 | 13.5173 | -62.8504 | 64.8961 | 226.9794 | 93.3013 | 1.3397 | 321.6204 | 37.85 | 5891.018 | 0
1409.5 | 58.7292 | 270 | 16 | 8 | -12.4693 | 1409.0733 | -76.0997 | -8.7715 | 3.5856 | -73.9962 | 78.9456 | 51.7701 | 14.9282 | 0.21436 | 66.9127 | 38.85 | -5506.3986 | 0
1410.5 | 58.7708 | 0 | 0 | 8 | -12.4615 | 1410.0734 | -91.1016 | -8.7559 | -6.9049 | -84.4918 | 93.2371 | 0 | 0 | 0 | 0 | 38.85 | -8436.1375 | 0
1411.5 | 58.8125 | 0 | 0 | 8 | -12.4536 | 1411.0736 | -106.1036 | -8.7403 | -17.5821 | -84.9638 | 102.695 | 0 | 0 | 0 | 0 | 38.85 | -8436.1375 | 0
1412.5 | 58.8542 | 0 | 0 | 7 | -12.4458 | 1412.0737 | -121.1056 | -8.7247 | -28.0736 | -73.569 | 106.4254 | 0 | 0 | 0 | 0 | 39.85 | -8682.7763 | 0
1413.5 | 58.8958 | 0 | 0 | 7 | -12.4379 | 1413.0738 | -136.1075 | -8.7091 | -37.9024 | -60.2871 | 109.6617 | 0 | 0 | 0 | 0 | 39.85 | -8682.7763 | 0
1414.5 | 58.9375 | 0 | 0 | 7 | -12.43 | 1414.074 | -151.1095 | -8.6935 | -46.3357 | -43.7665 | 112.159 | 0 | 0 | 0 | 0 | 39.85 | -8682.7763 | 17443.8372
1415.5 | 58.9792 | 0 | 0 | 7 | -12.4221 | 1415.0741 | -166.1115 | -8.6779 | -52.2221 | -22.7891 | 113.7101 | 0 | 0 | 0 | 0 | 39.85 | -8682.7763 | 2583.1641
1416.5 | 59.0208 | 0 | 0 | 7 | -12.4142 | 1416.0742 | 178.8865 | -8.6622 | -54.1662 | 1.8805 | 114.1761 | 0 | 0 | 0 | 0 | 39.85 | -8682.7763 | 1514.7198
1417.5 | 59.0625 | 0 | 0 | 7 | -12.4062 | 1417.0744 | 163.8846 | -8.6466 | -51.5338 | 26.1773 | 113.5126 | 0 | 0 | 0 | 0 | 39.85 | -8682.7763 | 10529.2948
1418.5 | 59.1042 | 0 | 0 | 7 | -12.3983 | 1418.0745 | 148.8826 | -8.631 | -45.1565 | 46.4324 | 111.7795 | 0 | 0 | 0 | 0 | 39.85 | -8682.7763 | 0
1419.5 | 59.1458 | 0 | 0 | 7 | -12.3903 | 1419.0746 | 133.8806 | -8.6153 | -36.4359 | 62.3513 | 109.1282 | 0 | 0 | 0 | 0 | 39.85 | -8682.7763 | 0
1420.5 | 59.1875 | 0 | 0 | 7 | -12.3823 | 1420.0748 | 118.8786 | -8.5997 | -26.4534 | 75.2518 | 105.7731 | 0 | 0 | 0 | 0 | 39.85 | -8682.7763 | 9825.8711
1421.5 | 59.2292 | 0 | 0 | 7 | -12.3743 | 1421.0749 | 103.8766 | -8.584 | -15.8892 | 86.4427 | 101.9619 | 0 | 0 | 0 | 0 | 39.85 | -8682.7763 | 0
1422.5 | 59.2708 | 0 | 0 | 6.5 | -12.3663 | 1422.075 | 88.8746 | -8.5684 | -5.1947 | 83.0847 | 91.0575 | 0 | 0 | 0 | 0 | 40.35 | -8806.6507 | 0
1423.5 | 59.3125 | 213 | 28 | 7 | -12.3583 | 1423.0752 | 73.8726 | -8.5527 | 5.2654 | 72.5519 | 76.7757 | 48.7265 | 26.1244 | 0.37513 | 75.226 | 39.85 | -5389.0409 | 0
1424.5 | 59.3542 | 162 | 112 | 7 | -12.3502 | 1424.0753 | 58.8706 | -8.537 | 15.1137 | 61.2643 | 62.7501 | 74.1754 | 104.4974 | 1.5005 | 180.1734 | 39.85 | -793.9725 | 0
1425.5 | 59.3958 | 115 | 183 | 8 | -12.3422 | 1425.0754 | 43.8685 | -8.5214 | 23.8816 | 48.5495 | 49.2123 | 75.1247 | 170.7413 | 2.4517 | 248.3177 | 38.85 | 2436.3344 | 0
1426.5 | 59.4375 | 588 | 188 | 11 | -12.3341 | 1426.0756 | 28.8665 | -8.5057 | 30.9505 | 33.8302 | 36.7168 | 471.341 | 175.4064 | 2.5187 | 649.2661 | 35.85 | 20722.7045 | 0
1427.5 | 59.4792 | 119 | 277 | 11 | -12.326 | 1427.0757 | 13.8645 | -8.49 | 35.5654 | 16.9389 | 26.7742 | 106.2419 | 258.4445 | 3.7111 | 368.3975 | 35.85 | 8425.0049 | 0
1428.5 | 59.5208 | 560 | 222 | 11 | -12.3179 | 1428.0758 | -1.1375 | -8.4743 | 37.0327 | -1.4094 | 22.9851 | 515.5398 | 207.1288 | 2.9742 | 725.6428 | 35.85 | 24066.821 | 0
1429.5 | 59.5625 | 694 | 151 | 13 | -12.3098 | 1429.076 | -16.1396 | -8.4587 | 35.0866 | -19.6342 | 27.9744 | 612.9111 | 140.8849 | 2.023 | 755.819 | 33.85 | 25868.0279 | 0
1430.5 | 59.6042 | 658 | 138 | 13.7 | -12.3016 | 1430.0761 | -31.1416 | -8.443 | 30.0758 | -36.2379 | 38.4646 | 515.209 | 128.7558 | 1.8488 | 645.8136 | 33.15 | 21218.0786 | 0
1431.5 | 59.6458 | 614 | 115 | 13.7 | -12.2935 | 1431.0762 | -46.1436 | -8.4273 | 22.7241 | -50.6531 | 51.1753 | 384.9412 | 107.2965 | 1.5407 | 493.7783 | 33.15 | 14561.2868 | 0
1432.5 | 59.6875 | 489 | 109 | 13 | -12.2853 | 1432.0764 | -61.1457 | -8.4116 | 13.7744 | -63.1362 | 64.8089 | 208.137 | 101.6984 | 1.4603 | 311.2957 | 33.85 | 6404.7879 | 0
1433.5 | 59.7292 | 250 | 18 | 12 | -12.2771 | 1433.0765 | -76.1477 | -8.3959 | 3.823 | -74.2918 | 78.8832 | 48.2026 | 16.7942 | 0.24115 | 65.238 | 34.85 | -4607.9717 | 0
1434.5 | 59.7708 | 0 | 0 | 9 | -12.2689 | 1434.0767 | -91.1498 | -8.3802 | -6.6777 | -84.797 | 93.1913 | 0 | 0 | 0 | 0 | 37.85 | -8190.9789 | 0
1435.5 | 59.8125 | 0 | 0 | 7 | -12.2607 | 1435.0768 | -106.1518 | -8.3645 | -17.355 | -84.6459 | 102.3449 | 0 | 0 | 0 | 0 | 39.85 | -8682.7763 | 0
1436.5 | 59.8542 | 0 | 0 | 6 | -12.2525 | 1436.0769 | -121.1539 | -8.3487 | -27.8351 | -73.2356 | 106.0717 | 0 | 0 | 0 | 0 | 40.85 | -8930.8952 | 0
1437.5 | 59.8958 | 0 | 0 | 5 | -12.2442 | 1437.0771 | -136.1559 | -8.333 | -37.6389 | -59.9423 | 109.3023 | 0 | 0 | 0 | 0 | 41.85 | -9180.4943 | 35180.0464
1438.5 | 59.9375 | 0 | 0 | 4 | -12.236 | 1438.0772 | -151.158 | -8.3173 | -46.0332 | -43.4361 | 111.7931 | 0 | 0 | 0 | 0 | 42.85 | -9431.5736 | 595.8409
1439.5 | 59.9792 | 0 | 0 | 3 | -12.2277 | 1439.0773 | -166.1601 | -8.3016 | -51.8741 | -22.544 | 113.3381 | 0 | 0 | 0 | 0 | 43.85 | -9684.1331 | 0
1440.5 | 60.0208 | 0 | 0 | 3 | -12.2194 | 1440.0775 | 178.8378 | -8.2858 | -53.7888 | 1.9469 | 113.7994 | 0 | 0 | 0 | 0 | 43.85 | -9684.1331 | 0
1441.5 | 60.0625 | 0 | 0 | 2 | -12.2111 | 1441.0776 | 163.8358 | -8.2701 | -51.1614 | 26.0591 | 113.1334 | 0 | 0 | 0 | 0 | 44.85 | -9938.1727 | 0
1442.5 | 60.1042 | 0 | 0 | 1 | -12.2028 | 1442.0778 | 148.8337 | -8.2544 | -44.8099 | 46.213 | 111.3999 | 0 | 0 | 0 | 0 | 45.85 | -10193.6925 | 0
1443.5 | 60.1458 | 0 | 0 | 1 | -12.1944 | 1443.0779 | 133.8316 | -8.2386 | -36.115 | 62.0994 | 108.7496 | 0 | 0 | 0 | 0 | 45.85 | -10193.6925 | 0
1444.5 | 60.1875 | 0 | 0 | 0.7 | -12.1861 | 1444.078 | 118.8295 | -8.2229 | -26.1494 | 74.9976 | 105.3958 | 0 | 0 | 0 | 0 | 46.15 | -10270.6371 | 0
1445.5 | 60.2292 | 0 | 0 | 0.7 | -12.1777 | 1445.0782 | 103.8274 | -8.2071 | -15.5926 | 86.1959 | 101.5856 | 0 | 0 | 0 | 0 | 46.15 | -10270.6371 | 0
1446.5 | 60.2708 | 0 | 0 | 0.7 | -12.1693 | 1446.0783 | 88.8253 | -8.1914 | -4.8966 | 83.3216 | 90.916 | 0 | 0 | 0 | 0 | 46.15 | -10270.6371 | 0
1447.5 | 60.3125 | 328 | 26 | 1.8 | -12.161 | 1447.0785 | 73.8232 | -8.1756 | 5.5726 | 72.7771 | 76.618 | 75.9129 | 24.2583 | 0.34833 | 100.5195 | 45.05 | -5587.9586 | 0
1448.5 | 60.3542 | 407 | 104 | 3.6 | -12.1525 | 1448.0786 | 58.8211 | -8.1598 | 15.4366 | 61.4726 | 62.5685 | 187.5 | 97.0333 | 1.3933 | 285.9266 | 43.25 | 2986.7406 | 0
1449.5 | 60.3958 | 0 | 91 | 5 | -12.1441 | 1449.0787 | 43.819 | -8.1441 | 24.2254 | 48.728 | 48.9948 | 0 | 84.9042 | 1.2192 | 86.1233 | 41.85 | -5409.6259 | 0
1450.5 | 60.4375 | 6 | 178 | 6 | -12.1357 | 1450.0789 | 28.8169 | -8.1283 | 31.3158 | 33.955 | 36.4439 | 4.8266 | 166.0763 | 2.3847 | 173.2876 | 40.85 | -1343.579 | 0
1451.5 | 60.4792 | 536 | 217 | 8 | -12.1272 | 1451.079 | 13.8148 | -8.1125 | 35.9449 | 16.9775 | 26.4257 | 479.9947 | 202.4638 | 2.9072 | 685.3657 | 38.85 | 21572.2718 | 0
1452.5 | 60.5208 | 0 | 177 | 9 | -12.1188 | 1452.0792 | -1.1873 | -8.0967 | 37.4093 | -1.4799 | 22.6104 | 0 | 165.1432 | 2.3714 | 167.5146 | 37.85 | -856.4326 | 0
1453.5 | 60.5625 | 0 | 103 | 10 | -12.1103 | 1453.0793 | -16.1894 | -8.0809 | 35.441 | -19.8053 | 27.6945 | 0 | 96.1003 | 1.3799 | 97.4802 | 36.85 | -3679.1747 | 0
1454.5 | 60.6042 | 0 | 124 | 9 | -12.1018 | 1454.0794 | -31.1916 | -8.0651 | 30.3963 | -36.4765 | 38.2815 | 0 | 115.6936 | 1.6613 | 117.3549 | 37.85 | -3052.6527 | 0
1455.5 | 60.6458 | 0 | 70 | 9 | -12.0933 | 1455.0796 | -46.1937 | -8.0493 | 23.0099 | -50.9268 | 51.0529 | 0 | 65.3109 | 0.93782 | 66.2487 | 37.85 | -5290.3109 | 0
1456.5 | 60.6875 | 140 | 117 | 9 | -12.0847 | 1456.0797 | -61.1958 | -8.0335 | 14.0317 | -63.4261 | 64.7241 | 59.7768 | 109.1625 | 1.5675 | 170.5068 | 37.85 | -725.4207 | 0
1457.5 | 60.7292 | 0 | 0 | 9 | -12.0762 | 1457.0799 | -76.1979 | -8.0177 | 4.0606 | -74.5908 | 78.8227 | 0 | 0 | 0 | 0 | 37.85 | -8190.9789 | 0
1458.5 | 60.7708 | 0 | 0 | 8 | -12.0676 | 1458.08 | -91.2001 | -8.0019 | -6.4502 | -85.1052 | 93.1469 | 0 | 0 | 0 | 0 | 38.85 | -8436.1375 | 0
1459.5 | 60.8125 | 0 | 0 | 7 | -12.0591 | 1459.0801 | -106.2022 | -7.9861 | -17.1272 | -84.3253 | 101.993 | 0 | 0 | 0 | 0 | 39.85 | -8682.7763 | 0
1460.5 | 60.8542 | 0 | 0 | 7 | -12.0505 | 1460.0803 | -121.2044 | -7.9703 | -27.5954 | -72.8999 | 105.716 | 0 | 0 | 0 | 0 | 39.85 | -8682.7763 | 0
1461.5 | 60.8958 | 0 | 0 | 7 | -12.0419 | 1461.0804 | -136.2065 | -7.9545 | -37.3739 | -59.5957 | 108.941 | 0 | 0 | 0 | 0 | 39.85 | -8682.7763 | 0
1462.5 | 60.9375 | 0 | 0 | 7 | -12.0333 | 1462.0806 | -151.2087 | -7.9387 | -45.7288 | -43.1047 | 111.4251 | 0 | 0 | 0 | 0 | 39.85 | -8682.7763 | 0
1463.5 | 60.9792 | 0 | 0 | 7 | -12.0247 | 1463.0807 | -166.2108 | -7.9228 | -51.5237 | -22.2981 | 112.9638 | 0 | 0 | 0 | 0 | 39.85 | -8682.7763 | 0
1464.5 | 61.0208 | 0 | 0 | 6 | -12.016 | 1464.0809 | 178.787 | -7.907 | -53.4088 | 2.0158 | 113.4203 | 0 | 0 | 0 | 0 | 40.85 | -8930.8952 | 11305.1844
1465.5 | 61.0625 | 0 | 0 | 6 | -12.0074 | 1465.081 | 163.7848 | -7.8912 | -50.786 | 25.945 | 112.7516 | 0 | 0 | 0 | 0 | 40.85 | -8930.8952 | 0
1466.5 | 61.1042 | 0 | 0 | 6 | -11.9987 | 1466.0812 | 148.7827 | -7.8753 | -44.4598 | 45.997 | 111.0176 | 0 | 0 | 0 | 0 | 40.85 | -8930.8952 | 0
1467.5 | 61.1458 | 0 | 0 | 6 | -11.99 | 1467.0813 | 133.7805 | -7.8595 | -35.7902 | 61.8497 | 108.3681 | 0 | 0 | 0 | 0 | 40.85 | -8930.8952 | 0
1468.5 | 61.1875 | 0 | 0 | 6 | -11.9813 | 1468.0814 | 118.7783 | -7.8436 | -25.8416 | 74.7447 | 105.0156 | 0 | 0 | 0 | 0 | 40.85 | -8930.8952 | 0
1469.5 | 61.2292 | 0 | 0 | 6 | -11.9726 | 1469.0816 | 103.7761 | -7.8278 | -15.2923 | 85.9497 | 101.2064 | 0 | 0 | 0 | 0 | 40.85 | -8930.8952 | 0
1470.5 | 61.2708 | 0 | 0 | 6 | -11.9638 | 1470.0817 | 88.774 | -7.8119 | -4.5952 | 83.5585 | 90.7717 | 0 | 0 | 0 | 0 | 40.85 | -8930.8952 | 0
1471.5 | 61.3125 | 212 | 35 | 6 | -11.9551 | 1471.0819 | 73.7718 | -7.7961 | 5.8829 | 73.0026 | 76.458 | 49.6415 | 32.6554 | 0.46891 | 82.7658 | 40.85 | -5307.033 | 0
1472.5 | 61.3542 | 103 | 112 | 7 | -11.9463 | 1472.082 | 58.7696 | -7.7802 | 15.7627 | 61.6813 | 62.385 | 47.7434 | 104.4974 | 1.5005 | 153.7413 | 39.85 | -1951.2875 | 0
1473.5 | 61.3958 | 529 | 157 | 8 | -11.9376 | 1473.0822 | 43.7674 | -7.7643 | 24.5722 | 48.9069 | 48.7757 | 348.6152 | 146.483 | 2.1034 | 497.2016 | 38.85 | 13333.5958 | 0
1474.5 | 61.4375 | 129 | 243 | 8.4 | -11.9288 | 1474.0823 | 28.7652 | -7.7484 | 31.6841 | 34.0795 | 36.1695 | 104.1384 | 226.7221 | 3.2556 | 334.1161 | 38.45 | 6291.2161 | 0
1475.5 | 61.4792 | 346 | 278 | 9 | -11.92 | 1475.0825 | 13.763 | -7.7326 | 36.3271 | 17.0144 | 26.0748 | 310.7845 | 259.3775 | 3.7245 | 573.8866 | 37.85 | 16936.3687 | 0
1476.5 | 61.5208 | 0 | 152 | 11 | -11.9112 | 1476.0826 | -1.2392 | -7.7167 | 37.7883 | -1.5539 | 22.2337 | 0 | 141.8179 | 2.0364 | 143.8543 | 35.85 | -1406.5088 | 0
1477.5 | 61.5625 | 37 | 274 | 11 | -11.9023 | 1477.0828 | -16.2414 | -7.7008 | 35.7969 | -19.9814 | 27.4161 | 32.8444 | 255.6455 | 3.6709 | 292.1608 | 35.85 | 5087.0164 | 0
1478.5 | 61.6042 | 74 | 257 | 11 | -11.8935 | 1478.0829 | -31.2436 | -7.6849 | 30.7175 | -36.7202 | 38.1012 | 58.2322 | 239.7843 | 3.4431 | 301.4596 | 35.85 | 5494.1622 | 0
1479.5 | 61.6458 | 39 | 171 | 11 | -11.8846 | 1479.0831 | -46.2458 | -7.669 | 23.296 | -51.2051 | 50.9333 | 24.5788 | 159.5452 | 2.291 | 186.4149 | 35.85 | 456.9849 | 0
1480.5 | 61.6875 | 271 | 156 | 11 | -11.8758 | 1480.0832 | -61.2481 | -7.6531 | 14.2891 | -63.7199 | 64.6417 | 116.0633 | 145.55 | 2.09 | 263.7033 | 35.85 | 3841.0203 | 0
1481.5 | 61.7292 | 0 | 0 | 10 | -11.8669 | 1481.0834 | -76.2503 | -7.6372 | 4.2983 | -74.8933 | 78.7641 | 0 | 0 | 0 | 0 | 36.85 | -7947.3005 | 0
1482.5 | 61.7708 | 0 | 0 | 7 | -11.858 | 1482.0835 | -91.2525 | -7.6213 | -6.2224 | -85.4165 | 93.1038 | 0 | 0 | 0 | 0 | 39.85 | -8682.7763 | 0
1483.5 | 61.8125 | 0 | 0 | 6 | -11.8491 | 1483.0836 | -106.2547 | -7.6054 | -16.8989 | -84.0021 | 101.6393 | 0 | 0 | 0 | 0 | 40.85 | -8930.8952 | 0
1484.5 | 61.8542 | 0 | 0 | 6.1 | -11.8401 | 1484.0838 | -121.257 | -7.5895 | -27.3548 | -72.5622 | 105.3585 | 0 | 0 | 0 | 0 | 40.75 | -8906.0167 | 0
1485.5 | 61.8958 | 0 | 0 | 6 | -11.8312 | 1485.0839 | -136.2592 | -7.5736 | -37.1074 | -59.2477 | 108.5776 | 0 | 0 | 0 | 0 | 40.85 | -8930.8952 | 0
1486.5 | 61.9375 | 0 | 0 | 4 | -11.8222 | 1486.0841 | -151.2614 | -7.5577 | -45.4224 | -42.7727 | 111.055 | 0 | 0 | 0 | 0 | 42.85 | -9431.5736 | 0
1487.5 | 61.9792 | 0 | 0 | 3 | -11.8133 | 1487.0842 | -166.2637 | -7.5417 | -51.1712 | -22.0516 | 112.5872 | 0 | 0 | 0 | 0 | 43.85 | -9684.1331 | 0
1488.5 | 62.0208 | 0 | 0 | 3 | -11.8043 | 1488.0844 | 178.7341 | -7.5258 | -53.0264 | 2.087 | 113.0388 | 0 | 0 | 0 | 0 | 43.85 | -9684.1331 | 11701.6877
1489.5 | 62.0625 | 0 | 0 | 4 | -11.7953 | 1489.0845 | 163.7318 | -7.5099 | -50.4075 | 25.8347 | 112.3673 | 0 | 0 | 0 | 0 | 42.85 | -9431.5736 | 12136.6958
1490.5 | 62.1042 | 0 | 0 | 5 | -11.7863 | 1490.0847 | 148.7296 | -7.4939 | -44.1061 | 45.7846 | 110.6326 | 0 | 0 | 0 | 0 | 41.85 | -9180.4943 | 0
1491.5 | 62.1458 | 0 | 0 | 5 | -11.7773 | 1491.0848 | 133.7273 | -7.478 | -35.4618 | 61.6023 | 107.9839 | 0 | 0 | 0 | 0 | 41.85 | -9180.4943 | 0
1492.5 | 62.1875 | 0 | 0 | 5 | -11.7682 | 1492.085 | 118.7251 | -7.4621 | -25.5303 | 74.4929 | 104.6327 | 0 | 0 | 0 | 0 | 41.85 | -9180.4943 | 749.8306
1493.5 | 62.2292 | 0 | 0 | 5 | -11.7592 | 1493.0851 | 103.7228 | -7.4461 | -14.9887 | 85.7039 | 100.8243 | 0 | 0 | 0 | 0 | 41.85 | -9180.4943 | 0
1494.5 | 62.2708 | 0 | 0 | 5 | -11.7501 | 1494.0853 | 88.7205 | -7.4302 | -4.2906 | 83.7953 | 90.6247 | 0 | 0 | 0 | 0 | 41.85 | -9180.4943 | 0
1495.5 | 62.3125 | 35 | 37 | 6 | -11.741 | 1495.0854 | 73.7183 | -7.4142 | 6.1963 | 73.2284 | 76.2958 | 8.2918 | 34.5215 | 0.49571 | 43.309 | 40.85 | -7034.6308 | 0
1496.5 | 62.3542 | 136 | 121 | 7 | -11.7319 | 1496.0856 | 58.716 | -7.3982 | 16.0917 | 61.8905 | 62.1998 | 63.4291 | 112.8945 | 1.6211 | 177.9447 | 39.85 | -891.5533 | 0
1497.5 | 62.3958 | 23 | 172 | 8 | -11.7228 | 1497.0858 | 43.7137 | -7.3823 | 24.9219 | 49.0862 | 48.5553 | 15.2236 | 160.4782 | 2.3044 | 178.0062 | 38.85 | -642.2219 | 0
1498.5 | 62.4375 | 94 | 245 | 9 | -11.7137 | 1498.0859 | 28.7114 | -7.3663 | 32.0552 | 34.2038 | 35.8937 | 76.1499 | 228.5881 | 3.2824 | 308.0204 | 37.85 | 5295.5481 | 0
1499.5 | 62.4792 | 6 | 205 | 10 | -11.7046 | 1499.0861 | 13.7091 | -7.3503 | 36.712 | 17.0497 | 25.7217 | 5.4055 | 191.2676 | 2.7465 | 199.4196 | 36.85 | 784.1893 | 0
1500.5 | 62.5208 | 6 | 197 | 10 | -11.6954 | 1500.0862 | -1.2931 | -7.3344 | 38.1695 | -1.6315 | 21.855 | 5.5688 | 183.8035 | 2.6393 | 192.0116 | 36.85 | 459.8341 | 0
1501.5 | 62.5625 | 18 | 252 | 10 | -11.6862 | 1501.0864 | -16.2954 | -7.3184 | 36.1543 | -20.1622 | 27.1396 | 16.0182 | 235.1192 | 3.3762 | 254.5135 | 36.85 | 3196.452 | 0
1502.5 | 62.6042 | 0 | 151 | 11 | -11.6771 | 1502.0865 | -31.2977 | -7.3024 | 31.0394 | -36.9689 | 37.924 | 0 | 140.8849 | 2.023 | 142.9079 | 35.85 | -1447.9469 | 0
1503.5 | 62.6458 | 0 | 62 | 11 | -11.6679 | 1503.0867 | -46.3 | -7.2864 | 23.5823 | -51.4879 | 50.8165 | 0 | 57.8468 | 0.83064 | 58.6774 | 35.85 | -5135.9391 | 0
1504.5 | 62.6875 | 240 | 149 | 11 | -11.6587 | 1504.0868 | -61.3023 | -7.2704 | 14.5464 | -64.0176 | 64.5616 | 103.0897 | 139.0189 | 1.9962 | 244.1048 | 35.85 | 2982.9087 | 0
1505.5 | 62.7292 | 0 | 0 | 9 | -11.6495 | 1505.087 | -76.3046 | -7.2544 | 4.536 | -75.1991 | 78.7074 | 0 | 0 | 0 | 0 | 37.85 | -8190.9789 | 0
1506.5 | 62.7708 | 0 | 0 | 9 | -11.6402 | 1506.0871 | -91.3069 | -7.2384 | -5.9944 | -85.7305 | 93.0621 | 0 | 0 | 0 | 0 | 37.85 | -8190.9789 | 0
1507.5 | 62.8125 | 0 | 0 | 8 | -11.631 | 1507.0873 | -106.3093 | -7.2224 | -16.6699 | -83.6765 | 101.2839 | 0 | 0 | 0 | 0 | 38.85 | -8436.1375 | 0
1508.5 | 62.8542 | 0 | 0 | 8 | -11.6217 | 1508.0874 | -121.3116 | -7.2064 | -27.1131 | -72.2224 | 104.9991 | 0 | 0 | 0 | 0 | 38.85 | -8436.1375 | 0
1509.5 | 62.8958 | 0 | 0 | 8 | -11.6124 | 1509.0876 | -136.3139 | -7.1904 | -36.8394 | -58.8983 | 108.2124 | 0 | 0 | 0 | 0 | 38.85 | -8436.1375 | 4142.103
1510.5 | 62.9375 | 0 | 0 | 8 | -11.6032 | 1510.0877 | -151.3162 | -7.1744 | -45.1141 | -42.4401 | 110.6829 | 0 | 0 | 0 | 0 | 38.85 | -8436.1375 | 2294.4978
1511.5 | 62.9792 | 0 | 0 | 8 | -11.5939 | 1511.0879 | -166.3185 | -7.1584 | -50.8166 | -21.8047 | 112.2085 | 0 | 0 | 0 | 0 | 38.85 | -8436.1375 | 18090.6272
1512.5 | 63.0208 | 0 | 0 | 8 | -11.5846 | 1512.0881 | 178.6791 | -7.1424 | -52.6416 | 2.1602 | 112.655 | 0 | 0 | 0 | 0 | 38.85 | -8436.1375 | 20797.7952
1513.5 | 63.0625 | 0 | 0 | 8 | -11.5752 | 1513.0882 | 163.6768 | -7.1264 | -50.0262 | 25.7282 | 111.9807 | 0 | 0 | 0 | 0 | 38.85 | -8436.1375 | 14568.0986
1514.5 | 63.1042 | 0 | 0 | 8 | -11.5659 | 1514.0884 | 148.6745 | -7.1103 | -43.7491 | 45.5756 | 110.2452 | 0 | 0 | 0 | 0 | 38.85 | -8436.1375 | 2550.7307
1515.5 | 63.1458 | 0 | 0 | 8 | -11.5565 | 1515.0885 | 133.6721 | -7.0943 | -35.1299 | 61.3572 | 107.5971 | 0 | 0 | 0 | 0 | 38.85 | -8436.1375 | 3465.2015
1516.5 | 63.1875 | 0 | 0 | 8 | -11.5472 | 1516.0887 | 118.6698 | -7.0783 | -25.2155 | 74.2425 | 104.2471 | 0 | 0 | 0 | 0 | 38.85 | -8436.1375 | 4548.2696
1517.5 | 63.2292 | 0 | 0 | 8 | -11.5378 | 1517.0888 | 103.6674 | -7.0622 | -14.6818 | 85.4588 | 100.4396 | 0 | 0 | 0 | 0 | 38.85 | -8436.1375 | 0
1518.5 | 63.2708 | 0 | 0 | 8 | -11.5284 | 1518.089 | 88.6651 | -7.0462 | -3.9829 | 84.0321 | 90.4752 | 0 | 0 | 0 | 0 | 38.85 | -8436.1375 | 0
1519.5 | 63.3125 | 31 | 38 | 9 | -11.519 | 1519.0892 | 73.6627 | -7.0302 | 6.5125 | 73.4545 | 76.1315 | 7.4305 | 35.4545 | 0.5091 | 43.3941 | 37.85 | -6290.9878 | 0
1520.5 | 63.3542 | 33 | 108 | 10.1 | -11.5096 | 1520.0893 | 58.6604 | -7.0141 | 16.4235 | 62.1001 | 62.0129 | 15.486 | 100.7654 | 1.4469 | 117.6983 | 36.75 | -2769.6502 | 0
1521.5 | 63.3958 | 317 | 221 | 11 | -11.5001 | 1521.0895 | 43.658 | -6.9981 | 25.2743 | 49.2659 | 48.3335 | 210.7396 | 206.1958 | 2.9608 | 419.8963 | 35.85 | 10679.8537 | 0
1522.5 | 63.4375 | 12 | 180 | 11 | -11.4907 | 1522.0896 | 28.6557 | -6.982 | 32.429 | 34.328 | 35.6168 | 9.7552 | 167.9423 | 2.4115 | 180.109 | 35.85 | 180.8836 | 0
1523.5 | 63.4792 | 0 | 134 | 10 | -11.4812 | 1523.0898 | 13.6533 | -6.9659 | 37.0994 | 17.0835 | 25.3666 | 0 | 125.0237 | 1.7953 | 126.819 | 36.85 | -2394.5931 | 0
1524.5 | 63.5208 | 0 | 134 | 10 | -11.4718 | 1524.0899 | -1.3491 | -6.9499 | 38.5527 | -1.7125 | 21.4746 | 0 | 125.0237 | 1.7953 | 126.819 | 36.85 | -2394.5931 | 0
1525.5 | 63.5625 | 0 | 103 | 9 | -11.4623 | 1525.0901 | -16.3514 | -6.9338 | 36.5129 | -20.3478 | 26.865 | 0 | 96.1003 | 1.3799 | 97.4802 | 37.85 | -3922.8531 | 0
1526.5 | 63.6042 | 0 | 89 | 9 | -11.4528 | 1526.0903 | -31.3538 | -6.9177 | 31.3619 | -37.2226 | 37.7498 | 0 | 83.0381 | 1.1924 | 84.2305 | 37.85 | -4502.9867 | 0
1527.5 | 63.6458 | 0 | 70 | 9 | -11.4433 | 1527.0904 | -46.3562 | -6.9017 | 23.8687 | -51.7751 | 50.7026 | 0 | 65.3109 | 0.93782 | 66.2487 | 37.85 | -5290.3109 | 0
1528.5 | 63.6875 | 0 | 84 | 9 | -11.4338 | 1528.0906 | -61.3586 | -6.8856 | 14.8037 | -64.319 | 64.4839 | 0 | 78.3731 | 1.1254 | 79.4985 | 37.85 | -4710.1773 | 0
1529.5 | 63.7292 | 0 | 0 | 9 | -11.4242 | 1529.0907 | -76.3609 | -6.8695 | 4.7736 | -75.508 | 78.6525 | 0 | 0 | 0 | 0 | 37.85 | -8190.9789 | 0
1530.5 | 63.7708 | 0 | 0 | 9 | -11.4147 | 1530.0909 | -91.3633 | -6.8534 | -5.7661 | -86.0473 | 93.0218 | 0 | 0 | 0 | 0 | 37.85 | -8190.9789 | 0
1531.5 | 63.8125 | 0 | 0 | 9 | -11.4051 | 1531.091 | -106.3657 | -6.8373 | -16.4404 | -83.3487 | 100.9268 | 0 | 0 | 0 | 0 | 37.85 | -8190.9789 | 0
1532.5 | 63.8542 | 0 | 0 | 9 | -11.3955 | 1532.0912 | -121.3681 | -6.8213 | -26.8704 | -71.8808 | 104.6381 | 0 | 0 | 0 | 0 | 37.85 | -8190.9789 | 0
1533.5 | 63.8958 | 0 | 0 | 9 | -11.3859 | 1533.0914 | -136.3705 | -6.8052 | -36.5699 | -58.5478 | 107.8454 | 0 | 0 | 0 | 0 | 37.85 | -8190.9789 | 0
1534.5 | 63.9375 | 0 | 0 | 9 | -11.3763 | 1534.0915 | -151.3729 | -6.7891 | -44.804 | -42.1071 | 110.3088 | 0 | 0 | 0 | 0 | 37.85 | -8190.9789 | 0
1535.5 | 63.9792 | 0 | 0 | 9 | -11.3667 | 1535.0917 | -166.3753 | -6.773 | -50.4599 | -21.5576 | 111.8278 | 0 | 0 | 0 | 0 | 37.85 | -8190.9789 | 5109.8481
1536.5 | 64.0208 | 0 | 0 | 8 | -11.3571 | 1536.0918 | 178.6223 | -6.7569 | -52.2547 | 2.2353 | 112.2691 | 0 | 0 | 0 | 0 | 38.85 | -8436.1375 | 18866.5207
1537.5 | 64.0625 | 0 | 0 | 9 | -11.3475 | 1537.092 | 163.6199 | -6.7408 | -49.6421 | 25.6253 | 111.5917 | 0 | 0 | 0 | 0 | 37.85 | -8190.9789 | 15133.7793
1538.5 | 64.1042 | 0 | 0 | 9 | -11.3378 | 1538.0922 | 148.6175 | -6.7246 | -43.3888 | 45.3699 | 109.8553 | 0 | 0 | 0 | 0 | 37.85 | -8190.9789 | 35165.6865
1539.5 | 64.1458 | 0 | 0 | 8.9 | -11.3282 | 1539.0923 | 133.615 | -6.7085 | -34.7945 | 61.1143 | 107.2078 | 0 | 0 | 0 | 0 | 37.95 | -8215.4282 | 53884.1037
1540.5 | 64.1875 | 0 | 0 | 8.8 | -11.3185 | 1540.0925 | 118.6126 | -6.6924 | -24.8974 | 73.9934 | 103.8589 | 0 | 0 | 0 | 0 | 38.05 | -8239.8922 | 26767.5796
1541.5 | 64.2292 | 0 | 0 | 8.7 | -11.3088 | 1541.0927 | 103.6102 | -6.6763 | -14.3717 | 85.2142 | 100.0523 | 0 | 0 | 0 | 0 | 38.15 | -8264.3711 | 0
1542.5 | 64.2708 | 0 | 0 | 8.6 | -11.2991 | 1542.0928 | 88.6078 | -6.6602 | -3.6723 | 84.2688 | 90.3232 | 0 | 0 | 0 | 0 | 38.25 | -8288.8647 | 0
1543.5 | 64.3125 | 9 | 37 | 8.9 | -11.2894 | 1543.093 | 73.6053 | -6.644 | 6.8316 | 73.6808 | 75.9652 | 2.1826 | 34.5215 | 0.49571 | 37.1998 | 37.95 | -6586.6537 | 0
1544.5 | 64.3542 | 0 | 92 | 9.4 | -11.2796 | 1544.0931 | 58.6029 | -6.6279 | 16.7579 | 62.3103 | 61.8245 | 0 | 85.8372 | 1.2326 | 87.0697 | 37.45 | -4281.0234 | 0
1545.5 | 64.3958 | 6 | 145 | 10.2 | -11.2699 | 1545.0933 | 43.6005 | -6.6118 | 25.6293 | 49.446 | 48.1106 | 4.0062 | 135.2868 | 1.9426 | 141.2356 | 36.65 | -1714.8077 | 0
1546.5 | 64.4375 | 0 | 94 | 10.6 | -11.2601 | 1546.0935 | 28.598 | -6.5956 | 32.8054 | 34.4521 | 35.3388 | 0 | 87.7032 | 1.2594 | 88.9626 | 36.25 | -3906.6211 | 0
1547.5 | 64.4792 | 0 | 128 | 10 | -11.2504 | 1547.0936 | 13.5956 | -6.5795 | 37.4892 | 17.1157 | 25.0096 | 0 | 119.4256 | 1.7149 | 121.1405 | 36.85 | -2643.2218 | 0
1548.5 | 64.5208 | 36 | 245 | 9 | -11.2406 | 1548.0938 | -1.4069 | -6.5633 | 38.9379 | -1.797 | 21.0925 | 33.588 | 228.5881 | 3.2824 | 265.4585 | 37.85 | 3431.9942 | 0
1549.5 | 64.5625 | 0 | 135 | 10 | -11.2308 | 1549.094 | -16.4093 | -6.5472 | 36.8728 | -20.5382 | 26.5927 | 0 | 125.9567 | 1.8087 | 127.7654 | 36.85 | -2353.155 | 0
1550.5 | 64.6042 | 0 | 103 | 10 | -11.221 | 1550.0941 | -31.4117 | -6.531 | 31.6849 | -37.4811 | 37.5789 | 0 | 96.1003 | 1.3799 | 97.4802 | 36.85 | -3679.1747 | 0
1551.5 | 64.6458 | 0 | 108 | 10 | -11.2112 | 1551.0943 | -46.4142 | -6.5149 | 24.1551 | -52.0666 | 50.5916 | 0 | 100.7654 | 1.4469 | 102.2123 | 36.85 | -3471.9841 | 0
1552.5 | 64.6875 | 101 | 128 | 10 | -11.2014 | 1552.0944 | -61.4167 | -6.4987 | 15.0609 | -64.624 | 64.4086 | 43.627 | 119.4256 | 1.7149 | 164.7675 | 36.85 | -733.0349 | 0
1553.5 | 64.7292 | 0 | 0 | 10 | -11.1915 | 1553.0946 | -76.4191 | -6.4826 | 5.0113 | -75.8199 | 78.5995 | 0 | 0 | 0 | 0 | 36.85 | -7947.3005 | 0
1554.5 | 64.7708 | 0 | 0 | 10 | -11.1817 | 1554.0948 | -91.4216 | -6.4664 | -5.5377 | -86.3666 | 92.9826 | 0 | 0 | 0 | 0 | 36.85 | -7947.3005 | 0
1555.5 | 64.8125 | 0 | 0 | 9 | -11.1718 | 1555.0949 | -106.4241 | -6.4502 | -16.2104 | -83.0186 | 100.5683 | 0 | 0 | 0 | 0 | 37.85 | -8190.9789 | 0
1556.5 | 64.8542 | 0 | 0 | 9 | -11.1619 | 1556.0951 | -121.4265 | -6.434 | -26.6268 | -71.5376 | 104.2755 | 0 | 0 | 0 | 0 | 37.85 | -8190.9789 | 16358.0458
1557.5 | 64.8958 | 0 | 0 | 9 | -11.152 | 1557.0953 | -136.429 | -6.4179 | -36.299 | -58.1963 | 107.4766 | 0 | 0 | 0 | 0 | 37.85 | -8190.9789 | 8149.1891
1558.5 | 64.9375 | 0 | 0 | 9 | -11.1421 | 1558.0954 | -151.4315 | -6.4017 | -44.4921 | -41.774 | 109.933 | 0 | 0 | 0 | 0 | 37.85 | -8190.9789 | 66931.5045
1559.5 | 64.9792 | 0 | 0 | 9 | -11.1322 | 1559.0956 | -166.4339 | -6.3855 | -50.1013 | -21.3106 | 111.4452 | 0 | 0 | 0 | 0 | 37.85 | -8190.9789 | 53299.1214
1560.5 | 65.0208 | 0 | 0 | 9 | -11.1223 | 1560.0958 | 178.5636 | -6.3693 | -51.8656 | 2.3122 | 111.8812 | 0 | 0 | 0 | 0 | 37.85 | -8190.9789 | 6555.8168
1561.5 | 65.0625 | 0 | 0 | 9 | -11.1123 | 1561.0959 | 163.5611 | -6.3531 | -49.2555 | 25.5259 | 111.2007 | 0 | 0 | 0 | 0 | 37.85 | -8190.9789 | 32889.8512
1562.5 | 65.1042 | 0 | 0 | 9 | -11.1024 | 1562.0961 | 148.5586 | -6.3369 | -43.0256 | 45.1675 | 109.4633 | 0 | 0 | 0 | 0 | 37.85 | -8190.9789 | 15178.1721
1563.5 | 65.1458 | 0 | 0 | 9 | -11.0924 | 1563.0963 | 133.5561 | -6.3207 | -34.456 | 60.8737 | 106.8162 | 0 | 0 | 0 | 0 | 37.85 | -8190.9789 | 4673.0205
1564.5 | 65.1875 | 0 | 0 | 9 | -11.0824 | 1564.0964 | 118.5536 | -6.3045 | -24.5762 | 73.7455 | 103.4684 | 0 | 0 | 0 | 0 | 37.85 | -8190.9789 | 0
1565.5 | 65.2292 | 0 | 0 | 9 | -11.0725 | 1565.0966 | 103.5511 | -6.2883 | -14.0587 | 84.9702 | 99.6627 | 0 | 0 | 0 | 0 | 37.85 | -8190.9789 | 0
1566.5 | 65.2708 | 0 | 0 | 9 | -11.0625 | 1566.0968 | 88.5486 | -6.2721 | -3.3588 | 84.5054 | 90.1688 | 0 | 0 | 0 | 0 | 37.85 | -8190.9789 | 0
1567.5 | 65.3125 | 0 | 14 | 9 | -11.0524 | 1567.0969 | 73.5461 | -6.2559 | 7.1533 | 73.9075 | 75.7971 | 0 | 13.0622 | 0.18756 | 13.2497 | 37.85 | -7610.8453 | 0
1568.5 | 65.3542 | 0 | 53 | 9 | -11.0424 | 1568.0971 | 58.5436 | -6.2397 | 17.0949 | 62.521 | 61.6347 | 0 | 49.4497 | 0.71007 | 50.1597 | 37.85 | -5994.7588 | 0
1569.5 | 65.3958 | 0 | 82 | 10 | -11.0324 | 1569.0973 | 43.5411 | -6.2235 | 25.9868 | 49.6267 | 47.8868 | 0 | 76.507 | 1.0986 | 77.6056 | 36.85 | -4549.3751 | 0
1570.5 | 65.4375 | 6 | 178 | 11 | -11.0223 | 1570.0974 | 28.5386 | -6.2073 | 33.1842 | 34.5761 | 35.0601 | 4.9113 | 166.0763 | 2.3847 | 173.3723 | 35.85 | -114.0788 | 0
1571.5 | 65.4792 | 0 | 169 | 11 | -11.0123 | 1571.0976 | 13.5361 | -6.1911 | 37.8814 | 17.1464 | 24.6509 | 0 | 157.6791 | 2.2642 | 159.9433 | 35.85 | -702.0608 | 0
1572.5 | 65.5208 | 12 | 254 | 12 | -11.0022 | 1572.0978 | -1.4664 | -6.1748 | 39.3249 | -1.8848 | 20.709 | 11.2247 | 236.9852 | 3.403 | 251.6128 | 34.85 | 3552.3635 | 0
1573.5 | 65.5625 | 18 | 252 | 12 | -10.9921 | 1573.0979 | -16.469 | -6.1586 | 37.2337 | -20.7333 | 26.3228 | 16.1336 | 235.1192 | 3.3762 | 254.6289 | 34.85 | 3684.422 | 0
1574.5 | 65.6042 | 0 | 151 | 12 | -10.982 | 1574.0981 | -31.4715 | -6.1424 | 32.0082 | -37.7444 | 37.4112 | 0 | 140.8849 | 2.023 | 142.9079 | 34.85 | -1207.2288 | 0
1575.5 | 65.6458 | 0 | 146 | 12 | -10.9719 | 1575.0983 | -46.474 | -6.1262 | 24.4415 | -52.3622 | 50.4834 | 0 | 136.2199 | 1.956 | 138.1759 | 34.85 | -1414.4194 | 0
1576.5 | 65.6875 | 115 | 133 | 12 | -10.9618 | 1576.0984 | -61.4766 | -6.1099 | 15.3179 | -64.9326 | 64.3356 | 49.8063 | 124.0907 | 1.7819 | 175.6789 | 34.85 | 227.6313 | 0
1577.5 | 65.7292 | 0 | 0 | 11 | -10.9517 | 1577.0986 | -76.4791 | -6.0937 | 5.2489 | -76.1348 | 78.5482 | 0 | 0 | 0 | 0 | 35.85 | -7705.1022 | 0
1578.5 | 65.7708 | 0 | 0 | 11 | -10.9415 | 1578.0988 | -91.4816 | -6.0774 | -5.3091 | -86.6883 | 92.9447 | 0 | 0 | 0 | 0 | 35.85 | -7705.1022 | 0
1579.5 | 65.8125 | 0 | 0 | 11 | -10.9314 | 1579.0989 | -106.4842 | -6.0612 | -15.9798 | -82.6866 | 100.2083 | 0 | 0 | 0 | 0 | 35.85 | -7705.1022 | 0
1580.5 | 65.8542 | 0 | 0 | 10 | -10.9212 | 1580.0991 | -121.4867 | -6.0449 | -26.3822 | -71.1929 | 103.9114 | 0 | 0 | 0 | 0 | 36.85 | -7947.3005 | 9291.771
1581.5 | 65.8958 | 0 | 0 | 11 | -10.911 | 1581.0993 | -136.4892 | -6.0287 | -36.0267 | -57.8439 | 107.1063 | 0 | 0 | 0 | 0 | 35.85 | -7705.1022 | 40481.4757
1582.5 | 65.9375 | 0 | 0 | 10 | -10.9008 | 1582.0995 | -151.4918 | -6.0124 | -44.1785 | -41.441 | 109.5555 | 0 | 0 | 0 | 0 | 36.85 | -7947.3005 | 58507.9973
1583.5 | 65.9792 | 0 | 0 | 10 | -10.8906 | 1583.0996 | -166.4943 | -5.9962 | -49.7409 | -21.0636 | 111.0607 | 0 | 0 | 0 | 0 | 36.85 | -7947.3005 | 11423.0471
1584.5 | 66.0208 | 0 | 0 | 10 | -10.8804 | 1584.0998 | 178.5031 | -5.9799 | -51.4746 | 2.3906 | 111.4913 | 0 | 0 | 0 | 0 | 36.85 | -7947.3005 | 36153.3064
1585.5 | 66.0625 | 0 | 0 | 10 | -10.8702 | 1585.1 | 163.5005 | -5.9636 | -48.8664 | 25.4298 | 110.8076 | 0 | 0 | 0 | 0 | 36.85 | -7947.3005 | 9347.3375
1586.5 | 66.1042 | 0 | 0 | 11 | -10.8599 | 1586.1001 | 148.498 | -5.9474 | -42.6594 | 44.9684 | 109.0691 | 0 | 0 | 0 | 0 | 35.85 | -7705.1022 | 18446.357
1587.5 | 66.1458 | 0 | 0 | 10 | -10.8497 | 1587.1003 | 133.4954 | -5.9311 | -34.1144 | 60.6354 | 106.4224 | 0 | 0 | 0 | 0 | 36.85 | -7947.3005 | 1476.1278
1588.5 | 66.1875 | 0 | 0 | 10 | -10.8394 | 1588.1005 | 118.4929 | -5.9148 | -24.2519 | 73.499 | 103.0756 | 0 | 0 | 0 | 0 | 36.85 | -7947.3005 | 0
1589.5 | 66.2292 | 0 | 0 | 10 | -10.8292 | 1589.1006 | 103.4903 | -5.8985 | -13.7428 | 84.7268 | 99.2707 | 0 | 0 | 0 | 0 | 36.85 | -7947.3005 | 0
1590.5 | 66.2708 | 0 | 0 | 10 | -10.8189 | 1590.1008 | 88.4877 | -5.8823 | -3.0427 | 84.7419 | 90.0122 | 0 | 0 | 0 | 0 | 36.85 | -7947.3005 | 0
1591.5 | 66.3125 | 0 | 32 | 10 | -10.8086 | 1591.101 | 73.4851 | -5.866 | 7.4774 | 74.1344 | 75.6272 | 0 | 29.8564 | 0.42872 | 30.2851 | 36.85 | -6621.2808 | 0
1592.5 | 66.3542 | 0 | 84 | 11 | -10.7983 | 1592.1012 | 58.4826 | -5.8497 | 17.4341 | 62.7322 | 61.4438 | 0 | 78.3731 | 1.1254 | 79.4985 | 35.85 | -4224.3006 | 0
1593.5 | 66.3958 | 29 | 191 | 11.8 | -10.7879 | 1593.1013 | 43.48 | -5.8334 | 26.3465 | 49.8079 | 47.6623 | 19.5315 | 178.2054 | 2.5589 | 200.2958 | 35.05 | 1257.4473 | 0
1594.5 | 66.4375 | 6 | 190 | 12.3 | -10.7776 | 1594.1015 | 28.4774 | -5.8171 | 33.5652 | 34.7001 | 34.7807 | 4.9281 | 177.2724 | 2.5455 | 184.746 | 34.55 | 696.5568 | 0
1595.5 | 66.4792 | 30 | 278 | 13 | -10.7673 | 1595.1017 | 13.4748 | -5.8008 | 38.2757 | 17.1757 | 24.2906 | 27.3441 | 259.3775 | 3.7245 | 290.4461 | 33.85 | 5491.8987 | 0
1596.5 | 66.5208 | 30 | 297 | 13 | -10.7569 | 1596.1019 | -1.5278 | -5.7845 | 39.7137 | -1.9761 | 20.3241 | 28.1323 | 277.1048 | 3.979 | 309.2161 | 33.85 | 6313.7327 | 0
1597.5 | 66.5625 | 18 | 264 | 13 | -10.7466 | 1597.102 | -16.5304 | -5.7682 | 37.5956 | -20.933 | 26.0555 | 16.1706 | 246.3154 | 3.5369 | 266.0229 | 33.85 | 4422.54 | 0
1598.5 | 66.6042 | 6 | 188 | 13 | -10.7362 | 1598.1022 | -31.533 | -5.7519 | 32.3319 | -38.0124 | 37.247 | 4.7762 | 175.4064 | 2.5187 | 182.7013 | 33.85 | 774.3432 | 0
1599.5 | 66.6458 | 26 | 188 | 12 | -10.7258 | 1599.1024 | -46.5356 | -5.7356 | 24.7278 | -52.662 | 50.3783 | 16.5806 | 175.4064 | 2.5187 | 194.5057 | 34.85 | 1051.9555 | 0
1600.5 | 66.6875 | 171 | 135 | 12 | -10.7154 | 1600.1025 | -61.5382 | -5.7193 | 15.5747 | -65.2445 | 64.265 | 74.2497 | 125.9567 | 1.8087 | 202.0151 | 34.85 | 1380.7502 | 0
1601.5 | 66.7292 | 0 | 0 | 11 | -10.705 | 1601.1027 | -76.5408 | -5.703 | 5.4864 | -76.4524 | 78.4987 | 0 | 0 | 0 | 0 | 35.85 | -7705.1022 | 0
1602.5 | 66.7708 | 0 | 0 | 11 | -10.6946 | 1602.1029 | -91.5434 | -5.6867 | -5.0803 | -87.0123 | 92.9079 | 0 | 0 | 0 | 0 | 35.85 | -7705.1022 | 0
1603.5 | 66.8125 | 0 | 0 | 10 | -10.6841 | 1603.1031 | -106.546 | -5.6703 | -15.7488 | -82.3528 | 99.847 | 0 | 0 | 0 | 0 | 36.85 | -7947.3005 | 0
1604.5 | 66.8542 | 0 | 0 | 11 | -10.6737 | 1604.1032 | -121.5486 | -5.654 | -26.1367 | -70.8468 | 103.5459 | 0 | 0 | 0 | 0 | 35.85 | -7705.1022 | 0
1605.5 | 66.8958 | 0 | 0 | 11 | -10.6632 | 1605.1034 | -136.5512 | -5.6377 | -35.753 | -57.491 | 106.7345 | 0 | 0 | 0 | 0 | 35.85 | -7705.1022 | 0
1606.5 | 66.9375 | 0 | 0 | 11 | -10.6528 | 1606.1036 | -151.5538 | -5.6214 | -43.8632 | -41.1081 | 109.1764 | 0 | 0 | 0 | 0 | 35.85 | -7705.1022 | 0
1607.5 | 66.9792 | 0 | 0 | 10 | -10.6423 | 1607.1038 | -166.5564 | -5.605 | -49.3787 | -20.8171 | 110.6746 | 0 | 0 | 0 | 0 | 36.85 | -7947.3005 | 2371.87
1608.5 | 67.0208 | 0 | 0 | 10 | -10.6318 | 1608.1039 | 178.441 | -5.5887 | -51.0817 | 2.4704 | 111.0997 | 0 | 0 | 0 | 0 | 36.85 | -7947.3005 | 0
1609.5 | 67.0625 | 0 | 0 | 9 | -10.6213 | 1609.1041 | 163.4383 | -5.5724 | -48.4751 | 25.3368 | 110.4126 | 0 | 0 | 0 | 0 | 37.85 | -8190.9789 | 0
1610.5 | 67.1042 | 0 | 0 | 9 | -10.6108 | 1610.1043 | 148.4357 | -5.556 | -42.2905 | 44.7725 | 108.6729 | 0 | 0 | 0 | 0 | 37.85 | -8190.9789 | 0
1611.5 | 67.1458 | 0 | 0 | 9 | -10.6003 | 1611.1045 | 133.4331 | -5.5397 | -33.7699 | 60.3994 | 106.0265 | 0 | 0 | 0 | 0 | 37.85 | -8190.9789 | 0
1612.5 | 67.1875 | 0 | 0 | 9 | -10.5897 | 1612.1046 | 118.4304 | -5.5233 | -23.9248 | 73.2538 | 102.6807 | 0 | 0 | 0 | 0 | 37.85 | -8190.9789 | 0
1613.5 | 67.2292 | 0 | 0 | 9 | -10.5792 | 1613.1048 | 103.4278 | -5.507 | -13.4242 | 84.4841 | 98.8766 | 0 | 0 | 0 | 0 | 37.85 | -8190.9789 | 0
1614.5 | 67.2708 | 0 | 0 | 10 | -10.5686 | 1614.105 | 88.4252 | -5.4906 | -2.7241 | 84.9783 | 89.8535 | 0 | 0 | 0 | 0 | 36.85 | -7947.3005 | 0
1615.5 | 67.3125 | 0 | 27 | 10 | -10.5581 | 1615.1052 | 73.4225 | -5.4743 | 7.8039 | 74.3616 | 75.4558 | 0 | 25.1913 | 0.36173 | 25.5531 | 36.85 | -6828.4714 | 0
1616.5 | 67.3542 | 0 | 94 | 11 | -10.5475 | 1616.1053 | 58.4199 | -5.4579 | 17.7756 | 62.944 | 61.2517 | 0 | 87.7032 | 1.2594 | 88.9626 | 35.85 | -3809.9194 | 0
1617.5 | 67.3958 | 6 | 172 | 12 | -10.5369 | 1617.1055 | 43.4172 | -5.4416 | 26.7084 | 49.9897 | 47.4371 | 4.0584 | 160.4782 | 2.3044 | 166.8409 | 34.85 | -159.3334 | 0
1618.5 | 67.4375 | 6 | 173 | 12 | -10.5263 | 1618.1057 | 28.4146 | -5.4252 | 33.9485 | 34.8241 | 34.5009 | 4.9447 | 161.4112 | 2.3178 | 168.6737 | 34.85 | -79.0887 | 0
1619.5 | 67.4792 | 6 | 206 | 13 | -10.5157 | 1619.1059 | 13.4119 | -5.4089 | 38.672 | 17.2037 | 23.9291 | 5.4843 | 192.2006 | 2.7599 | 200.4448 | 33.85 | 1551.2325 | 0
1620.5 | 67.5208 | 24 | 283 | 14 | -10.5051 | 1620.106 | -1.5907 | -5.3925 | 40.104 | -2.0707 | 19.938 | 22.5615 | 264.0426 | 3.7915 | 290.3956 | 32.85 | 5727.4422 | 0
1621.5 | 67.5625 | 18 | 251 | 16 | -10.4945 | 1621.1062 | -16.5934 | -5.3761 | 37.9583 | -21.1373 | 25.791 | 16.207 | 234.1862 | 3.3628 | 253.7559 | 30.85 | 4594.2677 | 0
1622.5 | 67.6042 | 179 | 264 | 16 | -10.4838 | 1622.1064 | -31.596 | -5.3597 | 32.6557 | -38.285 | 37.0862 | 142.7935 | 246.3154 | 3.5369 | 392.6458 | 30.85 | 10675.4944 | 0
1623.5 | 67.6458 | 582 | 159 | 16 | -10.4732 | 1623.1066 | -46.5987 | -5.3434 | 25.0139 | -52.9658 | 50.2761 | 371.9495 | 148.349 | 2.1302 | 522.4287 | 30.85 | 16357.9757 | 0
1624.5 | 67.6875 | 561 | 101 | 15 | -10.4625 | 1624.1068 | -61.6014 | -5.327 | 15.8313 | -65.5597 | 64.1968 | 244.1932 | 94.2343 | 1.3531 | 339.7807 | 31.85 | 8126.0221 | 0
1625.5 | 67.7292 | 0 | 0 | 14 | -10.4518 | 1625.1069 | -76.604 | -5.3106 | 5.7237 | -76.7727 | 78.4509 | 0 | 0 | 0 | 0 | 32.85 | -6987.3884 | 0
1626.5 | 67.7708 | 0 | 0 | 13 | -10.4412 | 1626.1071 | -91.6067 | -5.2942 | -4.8514 | -87.3385 | 92.8722 | 0 | 0 | 0 | 0 | 33.85 | -7225.1462 | 0
1627.5 | 67.8125 | 0 | 0 | 12 | -10.4305 | 1627.1073 | -106.6094 | -5.2778 | -15.5172 | -82.0172 | 99.4844 | 0 | 0 | 0 | 0 | 34.85 | -7464.3841 | 0
1628.5 | 67.8542 | 0 | 0 | 12 | -10.4198 | 1628.1075 | -121.6121 | -5.2614 | -25.8903 | -70.4996 | 103.179 | 0 | 0 | 0 | 0 | 34.85 | -7464.3841 | 0
1629.5 | 67.8958 | 0 | 0 | 11 | -10.409 | 1629.1076 | -136.6147 | -5.2451 | -35.478 | -57.1376 | 106.3613 | 0 | 0 | 0 | 0 | 35.85 | -7705.1022 | 0
1630.5 | 67.9375 | 0 | 0 | 11 | -10.3983 | 1630.1078 | -151.6174 | -5.2287 | -43.5462 | -40.7757 | 108.7958 | 0 | 0 | 0 | 0 | 35.85 | -7705.1022 | 0
1631.5 | 67.9792 | 0 | 0 | 10 | -10.3876 | 1631.108 | -166.6201 | -5.2123 | -49.0147 | -20.571 | 110.2869 | 0 | 0 | 0 | 0 | 36.85 | -7947.3005 | 0
1632.5 | 68.0208 | 0 | 0 | 10 | -10.3768 | 1632.1082 | 178.3772 | -5.1959 | -50.6871 | 2.5514 | 110.7063 | 0 | 0 | 0 | 0 | 36.85 | -7947.3005 | 0
1633.5 | 68.0625 | 0 | 0 | 10 | -10.3661 | 1633.1084 | 163.3745 | -5.1795 | -48.0816 | 25.2469 | 110.0158 | 0 | 0 | 0 | 0 | 36.85 | -7947.3005 | 15972.6194
1634.5 | 68.1042 | 0 | 0 | 10 | -10.3553 | 1634.1085 | 148.3718 | -5.1631 | -41.919 | 44.5796 | 108.2748 | 0 | 0 | 0 | 0 | 36.85 | -7947.3005 | 733.8759
1635.5 | 68.1458 | 0 | 0 | 11 | -10.3445 | 1635.1087 | 133.3691 | -5.1466 | -33.4226 | 60.1655 | 105.6287 | 0 | 0 | 0 | 0 | 35.85 | -7705.1022 | 0
1636.5 | 68.1875 | 0 | 0 | 11 | -10.3337 | 1636.1089 | 118.3664 | -5.1302 | -23.595 | 73.0099 | 102.2838 | 0 | 0 | 0 | 0 | 35.85 | -7705.1022 | 0
1637.5 | 68.2292 | 0 | 0 | 11 | -10.3229 | 1637.1091 | 103.3637 | -5.1138 | -13.103 | 84.242 | 98.4805 | 0 | 0 | 0 | 0 | 35.85 | -7705.1022 | 0
1638.5 | 68.2708 | 0 | 0 | 10 | -10.3121 | 1638.1093 | 88.361 | -5.0974 | -2.4032 | 85.2145 | 89.6927 | 0 | 0 | 0 | 0 | 36.85 | -7947.3005 | 0
1639.5 | 68.3125 | 57 | 49 | 11 | -10.3013 | 1639.1094 | 73.3583 | -5.081 | 8.1326 | 74.5891 | 75.2829 | 14.4806 | 45.7176 | 0.65648 | 60.8547 | 35.85 | -5040.6081 | 0
1640.5 | 68.3542 | 327 | 127 | 13 | -10.2905 | 1640.1096 | 58.3556 | -5.0646 | 18.1192 | 63.1563 | 61.0588 | 158.2393 | 118.4926 | 1.7015 | 278.4334 | 33.85 | 4965.9268 | 0
1641.5 | 68.3958 | 52 | 191 | 14 | -10.2796 | 1641.1098 | 43.3529 | -5.0481 | 27.0723 | 50.1721 | 47.2114 | 35.3233 | 178.2054 | 2.5589 | 216.0877 | 32.85 | 2473.9066 | 0
1642.5 | 68.4375 | 507 | 216 | 14 | -10.2688 | 1642.11 | 28.3502 | -5.0317 | 34.3337 | 34.9483 | 34.2208 | 419.2263 | 201.5307 | 2.8939 | 623.6509 | 32.85 | 20318.8668 | 0
1643.5 | 68.4792 | 251 | 316 | 14 | -10.2579 | 1643.1102 | 13.3475 | -5.0153 | 39.0702 | 17.2303 | 23.5663 | 230.0661 | 294.832 | 4.2336 | 529.1317 | 32.85 | 16180.3886 | 0
1644.5 | 68.5208 | 12 | 199 | 15 | -10.2471 | 1644.1103 | -1.6552 | -4.9988 | 40.4958 | -2.1686 | 19.5509 | 11.3081 | 185.6695 | 2.6661 | 199.6438 | 31.85 | 1990.1953 | 0
1645.5 | 68.5625 | 103 | 300 | 16 | -10.2362 | 1645.1105 | -16.658 | -4.9824 | 38.3219 | -21.3462 | 25.5296 | 92.9434 | 279.9038 | 4.0192 | 376.8664 | 30.85 | 9984.6031 | 0
1646.5 | 68.6042 | 25 | 253 | 15 | -10.2253 | 1646.1107 | -31.6607 | -4.966 | 32.9796 | -38.5622 | 36.929 | 19.9845 | 236.0522 | 3.3896 | 259.4263 | 31.85 | 4607.7443 | 0
1647.5 | 68.6458 | 19 | 190 | 14 | -10.2144 | 1647.1109 | -46.6634 | -4.9495 | 25.2997 | -53.2734 | 50.1769 | 12.168 | 177.2724 | 2.5455 | 191.9859 | 32.85 | 1418.6217 | 0
1648.5 | 68.6875 | 28 | 131 | 14 | -10.2035 | 1648.1111 | -61.6661 | -4.9331 | 16.0875 | -65.878 | 64.1308 | 12.2169 | 122.2247 | 1.7551 | 136.1966 | 32.85 | -1024.0839 | 0
1649.5 | 68.7292 | 0 | 0 | 13 | -10.1926 | 1649.1113 | -76.6689 | -4.9167 | 5.9608 | -77.0955 | 78.4048 | 0 | 0 | 0 | 0 | 33.85 | -7225.1462 | 0
1650.5 | 68.7708 | 0 | 0 | 13 | -10.1816 | 1650.1114 | -91.6716 | -4.9002 | -4.6225 | -87.6668 | 92.8375 | 0 | 0 | 0 | 0 | 33.85 | -7225.1462 | 0
1651.5 | 68.8125 | 0 | 0 | 12 | -10.1707 | 1651.1116 | -106.6743 | -4.8838 | -15.2852 | -81.68 | 99.1206 | 0 | 0 | 0 | 0 | 34.85 | -7464.3841 | 0
1652.5 | 68.8542 | 0 | 0 | 12 | -10.1597 | 1652.1118 | -121.6771 | -4.8673 | -25.6429 | -70.1513 | 102.8109 | 0 | 0 | 0 | 0 | 34.85 | -7464.3841 | 0
1653.5 | 68.8958 | 0 | 0 | 11 | -10.1488 | 1653.112 | -136.6798 | -4.8508 | -35.2017 | -56.7839 | 105.9867 | 0 | 0 | 0 | 0 | 35.85 | -7705.1022 | 28360.9837
1654.5 | 68.9375 | 0 | 0 | 11 | -10.1378 | 1654.1122 | -151.6825 | -4.8344 | -43.2276 | -40.4438 | 108.4138 | 0 | 0 | 0 | 0 | 35.85 | -7705.1022 | 64264.1381
1655.5 | 68.9792 | 0 | 0 | 11 | -10.1268 | 1655.1124 | -166.6853 | -4.8179 | -48.6492 | -20.3256 | 109.8977 | 0 | 0 | 0 | 0 | 35.85 | -7705.1022 | 10885.2831
1656.5 | 69.0208 | 0 | 0 | 10 | -10.1158 | 1656.1125 | 178.312 | -4.8015 | -50.2908 | 2.6334 | 110.3114 | 0 | 0 | 0 | 0 | 36.85 | -7947.3005 | 91347.379
1657.5 | 69.0625 | 0 | 0 | 11 | -10.1048 | 1657.1127 | 163.3092 | -4.785 | -47.6861 | 25.16 | 109.6173 | 0 | 0 | 0 | 0 | 35.85 | -7705.1022 | 34315.3346
1658.5 | 69.1042 | 0 | 0 | 11 | -10.0938 | 1658.1129 | 148.3065 | -4.7685 | -41.5451 | 44.3898 | 107.875 | 0 | 0 | 0 | 0 | 35.85 | -7705.1022 | 733.8759
1659.5 | 69.1458 | 0 | 0 | 11 | -10.0828 | 1659.1131 | 133.3037 | -4.7521 | -33.0727 | 59.9339 | 105.2291 | 0 | 0 | 0 | 0 | 35.85 | -7705.1022 | 0
1660.5 | 69.1875 | 0 | 0 | 10 | -10.0718 | 1660.1133 | 118.3009 | -4.7356 | -23.2626 | 72.7674 | 101.8851 | 0 | 0 | 0 | 0 | 36.85 | -7947.3005 | 0
1661.5 | 69.2292 | 0 | 0 | 9 | -10.0607 | 1661.1135 | 103.2982 | -4.7191 | -12.7795 | 84.0005 | 98.0825 | 0 | 0 | 0 | 0 | 37.85 | -8190.9789 | 0
1662.5 | 69.2708 | 0 | 0 | 10 | -10.0497 | 1662.1136 | 88.2954 | -4.7026 | -2.08 | 85.4507 | 89.5302 | 0 | 0 | 0 | 0 | 36.85 | -7947.3005 | 0
1663.5 | 69.3125 | 38 | 50 | 10 | -10.0386 | 1663.1138 | 73.2927 | -4.6862 | 8.4633 | 74.8168 | 75.1088 | 9.7654 | 46.6506 | 0.66987 | 57.0859 | 36.85 | -5447.8199 | 0
1664.5 | 69.3542 | 222 | 134 | 12 | -10.0276 | 1664.114 | 58.2899 | -4.6697 | 18.4647 | 63.3693 | 60.865 | 108.0849 | 125.0237 | 1.7953 | 234.9038 | 34.85 | 2820.7682 | 0
1665.5 | 69.3958 | 405 | 179 | 13 | -10.0165 | 1665.1142 | 43.2871 | -4.6532 | 27.4381 | 50.3552 | 46.9855 | 276.2842 | 167.0093 | 2.3981 | 445.6916 | 33.85 | 12289.2459 | 0
1666.5 | 69.4375 | 395 | 251 | 14 | -10.0054 | 1666.1144 | 28.2843 | -4.6367 | 34.7208 | 35.0726 | 33.9407 | 327.6981 | 234.1862 | 3.3628 | 565.2471 | 32.85 | 17761.6836 | 0
1667.5 | 69.4792 | 24 | 229 | 14 | -9.9943 | 1667.1146 | 13.2816 | -4.6202 | 39.4702 | 17.2557 | 23.2026 | 22.0588 | 213.6599 | 3.068 | 238.7867 | 32.85 | 3467.7746 | 0
1668.5 | 69.5208 | 114 | 314 | 15 | -9.9832 | 1668.1147 | -1.7212 | -4.6037 | 40.8889 | -2.2697 | 19.1629 | 107.6832 | 292.966 | 4.2068 | 404.856 | 31.85 | 10975.3131 | 0
1669.5 | 69.5625 | 6 | 220 | 16 | -9.9721 | 1669.1149 | -16.724 | -4.5872 | 38.686 | -21.5596 | 25.2713 | 5.4258 | 205.2628 | 2.9474 | 213.636 | 30.85 | 2837.6369 | 0
1670.5 | 69.6042 | 43 | 256 | 16 | -9.9609 | 1670.1151 | -31.7268 | -4.5707 | 33.3036 | -38.8438 | 36.7755 | 34.4425 | 238.8513 | 3.4297 | 276.7235 | 30.85 | 5599.8901 | 0
1671.5 | 69.6458 | 6 | 164 | 16 | -9.9498 | 1671.1153 | -46.7295 | -4.5542 | 25.5852 | -53.5848 | 50.0808 | 3.8502 | 153.0141 | 2.1972 | 159.0615 | 30.85 | 448.1185 | 0
1672.5 | 69.6875 | 0 | 49 | 14 | -9.9387 | 1672.1155 | -61.7323 | -4.5377 | 16.3433 | -66.1993 | 64.0671 | 0 | 45.7176 | 0.65648 | 46.3741 | 32.85 | -4956.9208 | 0
1673.5 | 69.7292 | 0 | 0 | 14 | -9.9275 | 1673.1157 | -76.7351 | -4.5212 | 6.1978 | -77.4207 | 78.3604 | 0 | 0 | 0 | 0 | 32.85 | -6987.3884 | 0
1674.5 | 69.7708 | 0 | 0 | 13 | -9.9163 | 1674.1159 | -91.7379 | -4.5047 | -4.3934 | -87.9969 | 92.8038 | 0 | 0 | 0 | 0 | 33.85 | -7225.1462 | 0
1675.5 | 69.8125 | 0 | 0 | 13 | -9.9052 | 1675.116 | -106.7407 | -4.4882 | -15.0527 | -81.3415 | 98.7558 | 0 | 0 | 0 | 0 | 33.85 | -7225.1462 | 0
1676.5 | 69.8542 | 0 | 0 | 13 | -9.894 | 1676.1162 | -121.7435 | -4.4717 | -25.3947 | -69.8022 | 102.4417 | 0 | 0 | 0 | 0 | 33.85 | -7225.1462 | 5027.3954
1677.5 | 69.8958 | 0 | 0 | 13 | -9.8828 | 1677.1164 | -136.7463 | -4.4552 | -34.9241 | -56.4301 | 105.611 | 0 | 0 | 0 | 0 | 33.85 | -7225.1462 | 0
1678.5 | 69.9375 | 0 | 0 | 12 | -9.8716 | 1678.1166 | -151.7491 | -4.4387 | -42.9075 | -40.1126 | 108.0304 | 0 | 0 | 0 | 0 | 34.85 | -7464.3841 | 64878.1276
1679.5 | 69.9792 | 0 | 0 | 12 | -9.8604 | 1679.1168 | -166.7519 | -4.4222 | -48.2821 | -20.081 | 109.5071 | 0 | 0 | 0 | 0 | 34.85 | -7464.3841 | 26382.9661
1680.5 | 70.0208 | 0 | 0 | 12 | -9.8492 | 1680.117 | 178.2453 | -4.4057 | -49.893 | 2.7163 | 109.915 | 0 | 0 | 0 | 0 | 34.85 | -7464.3841 | 89951.6783
1681.5 | 70.0625 | 0 | 0 | 12 | -9.8379 | 1681.1172 | 163.2425 | -4.3891 | -47.2887 | 25.0758 | 109.2174 | 0 | 0 | 0 | 0 | 34.85 | -7464.3841 | 74069.9787
1682.5 | 70.1042 | 0 | 0 | 12 | -9.8267 | 1682.1174 | 148.2397 | -4.3726 | -41.1689 | 44.203 | 107.4736 | 0 | 0 | 0 | 0 | 34.85 | -7464.3841 | 0
1683.5 | 70.1458 | 0 | 0 | 12 | -9.8155 | 1683.1175 | 133.2369 | -4.3561 | -32.7204 | 59.7045 | 104.8278 | 0 | 0 | 0 | 0 | 34.85 | -7464.3841 | 51942.0742
1684.5 | 70.1875 | 0 | 0 | 12 | -9.8042 | 1684.1177 | 118.234 | -4.3396 | -22.9278 | 72.5263 | 101.4846 | 0 | 0 | 0 | 0 | 34.85 | -7464.3841 | 0
1685.5 | 70.2292 | 0 | 0 | 12 | -9.7929 | 1685.1179 | 103.2312 | -4.323 | -12.4537 | 83.7597 | 97.6828 | 0 | 0 | 0 | 0 | 34.85 | -7464.3841 | 0
1686.5 | 70.2708 | 0 | 0 | 12 | -9.7817 | 1686.1181 | 88.2284 | -4.3065 | -1.7548 | 85.6866 | 89.3658 | 0 | 0 | 0 | 0 | 34.85 | -7464.3841 | 0
1687.5 | 70.3125 | 0 | 22 | 12 | -9.7704 | 1687.1183 | 73.2256 | -4.29 | 8.7959 | 75.0449 | 74.9334 | 0 | 20.5263 | 0.29474 | 20.821 | 34.85 | -6552.7456 | 0
1688.5 | 70.3542 | 0 | 95 | 13 | -9.7591 | 1688.1185 | 58.2228 | -4.2734 | 18.8119 | 63.5828 | 60.6706 | 0 | 88.6362 | 1.2728 | 89.909 | 33.85 | -3288.5253 | 0
1689.5 | 70.3958 | 0 | 93 | 14 | -9.7478 | 1689.1187 | 43.2199 | -4.2569 | 27.8056 | 50.5389 | 46.7595 | 0 | 86.7702 | 1.246 | 88.0161 | 32.85 | -3133.6437 | 0
1690.5 | 70.4375 | 0 | 144 | 16 | -9.7365 | 1690.1189 | 28.2171 | -4.2403 | 35.1096 | 35.1972 | 33.6608 | 0 | 134.3538 | 1.9292 | 136.2831 | 30.85 | -549.2249 | 0
1691.5 | 70.4792 | 0 | 169 | 17 | -9.7251 | 1691.119 | 13.2143 | -4.2238 | 39.8719 | 17.2799 | 22.8381 | 0 | 157.6791 | 2.2642 | 159.9433 | 29.85 | 720.0452 | 0
1692.5 | 70.5208 | 0 | 134 | 17 | -9.7138 | 1692.1192 | -1.7885 | -4.2073 | 41.2833 | -2.374 | 18.7742 | 0 | 125.0237 | 1.7953 | 126.819 | 29.85 | -730.2888 | 0
1693.5 | 70.5625 | 0 | 109 | 16 | -9.7025 | 1693.1194 | -16.7914 | -4.1907 | 39.0507 | -21.7774 | 25.0166 | 0 | 101.6984 | 1.4603 | 103.1587 | 30.85 | -1999.5589 | 0
1694.5 | 70.6042 | 0 | 89 | 17 | -9.6911 | 1694.1196 | -31.7942 | -4.1742 | 33.6274 | -39.1298 | 36.6257 | 0 | 83.0381 | 1.1924 | 84.2305 | 29.85 | -2595.004 | 0
1695.5 | 70.6458 | 0 | 137 | 17 | -9.6798 | 1695.1198 | -46.7971 | -4.1576 | 25.8704 | -53.8999 | 49.9876 | 0 | 127.8227 | 1.8355 | 129.6582 | 29.85 | -605.9744 | 0
1696.5 | 70.6875 | 21 | 131 | 16 | -9.6684 | 1696.12 | -61.7999 | -4.141 | 16.5987 | -66.5235 | 64.0057 | 9.2039 | 122.2247 | 1.7551 | 133.1836 | 30.85 | -684.9317 | 0
1697.5 | 70.7292 | 0 | 0 | 16 | -9.657 | 1697.1202 | -76.8027 | -4.1245 | 6.4345 | -77.7481 | 78.3174 | 0 | 0 | 0 | 0 | 30.85 | -6516.3134 | 0
1698.5 | 70.7708 | 0 | 0 | 15 | -9.6457 | 1698.1204 | -91.8056 | -4.1079 | -4.1643 | -88.3287 | 92.771 | 0 | 0 | 0 | 0 | 31.85 | -6751.1108 | 0
1699.5 | 70.8125 | 0 | 0 | 14 | -9.6343 | 1699.1206 | -106.8084 | -4.0914 | -14.8198 | -81.0017 | 98.39 | 0 | 0 | 0 | 0 | 32.85 | -6987.3884 | 0
1700.5 | 70.8542 | 0 | 0 | 14 | -9.6229 | 1700.1208 | -121.8113 | -4.0748 | -25.1456 | -69.4524 | 102.0714 | 0 | 0 | 0 | 0 | 32.85 | -6987.3884 | 16031.579
1701.5 | 70.8958 | 0 | 0 | 14 | -9.6115 | 1701.1209 | -136.8141 | -4.0582 | -34.6452 | -56.0763 | 105.2341 | 0 | 0 | 0 | 0 | 32.85 | -6987.3884 | 30273.0117
1702.5 | 70.9375 | 0 | 0 | 13 | -9.6 | 1702.1211 | -151.817 | -4.0417 | -42.586 | -39.7824 | 107.6459 | 0 | 0 | 0 | 0 | 33.85 | -7225.1462 | 4401.1621
1703.5 | 70.9792 | 0 | 0 | 12 | -9.5886 | 1703.1213 | -166.8198 | -4.0251 | -47.9136 | -19.8375 | 109.1153 | 0 | 0 | 0 | 0 | 34.85 | -7464.3841 | 94671.3347
1704.5 | 71.0208 | 0 | 0 | 11 | -9.5772 | 1704.1215 | 178.1773 | -4.0085 | -49.4938 | 2.8 | 109.5173 | 0 | 0 | 0 | 0 | 35.85 | -7705.1022 | 15392.7379
1705.5 | 71.0625 | 0 | 0 | 11 | -9.5657 | 1705.1217 | 163.1744 | -3.992 | -46.8897 | 24.9942 | 108.816 | 0 | 0 | 0 | 0 | 35.85 | -7705.1022 | 64356.7232
1706.5 | 71.1042 | 0 | 0 | 11 | -9.5543 | 1706.1219 | 148.1716 | -3.9754 | -40.7906 | 44.019 | 107.0707 | 0 | 0 | 0 | 0 | 35.85 | -7705.1022 | 64847.28
1707.5 | 71.1458 | 0 | 0 | 13 | -9.5428 | 1707.1221 | 133.1687 | -3.9588 | -32.3658 | 59.4772 | 104.425 | 0 | 0 | 0 | 0 | 33.85 | -7225.1462 | 37867.7887
1708.5 | 71.1875 | 0 | 0 | 14 | -9.5314 | 1708.1223 | 118.1658 | -3.9422 | -22.5908 | 72.2864 | 101.0826 | 0 | 0 | 0 | 0 | 32.85 | -6987.3884 | 21316.5644
1709.5 | 71.2292 | 0 | 0 | 13 | -9.5199 | 1709.1225 | 103.163 | -3.9257 | -12.1259 | 83.5196 | 97.2815 | 0 | 0 | 0 | 0 | 33.85 | -7225.1462 | 0
1710.5 | 71.2708 | 0 | 0 | 14 | -9.5084 | 1710.1227 | 88.1601 | -3.9091 | -1.4277 | 85.9225 | 89.1999 | 0 | 0 | 0 | 0 | 32.85 | -6987.3884 | 0
1711.5 | 71.3125 | 0 | 26 | 14 | -9.4969 | 1711.1229 | 73.1572 | -3.8925 | 9.1302 | 75.2732 | 74.7569 | 0 | 24.2583 | 0.34833 | 24.6067 | 32.85 | -5909.9974 | 0
1712.5 | 71.3542 | 0 | 50 | 16 | -9.4854 | 1712.123 | 58.1544 | -3.8759 | 19.1607 | 63.797 | 60.4757 | 0 | 46.6506 | 0.66987 | 47.3205 | 30.85 | -4444.4077 | 0
1713.5 | 71.3958 | 0 | 83 | 16 | -9.4739 | 1713.1232 | 43.1515 | -3.8593 | 28.1746 | 50.7235 | 46.5335 | 0 | 77.4401 | 1.112 | 78.552 | 30.85 | -3076.9499 | 0
1714.5 | 71.4375 | 0 | 100 | 14 | -9.4624 | 1714.1234 | 28.1486 | -3.8427 | 35.4999 | 35.3221 | 33.3813 | 0 | 93.3013 | 1.3397 | 94.641 | 32.85 | -2843.5769 | 0
1715.5 | 71.4792 | 0 | 111 | 14 | -9.4509 | 1715.1236 | 13.1457 | -3.8261 | 40.275 | 17.3031 | 22.473 | 0 | 103.5644 | 1.4871 | 105.0515 | 32.85 | -2387.7577 | 0
1716.5 | 71.5208 | 0 | 128 | 14 | -9.4393 | 1716.1238 | -1.8572 | -3.8095 | 41.6788 | -2.4814 | 18.3849 | 0 | 119.4256 | 1.7149 | 121.1405 | 32.85 | -1683.3097 | 0
1717.5 | 71.5625 | 18 | 257 | 16 | -9.4278 | 1717.124 | -16.8601 | -3.7929 | 39.4158 | -21.9996 | 24.7654 | 16.3445 | 239.7843 | 3.4431 | 259.572 | 30.85 | 4848.9202 | 0
1718.5 | 71.6042 | 0 | 157 | 17 | -9.4162 | 1718.1242 | -31.8629 | -3.7763 | 33.9511 | -39.4201 | 36.4798 | 0 | 146.483 | 2.1034 | 148.5864 | 29.85 | 222.7878 | 0
1719.5 | 71.6458 | 0 | 144 | 17 | -9.4047 | 1719.1244 | -46.8658 | -3.7597 | 26.155 | -54.2185 | 49.8974 | 0 | 134.3538 | 1.9292 | 136.2831 | 29.85 | -315.9076 | 0
1720.5 | 71.6875 | 14 | 131 | 16 | -9.3931 | 1720.1246 | -61.8687 | -3.7431 | 16.8537 | -66.8505 | 63.9466 | 6.1489 | 122.2247 | 1.7551 | 130.1287 | 30.85 | -818.6924 | 0
1721.5 | 71.7292 | 0 | 0 | 13 | -9.3815 | 1721.1248 | -76.8716 | -3.7265 | 6.6709 | -78.0777 | 78.2761 | 0 | 0 | 0 | 0 | 33.85 | -7225.1462 | 0
1722.5 | 71.7708 | 0 | 0 | 13 | -9.3699 | 1722.125 | -91.8745 | -3.7099 | -3.9352 | -88.6622 | 92.739 | 0 | 0 | 0 | 0 | 33.85 | -7225.1462 | 0
1723.5 | 71.8125 | 0 | 0 | 12 | -9.3583 | 1723.1252 | -106.8774 | -3.6933 | -14.5865 | -80.6607 | 98.0233 | 0 | 0 | 0 | 0 | 34.85 | -7464.3841 | 0
1724.5 | 71.8542 | 0 | 0 | 12 | -9.3467 | 1724.1254 | -121.8803 | -3.6767 | -24.8957 | -69.1021 | 101.7002 | 0 | 0 | 0 | 0 | 34.85 | -7464.3841 | 7284.5093
1725.5 | 71.8958 | 0 | 0 | 11 | -9.3351 | 1725.1255 | -136.8832 | -3.6601 | -34.3652 | -55.7228 | 104.8562 | 0 | 0 | 0 | 0 | 35.85 | -7705.1022 | 43743.2474
1726.5 | 71.9375 | 0 | 0 | 11 | -9.3235 | 1726.1257 | -151.8861 | -3.6435 | -42.263 | -39.4532 | 107.2604 | 0 | 0 | 0 | 0 | 35.85 | -7705.1022 | 86617.9273
1727.5 | 71.9792 | 0 | 0 | 10 | -9.3119 | 1727.1259 | -166.889 | -3.6269 | -47.5438 | -19.595 | 108.7223 | 0 | 0 | 0 | 0 | 36.85 | -7947.3005 | 64334.229
1728.5 | 72.0208 | 0 | 0 | 11 | -9.3003 | 1728.1261 | 178.1081 | -3.6102 | -49.0933 | 2.8842 | 109.1184 | 0 | 0 | 0 | 0 | 35.85 | -7705.1022 | 16650.4486
1729.5 | 72.0625 | 0 | 0 | 9 | -9.2886 | 1729.1263 | 163.1052 | -3.5936 | -46.489 | 24.9151 | 108.4133 | 0 | 0 | 0 | 0 | 37.85 | -8190.9789 | 12647.8696
1730.5 | 72.1042 | 0 | 0 | 11 | -9.277 | 1730.1265 | 148.1022 | -3.577 | -40.4103 | 43.8379 | 106.6664 | 0 | 0 | 0 | 0 | 35.85 | -7705.1022 | 5478.1425
1731.5 | 72.1458 | 0 | 0 | 9 | -9.2653 | 1731.1267 | 133.0993 | -3.5604 | -32.0091 | 59.252 | 104.0208 | 0 | 0 | 0 | 0 | 37.85 | -8190.9789 | 45050.6084
1732.5 | 72.1875 | 0 | 0 | 9 | -9.2536 | 1732.1269 | 118.0964 | -3.5437 | -22.2517 | 72.0479 | 100.6791 | 0 | 0 | 0 | 0 | 37.85 | -8190.9789 | 26729.8883
1733.5 | 72.2292 | 0 | 0 | 9 | -9.242 | 1733.1271 | 103.0935 | -3.5271 | -11.7961 | 83.2802 | 96.8788 | 0 | 0 | 0 | 0 | 37.85 | -8190.9789 | 0
1734.5 | 72.2708 | 35 | 0 | 9 | -9.2303 | 1734.1273 | 88.0906 | -3.5105 | -1.0988 | 86.1582 | 89.0324 | 0.59104 | 0 | 0 | 0.59104 | 37.85 | -8165.1006 | 0
1735.5 | 72.3125 | 5 | 52 | 10 | -9.2186 | 1735.1275 | 73.0877 | -3.4939 | 9.4661 | 75.5019 | 74.5796 | 1.3295 | 48.5167 | 0.69667 | 50.5428 | 36.85 | -5734.3071 | 0
1736.5 | 72.3542 | 11 | 120 | 11 | -9.2069 | 1736.1277 | 58.0847 | -3.4772 | 19.511 | 64.0118 | 60.2805 | 5.4533 | 111.9615 | 1.6077 | 119.0225 | 35.85 | -2493.7587 | 0
1737.5 | 72.3958 | 238 | 220 | 11 | -9.1952 | 1737.1279 | 43.0818 | -3.4606 | 28.545 | 50.9088 | 46.3078 | 164.4065 | 205.2628 | 2.9474 | 372.6167 | 35.85 | 8609.743 | 0
1738.5 | 72.4375 | 449 | 242 | 14 | -9.1835 | 1738.1281 | 28.0789 | -3.4439 | 35.8917 | 35.4474 | 33.1024 | 376.1256 | 225.7891 | 3.2422 | 605.1569 | 32.85 | 19509.1157 | 0
1739.5 | 72.4792 | 30 | 219 | 14 | -9.1718 | 1739.1283 | 13.0759 | -3.4273 | 40.6795 | 17.3252 | 22.1076 | 27.7944 | 204.3298 | 2.934 | 235.0582 | 32.85 | 3304.5218 | 0
1740.5 | 72.5208 | 500 | 324 | 16 | -9.16 | 1740.1285 | -1.927 | -3.4107 | 42.0752 | -2.5919 | 17.9953 | 475.5409 | 302.2961 | 4.3408 | 782.1778 | 30.85 | 27730.9653 | 0
1741.5 | 72.5625 | 103 | 304 | 17 | -9.1483 | 1741.1287 | -16.9299 | -3.394 | 39.7812 | -22.226 | 24.5181 | 93.7125 | 283.6359 | 4.0728 | 381.4212 | 29.85 | 10417.3471 | 0
1742.5 | 72.6042 | 0 | 157 | 17 | -9.1366 | 1742.1289 | -31.9329 | -3.3774 | 34.2745 | -39.7145 | 36.3377 | 0 | 146.483 | 2.1034 | 148.5864 | 29.85 | 222.7878 | 0
1743.5 | 72.6458 | 0 | 121 | 16 | -9.1248 | 1743.1291 | -46.9358 | -3.3607 | 26.4392 | -54.5405 | 49.8103 | 0 | 112.8945 | 1.6211 | 114.5156 | 30.85 | -1502.3015 | 0
1744.5 | 72.6875 | 0 | 77 | 16 | -9.1131 | 1744.1292 | -61.9387 | -3.3441 | 17.1082 | -67.18 | 63.8896 | 0 | 71.842 | 1.0316 | 72.8736 | 30.85 | -3325.5786 | 0
1745.5 | 72.7292 | 0 | 0 | 14 | -9.1013 | 1745.1294 | -76.9417 | -3.3274 | 6.907 | -78.4093 | 78.2362 | 0 | 0 | 0 | 0 | 32.85 | -6987.3884 | 0
1746.5 | 72.7708 | 0 | 0 | 14 | -9.0895 | 1746.1296 | -91.9446 | -3.3108 | -3.706 | -88.9971 | 92.7079 | 0 | 0 | 0 | 0 | 32.85 | -6987.3884 | 0
1747.5 | 72.8125 | 0 | 0 | 12 | -9.0777 | 1747.1298 | -106.9476 | -3.2941 | -14.3527 | -80.3188 | 97.6558 | 0 | 0 | 0 | 0 | 34.85 | -7464.3841 | 0
1748.5 | 72.8542 | 0 | 0 | 12 | -9.066 | 1748.13 | -121.9505 | -3.2775 | -24.645 | -68.7513 | 101.3281 | 0 | 0 | 0 | 0 | 34.85 | -7464.3841 | 29082.5032
1749.5 | 72.8958 | 0 | 0 | 11 | -9.0542 | 1749.1302 | -136.9535 | -3.2608 | -34.084 | -55.3697 | 104.4774 | 0 | 0 | 0 | 0 | 35.85 | -7705.1022 | 56096.5726
1750.5 | 72.9375 | 0 | 0 | 11 | -9.0424 | 1750.1304 | -151.9564 | -3.2442 | -41.9387 | -39.1253 | 106.8738 | 0 | 0 | 0 | 0 | 35.85 | -7705.1022 | 12666.8499
1751.5 | 72.9792 | 0 | 0 | 11 | -9.0306 | 1751.1306 | -166.9594 | -3.2275 | -47.1727 | -19.3539 | 108.3282 | 0 | 0 | 0 | 0 | 35.85 | -7705.1022 | 33815.2769
1752.5 | 73.0208 | 0 | 0 | 12 | -9.0187 | 1752.1308 | 178.0377 | -3.2109 | -48.6916 | 2.9688 | 108.7184 | 0 | 0 | 0 | 0 | 34.85 | -7464.3841 | 73523.3199
1753.5 | 73.0625 | 0 | 0 | 12 | -9.0069 | 1753.131 | 163.0347 | -3.1942 | -46.0869 | 24.8383 | 108.0095 | 0 | 0 | 0 | 0 | 34.85 | -7464.3841 | 60269.5992
1754.5 | 73.1042 | 0 | 0 | 11 | -8.9951 | 1754.1312 | 148.0318 | -3.1775 | -40.0283 | 43.6594 | 106.261 | 0 | 0 | 0 | 0 | 35.85 | -7705.1022 | 22842.9651
1755.5 | 73.1458 | 0 | 0 | 9 | -8.9832 | 1755.1314 | 133.0288 | -3.1609 | -31.6504 | 59.029 | 103.6153 | 0 | 0 | 0 | 0 | 37.85 | -8190.9789 | 40978.8673
1756.5 | 73.1875 | 0 | 0 | 9 | -8.9714 | 1756.1316 | 118.0259 | -3.1442 | -21.9107 | 71.8108 | 100.2744 | 0 | 0 | 0 | 0 | 37.85 | -8190.9789 | 24974.4592
1757.5 | 73.2292 | 0 | 0 | 8 | -8.9595 | 1757.1318 | 103.0229 | -3.1275 | -11.4645 | 83.0414 | 96.4747 | 0 | 0 | 0 | 0 | 38.85 | -8436.1375 | 0
1758.5 | 73.2708 | 80 | 1 | 8 | -8.9477 | 1758.132 | 88.0199 | -3.1109 | -0.76838 | 86.3938 | 88.8636 | 1.5866 | 0.93301 | 0.013397 | 2.533 | 38.85 | -8325.2303 | 0
1759.5 | 73.3125 | 394 | 55 | 9 | -8.9358 | 1759.1322 | 73.017 | -3.0942 | 9.8034 | 75.7308 | 74.4015 | 105.9446 | 51.3157 | 0.73686 | 157.9972 | 37.85 | -1273.1479 | 0
1760.5 | 73.3542 | 140 | 149 | 11 | -8.9239 | 1760.1324 | 58.014 | -3.0775 | 19.8625 | 64.2273 | 60.0851 | 69.8198 | 139.0189 | 1.9962 | 210.8349 | 35.85 | 1526.2017 | 0
1761.5 | 73.3958 | 23 | 134 | 12 | -8.9121 | 1761.1326 | 43.011 | -3.0608 | 28.9167 | 51.0949 | 46.0825 | 15.9533 | 125.0237 | 1.7953 | 142.7723 | 34.85 | -1213.1692 | 0
1762.5 | 73.4375 | 467 | 235 | 13 | -8.9002 | 1762.1328 | 28.008 | -3.0442 | 36.2848 | 35.5731 | 32.8242 | 392.4377 | 219.258 | 3.1484 | 614.8441 | 33.85 | 19695.5088 | 0
1763.5 | 73.4792 | 113 | 251 | 14 | -8.8883 | 1763.133 | 13.0051 | -3.0275 | 41.0852 | 17.3463 | 21.7419 | 104.9614 | 234.1862 | 3.3628 | 342.5103 | 32.85 | 8009.2623 | 0
1764.5 | 73.5208 | 548 | 270 | 15 | -8.8764 | 1764.1332 | -1.9979 | -3.0108 | 42.4725 | -2.7054 | 17.6055 | 522.3326 | 251.9134 | 3.6173 | 777.8634 | 31.85 | 27307.2626 | 0
1765.5 | 73.5625 | 462 | 272 | 13 | -8.8645 | 1765.1334 | -17.0009 | -2.9941 | 40.1469 | -22.4567 | 24.2749 | 421.1516 | 253.7795 | 3.6441 | 678.5752 | 33.85 | 22485.9436 | 0
1766.5 | 73.6042 | 0 | 150 | 13 | -8.8526 | 1766.1336 | -32.0039 | -2.9774 | 34.5976 | -40.013 | 36.1995 | 0 | 139.9519 | 2.0096 | 141.9615 | 33.85 | -1009.429 | 0
1767.5 | 73.6458 | 502 | 212 | 13 | -8.8406 | 1767.1338 | -47.0068 | -2.9608 | 26.7227 | -54.8658 | 49.7261 | 324.5139 | 197.7987 | 2.8403 | 525.1529 | 33.85 | 15768.4202 | 0
1768.5 | 73.6875 | 28 | 125 | 12 | -8.8287 | 1768.134 | -62.0098 | -2.9441 | 17.3621 | -67.5121 | 63.8348 | 12.3469 | 116.6266 | 1.6747 | 130.6482 | 34.85 | -1744.016 | 0
1769.5 | 73.7292 | 0 | 0 | 12 | -8.8168 | 1769.1342 | -77.0128 | -2.9274 | 7.1429 | -78.7427 | 78.1977 | 0 | 0 | 0 | 0 | 34.85 | -7464.3841 | 0
1770.5 | 73.7708 | 0 | 0 | 9 | -8.8048 | 1770.1344 | -92.0158 | -2.9107 | -3.4768 | -89.3333 | 92.6774 | 0 | 0 | 0 | 0 | 37.85 | -8190.9789 | 0
1771.5 | 73.8125 | 0 | 0 | 8 | -8.7929 | 1771.1346 | -107.0188 | -2.894 | -14.1186 | -79.9761 | 97.2875 | 0 | 0 | 0 | 0 | 38.85 | -8436.1375 | 0
1772.5 | 73.8542 | 0 | 0 | 8 | -8.7809 | 1772.1348 | -122.0218 | -2.8773 | -24.3935 | -68.4004 | 100.9552 | 0 | 0 | 0 | 0 | 38.85 | -8436.1375 | 0
1773.5 | 73.8958 | 0 | 0 | 8 | -8.7689 | 1773.135 | -137.0248 | -2.8606 | -33.8017 | -55.0172 | 104.0978 | 0 | 0 | 0 | 0 | 38.85 | -8436.1375 | 0
1774.5 | 73.9375 | 0 | 0 | 8 | -8.757 | 1774.1352 | -152.0278 | -2.8439 | -41.6132 | -38.7989 | 106.4863 | 0 | 0 | 0 | 0 | 38.85 | -8436.1375 | 0
1775.5 | 73.9792 | 0 | 0 | 8 | -8.745 | 1775.1354 | -167.0308 | -2.8272 | -46.8004 | -19.1142 | 107.9333 | 0 | 0 | 0 | 0 | 38.85 | -8436.1375 | 0
1776.5 | 74.0208 | 0 | 0 | 8 | -8.733 | 1776.1356 | 177.9663 | -2.8105 | -48.2889 | 3.0537 | 108.3174 | 0 | 0 | 0 | 0 | 38.85 | -8436.1375 | 0
1777.5 | 74.0625 | 0 | 0 | 8 | -8.721 | 1777.1358 | 162.9633 | -2.7938 | -45.6836 | 24.7638 | 107.6046 | 0 | 0 | 0 | 0 | 38.85 | -8436.1375 | 0
1778.5 | 74.1042 | 0 | 0 | 8 | -8.709 | 1778.136 | 147.9603 | -2.7771 | -39.6446 | 43.4836 | 105.8544 | 0 | 0 | 0 | 0 | 38.85 | -8436.1375 | 0
1779.5 | 74.1458 | 0 | 0 | 8 | -8.697 | 1779.1362 | 132.9573 | -2.7604 | -31.29 | 58.808 | 103.2087 | 0 | 0 | 0 | 0 | 38.85 | -8436.1375 | 0
1780.5 | 74.1875 | 0 | 0 | 7 | -8.685 | 1780.1364 | 117.9543 | -2.7437 | -21.5679 | 71.5749 | 99.8684 | 0 | 0 | 0 | 0 | 39.85 | -8682.7763 | 0
1781.5 | 74.2292 | 0 | 0 | 7 | -8.673 | 1781.1366 | 102.9512 | -2.727 | -11.1313 | 82.8033 | 96.0694 | 0 | 0 | 0 | 0 | 39.85 | -8682.7763 | 0
1782.5 | 74.2708 | 54 | 2 | 7 | -8.661 | 1782.1368 | 87.9482 | -2.7103 | -0.43651 | 86.6292 | 88.6936 | 1.2312 | 1.866 | 0.026795 | 3.124 | 39.85 | -8545.9929 | 0
1783.5 | 74.3125 | 214 | 62 | 8 | -8.6489 | 1783.137 | 72.9452 | -2.6936 | 10.1419 | 75.9601 | 74.2227 | 58.1863 | 57.8468 | 0.83064 | 116.8638 | 38.85 | -3319.3137 | 0
1784.5 | 74.3542 | 353 | 128 | 9 | -8.6369 | 1784.1372 | 57.9422 | -2.6769 | 20.2152 | 64.4435 | 59.8897 | 177.0881 | 119.4256 | 1.7149 | 298.2286 | 37.85 | 4866.819 | 0
1785.5 | 74.3958 | 232 | 237 | 11 | -8.6249 | 1785.1374 | 42.9392 | -2.6602 | 29.2895 | 51.282 | 45.8578 | 161.5745 | 221.124 | 3.1752 | 385.8737 | 35.85 | 9190.1907 | 0
1786.5 | 74.4375 | 24 | 191 | 12 | -8.6128 | 1786.1376 | 27.9362 | -2.6435 | 36.679 | 35.6994 | 32.547 | 20.2308 | 178.2054 | 2.5589 | 200.9951 | 34.85 | 1336.0917 | 0
1787.5 | 74.4792 | 579 | 304 | 12 | -8.6007 | 1787.1378 | 12.9332 | -2.6268 | 41.492 | 17.3666 | 21.3763 | 539.1686 | 283.6359 | 4.0728 | 826.8773 | 34.85 | 28740.0419 | 0
1788.5 | 74.5208 | 42 | 239 | 14 | -8.5887 | 1788.138 | -2.0698 | -2.61 | 42.8706 | -2.8218 | 17.2156 | 40.1183 | 222.99 | 3.202 | 266.3103 | 32.85 | 4672.8815 | 0
1789.5 | 74.5625 | 340 | 312 | 14 | -8.5766 | 1789.1382 | -17.0728 | -2.5933 | 40.5126 | -22.6915 | 24.0359 | 310.5189 | 291.1 | 4.18 | 605.7988 | 32.85 | 19537.2224 | 0
1790.5 | 74.6042 | 518 | 207 | 13 | -8.5645 | 1790.1384 | -32.0759 | -2.5766 | 34.9202 | -40.3155 | 36.0653 | 418.7233 | 193.1336 | 2.7733 | 614.6302 | 33.85 | 19686.1442 | 0
1791.5 | 74.6458 | 387 | 187 | 13 | -8.5525 | 1791.1386 | -47.0789 | -2.5599 | 27.0056 | -55.1942 | 49.645 | 250.5911 | 174.4734 | 2.5053 | 427.5698 | 33.85 | 11495.7905 | 0
1792.5 | 74.6875 | 436 | 127 | 13 | -8.5404 | 1792.1388 | -62.0819 | -2.5432 | 17.6155 | -67.8465 | 63.7821 | 192.6189 | 118.4926 | 1.7015 | 312.813 | 33.85 | 6471.2191 | 0
1793.5 | 74.7292 | 0 | 63 | 12 | -8.5283 | 1793.139 | -77.0849 | -2.5265 | 7.3783 | -79.0777 | 78.1606 | 0 | 58.7798 | 0.84404 | 59.6238 | 34.85 | -4853.7829 | 0
1794.5 | 74.7708 | 0 | 0 | 9 | -8.5162 | 1794.1392 | -92.088 | -2.5097 | -3.2477 | -89.6708 | 92.6476 | 0 | 0 | 0 | 0 | 37.85 | -8190.9789 | 0
1795.5 | 74.8125 | 0 | 0 | 8 | -8.5041 | 1795.1394 | -107.091 | -2.493 | -13.8841 | -79.6327 | 96.9187 | 0 | 0 | 0 | 0 | 38.85 | -8436.1375 | 0
1796.5 | 74.8542 | 0 | 0 | 7.1 | -8.492 | 1796.1396 | -122.094 | -2.4763 | -24.1413 | -68.0494 | 100.5817 | 0 | 0 | 0 | 0 | 39.75 | -8658.0458 | 25586.5806
1797.5 | 74.8958 | 0 | 0 | 6 | -8.4798 | 1797.1398 | -137.097 | -2.4596 | -33.5182 | -54.6654 | 103.7174 | 0 | 0 | 0 | 0 | 40.85 | -8930.8952 | 56067.5759
1798.5 | 74.9375 | 0 | 0 | 4 | -8.4677 | 1798.14 | -152.1001 | -2.4428 | -41.2864 | -38.474 | 106.0981 | 0 | 0 | 0 | 0 | 42.85 | -9431.5736 | 28970.8528
1799.5 | 74.9792 | 0 | 0 | 4 | -8.4556 | 1799.1402 | -167.1031 | -2.4261 | -46.4271 | -18.8761 | 107.5375 | 0 | 0 | 0 | 0 | 42.85 | -9431.5736 | 75882.2653
1800.5 | 75.0208 | 0 | 0 | 3 | -8.4434 | 1800.1404 | 177.8939 | -2.4094 | -47.8852 | 3.1387 | 107.9155 | 0 | 0 | 0 | 0 | 43.85 | -9684.1331 | 102849.0348
1801.5 | 75.0625 | 0 | 0 | 3 | -8.4313 | 1801.1406 | 162.8908 | -2.3926 | -45.2791 | 24.6913 | 107.1988 | 0 | 0 | 0 | 0 | 43.85 | -9684.1331 | 41506.6236
1802.5 | 75.1042 | 0 | 0 | 2 | -8.4191 | 1802.1408 | 147.8878 | -2.3759 | -39.2595 | 43.3103 | 105.4469 | 0 | 0 | 0 | 0 | 44.85 | -9938.1727 | 23741.0048
1803.5 | 75.1458 | 0 | 0 | 2 | -8.407 | 1803.141 | 132.8847 | -2.3592 | -30.9279 | 58.589 | 102.801 | 0 | 0 | 0 | 0 | 44.85 | -9938.1727 | 4659.5198
1804.5 | 75.1875 | 0 | 0 | 2 | -8.3948 | 1804.1412 | 117.8817 | -2.3424 | -21.2235 | 71.3404 | 99.4615 | 0 | 0 | 0 | 0 | 44.85 | -9938.1727 | 0
1805.5 | 75.2292 | 0 | 0 | 1 | -8.3827 | 1805.1414 | 102.8787 | -2.3257 | -10.7967 | 82.5659 | 95.6631 | 0 | 0 | 0 | 0 | 45.85 | -10193.6925 | 0
1806.5 | 75.2708 | 92 | 2 | 1 | -8.3705 | 1806.1416 | 87.8756 | -2.309 | -0.10337 | 86.8645 | 88.5224 | 2.3723 | 1.866 | 0.026795 | 4.2651 | 45.85 | -10006.9458 | 0
1807.5 | 75.3125 | 410 | 58 | 4 | -8.3583 | 1807.1418 | 72.8726 | -2.2922 | 10.4815 | 76.1897 | 74.0435 | 112.7124 | 54.1147 | 0.77705 | 167.6042 | 42.85 | -2093.1059 | 0
1808.5 | 75.3542 | 208 | 152 | 7 | -8.3461 | 1808.142 | 57.8695 | -2.2755 | 20.5688 | 64.6604 | 59.6944 | 104.9593 | 141.8179 | 2.0364 | 248.8136 | 39.85 | 2211.4096 | 0
1809.5 | 75.3958 | 436 | 196 | 9 | -8.3339 | 1809.1422 | 42.8665 | -2.2587 | 29.6632 | 51.47 | 45.6338 | 304.8692 | 182.8705 | 2.6259 | 490.3656 | 37.85 | 13279.4448 | 0
1810.5 | 75.4375 | 727 | 171 | 11 | -8.3217 | 1810.1424 | 27.8634 | -2.242 | 37.0742 | 35.8262 | 32.2711 | 614.7012 | 159.5452 | 2.291 | 776.5373 | 35.85 | 26295.2124 | 0
1811.5 | 75.4792 | 334 | 322 | 12 | -8.3095 | 1811.1426 | 12.8604 | -2.2253 | 41.8998 | 17.3861 | 21.011 | 311.793 | 300.4301 | 4.314 | 616.537 | 34.85 | 19530.3937 | 0
1812.5 | 75.5208 | 30 | 266 | 13 | -8.2973 | 1812.1428 | -2.1427 | -2.2085 | 43.2693 | -2.9411 | 16.8259 | 28.7157 | 248.1814 | 3.5637 | 280.4608 | 33.85 | 5054.6936 | 0
1813.5 | 75.5625 | 12 | 267 | 11 | -8.2851 | 1813.143 | -17.1457 | -2.1918 | 40.8783 | -22.9304 | 23.8013 | 10.9794 | 249.1144 | 3.5771 | 263.6709 | 35.85 | 3839.6026 | 0
1814.5 | 75.6042 | 12 | 210 | 12 | -8.2729 | 1814.1433 | -32.1488 | -2.175 | 35.2423 | -40.6218 | 35.9352 | 9.7162 | 195.9327 | 2.8135 | 208.4623 | 34.85 | 1663.0382 | 0
1815.5 | 75.6458 | 457 | 197 | 12 | -8.2607 | 1815.1435 | -47.1518 | -2.1583 | 27.2878 | -55.5256 | 49.5668 | 296.3925 | 183.8035 | 2.6393 | 482.8353 | 34.85 | 13676.3296 | 0
1816.5 | 75.6875 | 573 | 108 | 12 | -8.2484 | 1816.1437 | -62.1549 | -2.1415 | 17.8682 | -68.1831 | 63.7315 | 253.5976 | 100.7654 | 1.4469 | 355.8099 | 34.85 | 8114.5799 | 0
1817.5 | 75.7292 | 338 | 97 | 11 | -8.2362 | 1817.1439 | -77.1579 | -2.1248 | 7.6134 | -79.4144 | 78.1248 | 69.5539 | 90.5022 | 1.2996 | 161.3557 | 35.85 | -640.2224 | 0
1818.5 | 75.7708 | 0 | 0 | 10 | -8.224 | 1818.1441 | -92.161 | -2.108 | -3.0185 | -89.9908 | 92.6092 | 0 | 0 | 0 | 0 | 36.85 | -7947.3005 | 0
1819.5 | 75.8125 | 0 | 0 | 9 | -8.2117 | 1819.1443 | -107.1641 | -2.0913 | -13.6492 | -79.2888 | 96.5493 | 0 | 0 | 0 | 0 | 37.85 | -8190.9789 | 0
1820.5 | 75.8542 | 0 | 0 | 7.1 | -8.1995 | 1820.1445 | -122.1671 | -2.0745 | -23.8883 | -67.6984 | 100.2075 | 0 | 0 | 0 | 0 | 39.75 | -8658.0458 | 0
1821.5 | 75.8958 | 0 | 0 | 5.1 | -8.1872 | 1821.1447 | -137.1702 | -2.0578 | -33.2338 | -54.3146 | 103.3364 | 0 | 0 | 0 | 0 | 41.75 | -9155.4678 | 2998.8648
1822.5 | 75.9375 | 0 | 0 | 3 | -8.175 | 1822.1449 | -152.1733 | -2.041 | -40.9584 | -38.1508 | 105.7092 | 0 | 0 | 0 | 0 | 43.85 | -9684.1331 | 4570.1845
1823.5 | 75.9792 | 0 | 0 | 3 | -8.1627 | 1823.1451 | -167.1763 | -2.0243 | -46.0528 | -18.6398 | 107.141 | 0 | 0 | 0 | 0 | 43.85 | -9684.1331 | 6803.2332
1824.5 | 76.0208 | 0 | 0 | 2 | -8.1504 | 1824.1453 | 177.8206 | -2.0075 | -47.4808 | 3.2237 | 107.5129 | 0 | 0 | 0 | 0 | 44.85 | -9938.1727 | 2029.2981
1825.5 | 76.0625 | 0 | 0 | 2 | -8.1381 | 1825.1455 | 162.8175 | -1.9907 | -44.8736 | 24.6208 | 106.7922 | 0 | 0 | 0 | 0 | 44.85 | -9938.1727 | 6102.3908
1826.5 | 76.1042 | 0 | 0 | 3 | -8.1258 | 1826.1457 | 147.8145 | -1.974 | -38.8731 | 43.1395 | 105.0386 | 0 | 0 | 0 | 0 | 43.85 | -9684.1331 | 0
1827.5 | 76.1458 | 0 | 0 | 3 | -8.1136 | 1827.1459 | 132.8114 | -1.9572 | -30.5643 | 58.3721 | 102.3926 | 0 | 0 | 0 | 0 | 43.85 | -9684.1331 | 0
1828.5 | 76.1875 | 0 | 0 | 4 | -8.1013 | 1828.1461 | 117.8083 | -1.9405 | -20.8777 | 71.1071 | 99.0536 | 0 | 0 | 0 | 0 | 42.85 | -9431.5736 | 0
1829.5 | 76.2292 | 0 | 0 | 6 | -8.089 | 1829.1463 | 102.8052 | -1.9237 | -10.4607 | 82.3291 | 95.2559 | 0 | 0 | 0 | 0 | 40.85 | -8930.8952 | 0
1830.5 | 76.2708 | 64 | 3 | 6 | -8.0767 | 1830.1465 | 87.8022 | -1.9069 | 0.23088 | 87.0997 | 88.3503 | 1.8425 | 2.799 | 0.040192 | 4.6817 | 40.85 | -8725.9089 | 0
1831.5 | 76.3125 | 438 | 49 | 7 | -8.0643 | 1831.1467 | 72.7991 | -1.8902 | 10.8221 | 76.4197 | 73.8638 | 121.7294 | 45.7176 | 0.65648 | 168.1035 | 39.85 | -1322.4453 | 0
1832.5 | 76.3542 | 624 | 82 | 8 | -8.052 | 1832.1469 | 57.796 | -1.8734 | 20.9233 | 64.8781 | 59.4994 | 316.7099 | 76.507 | 1.0986 | 394.3156 | 38.85 | 8828.7797 | 0
1833.5 | 76.3958 | 558 | 183 | 11 | -8.0397 | 1833.1471 | 42.7929 | -1.8566 | 30.0377 | 51.659 | 45.4108 | 391.7265 | 170.7413 | 2.4517 | 564.9196 | 35.85 | 17029.6305 | 0
1834.5 | 76.4375 | 41 | 242 | 11 | -8.0274 | 1834.1473 | 27.7898 | -1.8399 | 37.4702 | 35.9538 | 31.9966 | 34.7713 | 225.7891 | 3.2422 | 263.8025 | 35.85 | 3845.3646 | 0
1835.5 | 76.4792 | 101 | 328 | 12 | -8.015 | 1835.1475 | 12.7868 | -1.8231 | 42.3084 | 17.4049 | 20.6461 | 94.5134 | 306.0282 | 4.3944 | 404.9359 | 34.85 | 10265.5411 | 0
1836.5 | 76.5208 | 391 | 311 | 14 | -8.0027 | 1836.1478 | -2.2163 | -1.8063 | 43.6684 | -3.0632 | 16.4366 | 375.0212 | 290.167 | 4.1666 | 669.3548 | 32.85 | 22319.9905 | 0
1837.5 | 76.5625 | 292 | 316 | 16 | -7.9904 | 1837.148 | -17.2194 | -1.7896 | 41.2439 | -23.1733 | 23.5713 | 267.6365 | 294.832 | 4.2336 | 566.7021 | 30.85 | 18296.4655 | 0
1838.5 | 76.6042 | 68 | 272 | 15 | -7.978 | 1838.1482 | -32.2225 | -1.7728 | 35.5638 | -40.9319 | 35.8091 | 55.146 | 253.7795 | 3.6441 | 312.5696 | 31.85 | 6934.5993 | 0
1839.5 | 76.6458 | 374 | 211 | 14.2 | -7.9657 | 1839.1484 | -47.2256 | -1.756 | 27.5692 | -55.86 | 49.4915 | 242.9355 | 196.8657 | 2.8269 | 442.6281 | 32.65 | 12440.2425 | 0
1840.5 | 76.6875 | 502 | 117 | 13.9 | -7.9533 | 1840.1486 | -62.2287 | -1.7392 | 18.1202 | -68.5217 | 63.6829 | 222.5561 | 109.1625 | 1.5675 | 333.286 | 32.95 | 7581.6719 | 0
1841.5 | 76.7292 | 252 | 99 | 13.6 | -7.941 | 1841.1488 | -77.2318 | -1.7225 | 7.8481 | -79.7525 | 78.0903 | 52.0054 | 92.3683 | 1.3263 | 145.7 | 33.25 | -702.9088 | 0
1842.5 | 76.7708 | 0 | 0 | 12.8 | -7.9286 | 1842.149 | -92.2349 | -1.7057 | -2.7895 | -89.6515 | 92.2413 | 0 | 0 | 0 | 0 | 34.05 | -7272.8753 | 0
1843.5 | 76.8125 | 0 | 0 | 11.4 | -7.9162 | 1843.1492 | -107.2379 | -1.6889 | -13.4141 | -78.9446 | 96.1794 | 0 | 0 | 0 | 0 | 35.45 | -7608.6373 | 0
1844.5 | 76.8542 | 0 | 0 | 10.2 | -7.9038 | 1844.1494 | -122.241 | -1.6721 | -23.6346 | -67.3478 | 99.8329 | 0 | 0 | 0 | 0 | 36.65 | -7898.7424 | 0
1845.5 | 76.8958 | 0 | 0 | 8.4 | -7.8915 | 1845.1496 | -137.2441 | -1.6554 | -32.9483 | -53.9647 | 102.9548 | 0 | 0 | 0 | 0 | 38.45 | -8337.8964 | 0
1846.5 | 76.9375 | 0 | 0 | 7 | -7.8791 | 1846.1498 | -152.2472 | -1.6386 | -40.6294 | -37.8295 | 105.3197 | 0 | 0 | 0 | 0 | 39.85 | -8682.7763 | 4789.8573
1847.5 | 76.9792 | 0 | 0 | 6 | -7.8667 | 1847.15 | -167.2503 | -1.6218 | -45.6776 | -18.4053 | 106.7439 | 0 | 0 | 0 | 0 | 40.85 | -8930.8952 | 32605.1335
1848.5 | 77.0208 | 0 | 0 | 6 | -7.8543 | 1848.1502 | 177.7466 | -1.605 | -47.0756 | 3.3085 | 107.1096 | 0 | 0 | 0 | 0 | 40.85 | -8930.8952 | 28071.9221
1849.5 | 77.0625 | 0 | 0 | 6 | -7.8419 | 1849.1504 | 162.7435 | -1.5882 | -44.4673 | 24.5521 | 106.385 | 0 | 0 | 0 | 0 | 40.85 | -8930.8952 | 44425.8724
1850.5 | 77.1042 | 0 | 0 | 6 | -7.8295 | 1850.1506 | 147.7404 | -1.5715 | -38.4855 | 42.9711 | 104.6295 | 0 | 0 | 0 | 0 | 40.85 | -8930.8952 | 55726.7404
1851.5 | 77.1458 | 0 | 0 | 6 | -7.8171 | 1851.1508 | 132.7373 | -1.5547 | -30.1995 | 58.157 | 101.9833 | 0 | 0 | 0 | 0 | 40.85 | -8930.8952 | 29092.7386
1852.5 | 77.1875 | 0 | 0 | 6 | -7.8047 | 1852.1511 | 117.7342 | -1.5379 | -20.5306 | 70.8752 | 98.6451 | 0 | 0 | 0 | 0 | 40.85 | -8930.8952 | 26359.8241
1853.5 | 77.2292 | 0 | 0 | 7 | -7.7922 | 1853.1513 | 102.7311 | -1.5211 | -10.1237 | 82.0931 | 94.848 | 0 | 0 | 0 | 0 | 39.85 | -8682.7763 | 0
1854.5 | 77.2708 | 0 | 1 | 7 | -7.7798 | 1854.1515 | 87.728 | -1.5043 | 0.56607 | 87.3347 | 88.1774 | 0 | 0.93301 | 0.013397 | 0.94641 | 39.85 | -8641.3382 | 0
1855.5 | 77.3125 | 0 | 36 | 8 | -7.7674 | 1855.1517 | 72.7248 | -1.4875 | 11.1634 | 76.65 | 73.684 | 0 | 33.5885 | 0.48231 | 34.0708 | 38.85 | -6944.3654 | 0
1856.5 | 77.3542 | 0 | 108 | 9 | -7.755 | 1856.1519 | 57.7217 | -1.4708 | 21.2783 | 65.0966 | 59.3047 | 0 | 100.7654 | 1.4469 | 102.2123 | 37.85 | -3715.6625 | 0
1857.5 | 77.3958 | 0 | 78 | 9.6 | -7.7425 | 1857.1521 | 42.7186 | -1.454 | 30.4127 | 51.849 | 45.1889 | 0 | 72.775 | 1.045 | 73.82 | 37.25 | -4812.4213 | 0
1858.5 | 77.4375 | 0 | 100 | 10 | -7.7301 | 1858.1523 | 27.7155 | -1.4372 | 37.8669 | 36.0821 | 31.7237 | 0 | 93.3013 | 1.3397 | 94.641 | 36.85 | -3803.489 | 0
1859.5 | 77.4792 | 0 | 117 | 10 | -7.7176 | 1859.1525 | 12.7124 | -1.4204 | 42.7177 | 17.4231 | 20.2819 | 0 | 109.1625 | 1.5675 | 110.73 | 36.85 | -3099.041 | 0
1860.5 | 77.5208 | 0 | 116 | 10 | -7.7052 | 1860.1527 | -2.2907 | -1.4036 | 44.0679 | -3.1879 | 16.0477 | 0 | 108.2295 | 1.5541 | 109.7836 | 36.85 | -3140.4792 | 0
1861.5 | 77.5625 | 0 | 109 | 11 | -7.6927 | 1861.1529 | -17.2938 | -1.3868 | 41.6093 | -23.4201 | 23.3461 | 0 | 101.6984 | 1.4603 | 103.1587 | 35.85 | -3188.3477 | 0
1862.5 | 77.6042 | 0 | 122 | 11 | -7.6803 | 1862.1531 | -32.2969 | -1.37 | 35.8846 | -41.2455 | 35.6871 | 0 | 113.8275 | 1.6345 | 115.462 | 35.85 | -2649.6522 | 0
1863.5 | 77.6458 | 0 | 112 | 10 | -7.6678 | 1863.1533 | -47.3 | -1.3532 | 27.8498 | -56.197 | 49.4192 | 0 | 104.4974 | 1.5005 | 105.9979 | 36.85 | -3306.2316 | 0
1864.5 | 77.6875 | 0 | 111 | 10 | -7.6554 | 1864.1535 | -62.3032 | -1.3364 | 18.3716 | -68.8623 | 63.6363 | 0 | 103.5644 | 1.4871 | 105.0515 | 36.85 | -3347.6697 | 0
1865.5 | 77.7292 | 0 | 26 | 11 | -7.6429 | 1865.1538 | -77.3063 | -1.3197 | 8.0823 | -80.0918 | 78.0569 | 0 | 24.2583 | 0.34833 | 24.6067 | 35.85 | -6627.7112 | 0
1866.5 | 77.7708 | 0 | 0 | 11 | -7.6304 | 1866.154 | -92.3094 | -1.3029 | -2.5605 | -89.3114 | 91.8731 | 0 | 0 | 0 | 0 | 35.85 | -7705.1022 | 0
1867.5 | 77.8125 | 0 | 0 | 10 | -7.6179 | 1867.1542 | -107.3125 | -1.2861 | -13.1786 | -78.6001 | 95.8092 | 0 | 0 | 0 | 0 | 36.85 | -7947.3005 | 730.6595
1868.5 | 77.8542 | 0 | 0 | 10 | -7.6054 | 1868.1544 | -122.3156 | -1.2693 | -23.3802 | -66.9975 | 99.4579 | 0 | 0 | 0 | 0 | 36.85 | -7947.3005 | 26172.9447
1869.5 | 77.8958 | 0 | 0 | 9 | -7.593 | 1869.1546 | -137.3188 | -1.2525 | -32.6619 | -53.6162 | 102.5729 | 0 | 0 | 0 | 0 | 37.85 | -8190.9789 | 3311.0283
1870.5 | 77.9375 | 0 | 0 | 9 | -7.5805 | 1870.1548 | -152.3219 | -1.2357 | -40.2994 | -37.5103 | 104.9298 | 0 | 0 | 0 | 0 | 37.85 | -8190.9789 | 2274.9933
1871.5 | 77.9792 | 0 | 0 | 9 | -7.568 | 1871.155 | -167.325 | -1.2189 | -45.3016 | -18.1728 | 106.3463 | 0 | 0 | 0 | 0 | 37.85 | -8190.9789 | 19821.601
1872.5 | 78.0208 | 0 | 0 | 9 | -7.5555 | 1872.1552 | 177.6719 | -1.2021 | -46.6699 | 3.3931 | 106.7059 | 0 | 0 | 0 | 0 | 37.85 | -8190.9789 | 29990.4226
1873.5 | 78.0625 | 0 | 0 | 9 | -7.543 | 1873.1554 | 162.6687 | -1.1853 | -44.0603 | 24.4851 | 105.9772 | 0 | 0 | 0 | 0 | 37.85 | -8190.9789 | 74183.8013
1874.5 | 78.1042 | 0 | 0 | 9 | -7.5305 | 1874.1556 | 147.6656 | -1.1685 | -38.0969 | 42.8049 | 104.2199 | 0 | 0 | 0 | 0 | 37.85 | -8190.9789 | 79691.3983
1875.5 | 78.1458 | 0 | 0 | 9 | -7.5179 | 1875.1558 | 132.6625 | -1.1517 | -29.8335 | 57.9439 | 101.5735 | 0 | 0 | 0 | 0 | 37.85 | -8190.9789 | 19351.4421
1876.5 | 78.1875 | 0 | 0 | 9 | -7.5054 | 1876.156 | 117.6594 | -1.1349 | -20.1824 | 70.6445 | 98.2359 | 0 | 0 | 0 | 0 | 37.85 | -8190.9789 | 0
1877.5 | 78.2292 | 0 | 0 | 8 | -7.4929 | 1877.1563 | 102.6562 | -1.1181 | -9.7856 | 81.8576 | 94.4394 | 0 | 0 | 0 | 0 | 38.85 | -8436.1375 | 0
1878.5 | 78.2708 | 81 | 7 | 8 | -7.4804 | 1878.1565 | 87.6531 | -1.1013 | 0.90206 | 87.5696 | 88.0037 | 2.8216 | 6.5311 | 0.093782 | 9.4465 | 38.85 | -8022.529 | 0
1879.5 | 78.3125 | 163 | 74 | 10 | -7.4679 | 1879.1567 | 72.65 | -1.0845 | 11.5053 | 76.8806 | 73.5041 | 46.2833 | 69.0429 | 0.99141 | 116.3177 | 36.85 | -2854.386 | 0
1880.5 | 78.3542 | 445 | 132 | 11 | -7.4553 | 1880.1569 | 57.6468 | -1.0677 | 21.6339 | 65.3159 | 59.1107 | 228.4545 | 123.1577 | 1.7685 | 353.3806 | 35.85 | 7767.498 | 0
1881.5 | 78.3958 | 559 | 173 | 12 | -7.4428 | 1881.1571 | 42.6437 | -1.0509 | 30.7883 | 52.0402 | 44.9682 | 395.4918 | 161.4112 | 2.3178 | 559.2207 | 34.85 | 17020.8277 | 0
1882.5 | 78.4375 | 112 | 292 | 11.9 | -7.4302 | 1882.1573 | 27.6406 | -1.0341 | 38.2641 | 36.2113 | 31.4527 | 95.5439 | 272.4397 | 3.9121 | 371.8957 | 34.95 | 8794.8852 | 0
1883.5 | 78.4792 | 448 | 291 | 12 | -7.4177 | 1883.1575 | 12.6374 | -1.0173 | 43.1275 | 17.4408 | 19.9187 | 421.1992 | 271.5067 | 3.8987 | 696.6046 | 34.85 | 23036.1121 | 0
1884.5 | 78.5208 | 680 | 236 | 13 | -7.4052 | 1884.1577 | -2.3657 | -1.0005 | 44.4677 | -3.3154 | 15.6596 | 654.7601 | 220.191 | 3.1618 | 878.1129 | 33.85 | 31222.6037 | 0
1885.5 | 78.5625 | 152 | 325 | 14 | -7.3926 | 1885.1579 | -17.3688 | -0.98366 | 41.9743 | -23.6707 | 23.1259 | 139.7859 | 303.2291 | 4.3542 | 447.3692 | 32.85 | 12600.4572 | 0
1886.5 | 78.6042 | 62 | 295 | 13 | -7.3801 | 1886.1581 | -32.372 | -0.96686 | 36.2046 | -41.5627 | 35.5692 | 50.4317 | 275.2387 | 3.9523 | 329.6227 | 33.85 | 7207.2235 | 0
1887.5 | 78.6458 | 19 | 207 | 11 | -7.3675 | 1887.1583 | -47.3751 | -0.95005 | 28.1295 | -56.5367 | 49.3498 | 12.3773 | 193.1336 | 2.7733 | 208.2842 | 35.85 | 1414.5231 | 0
1888.5 | 78.6875 | 7 | 136 | 12 | -7.3549 | 1888.1586 | -62.3783 | -0.93325 | 18.6222 | -69.2047 | 63.5916 | 3.1134 | 126.8897 | 1.8221 | 131.8251 | 34.85 | -1692.4835 | 0
1889.5 | 78.7292 | 115 | 104 | 10 | -7.3424 | 1889.1588 | -77.3814 | -0.91644 | 8.3161 | -80.4323 | 78.0247 | 23.8614 | 97.0333 | 1.3933 | 122.2881 | 36.85 | -2592.9759 | 0
1890.5 | 78.7708 | 0 | 0 | 10 | -7.3298 | 1890.159 | -92.3845 | -0.89963 | -2.3316 | -88.9708 | 91.5046 | 0 | 0 | 0 | 0 | 36.85 | -7947.3005 | 0
1891.5 | 78.8125 | 0 | 0 | 9 | -7.3172 | 1891.1592 | -107.3877 | -0.88283 | -12.9428 | -78.2555 | 95.4388 | 0 | 0 | 0 | 0 | 37.85 | -8190.9789 | 0
1892.5 | 78.8542 | 0 | 0 | 9 | -7.3047 | 1892.1594 | -122.3908 | -0.86602 | -23.1251 | -66.6479 | 99.0826 | 0 | 0 | 0 | 0 | 37.85 | -8190.9789 | 31728.1325
1893.5 | 78.8958 | 0 | 0 | 9 | -7.2921 | 1893.1596 | -137.394 | -0.84921 | -32.3745 | -53.269 | 102.1906 | 0 | 0 | 0 | 0 | 37.85 | -8190.9789 | 61717.5708
1894.5 | 78.9375 | 0 | 0 | 9 | -7.2795 | 1894.1598 | -152.3971 | -0.8324 | -39.9684 | -37.1932 | 104.5395 | 0 | 0 | 0 | 0 | 37.85 | -8190.9789 | 91116.1163
1895.5 | 78.9792 | 0 | 0 | 9 | -7.2669 | 1895.16 | -167.4003 | -0.81559 | -44.925 | -17.9424 | 105.9484 | 0 | 0 | 0 | 0 | 37.85 | -8190.9789 | 106516.0284
1896.5 | 79.0208 | 0 | 0 | 9 | -7.2543 | 1896.1602 | 177.5966 | -0.79878 | -46.2637 | 3.4772 | 106.3017 | 0 | 0 | 0 | 0 | 37.85 | -8190.9789 | 107179.4949
1897.5 | 79.0625 | 0 | 0 | 8 | -7.2417 | 1897.1604 | 162.5934 | -0.78197 | -43.6527 | 24.4197 | 105.5691 | 0 | 0 | 0 | 0 | 38.85 | -8436.1375 | 17616.7254
1898.5 | 79.1042 | 0 | 0 | 8 | -7.2291 | 1898.1606 | 147.5903 | -0.76516 | -37.7076 | 42.641 | 103.8099 | 0 | 0 | 0 | 0 | 38.85 | -8436.1375 | 7756.5109
1899.5 | 79.1458 | 0 | 0 | 8 | -7.2165 | 1899.1609 | 132.5871 | -0.74835 | -29.4666 | 57.7326 | 101.1633 | 0 | 0 | 0 | 0 | 38.85 | -8436.1375 | 0
1900.5 | 79.1875 | 0 | 0 | 8 | -7.2039 | 1900.1611 | 117.584 | -0.73154 | -19.8333 | 70.415 | 97.8262 | 0 | 0 | 0 | 0 | 38.85 | -8436.1375 | 0
1901.5 | 79.2292 | 0 | 0 | 7.9 | -7.1913 | 1901.1613 | 102.5808 | -0.71473 | -9.4468 | 81.6229 | 94.0304 | 0 | 0 | 0 | 0 | 38.95 | -8460.7348 | 0
1902.5 | 79.2708 | 30 | 6 | 7.9 | -7.1787 | 1902.1615 | 87.5777 | -0.69792 | 1.2387 | 87.8043 | 87.8295 | 1.1362 | 5.5981 | 0.080385 | 6.8146 | 38.95 | -8162.3592 | 0
1903.5 | 79.3125 | 0 | 37 | 9 | -7.1661 | 1903.1617 | 72.5745 | -0.6811 | 11.8477 | 77.1116 | 73.3242 | 0 | 34.5215 | 0.49571 | 35.0172 | 37.85 | -6657.7687 | 0
1904.5 | 79.3542 | 0 | 66 | 9 | -7.1535 | 1904.1619 | 57.5714 | -0.66429 | 21.9898 | 65.536 | 58.9174 | 0 | 61.5788 | 0.88423 | 62.4631 | 37.85 | -5456.0633 | 0
1905.5 | 79.3958 | 17 | 201 | 10 | -7.1409 | 1905.1621 | 42.5682 | -0.64748 | 31.1641 | 52.2325 | 44.749 | 12.0734 | 187.5356 | 2.6929 | 202.3018 | 36.85 | 910.3864 | 0
1906.5 | 79.4375 | 6 | 214 | 11 | -7.1282 | 1906.1623 | 27.5651 | -0.63066 | 38.6616 | 36.3414 | 31.1838 | 5.1331 | 199.6647 | 2.8671 | 207.6648 | 35.85 | 1387.403 | 0
1907.5 | 79.4792 | 6 | 224 | 12 | -7.1156 | 1907.1625 | 12.5619 | -0.61385 | 43.5378 | 17.4581 | 19.5567 | 5.6539 | 208.9948 | 3.001 | 217.6497 | 34.85 | 2065.3053 | 0
1908.5 | 79.5208 | 0 | 195 | 12 | -7.103 | 1908.1628 | -2.4413 | -0.59704 | 44.8676 | -3.4453 | 15.2723 | 0 | 181.9375 | 2.6125 | 184.55 | 34.85 | 616.0483 | 0
1909.5 | 79.5625 | 6 | 219 | 12 | -7.0904 | 1909.163 | -17.4444 | -0.58022 | 42.3389 | -23.925 | 22.9108 | 5.5267 | 204.3298 | 2.934 | 212.7905 | 34.85 | 1852.5456 | 0
1910.5 | 79.6042 | 0 | 142 | 12 | -7.0777 | 1910.1632 | -32.4476 | -0.56341 | 36.5238 | -41.8832 | 35.4554 | 0 | 132.4878 | 1.9024 | 134.3902 | 34.85 | -1580.1718 | 0
1911.5 | 79.6458 | 0 | 89 | 13 | -7.0651 | 1911.1634 | -47.4507 | -0.54659 | 28.4083 | -56.8788 | 49.2833 | 0 | 83.0381 | 1.1924 | 84.2305 | 33.85 | -3537.154 | 0
1912.5 | 79.6875 | 0 | 64 | 13 | -7.0524 | 1912.1636 | -62.4539 | -0.52978 | 18.872 | -69.5486 | 63.5489 | 0 | 59.7128 | 0.85744 | 60.5703 | 33.85 | -4573.1068 | 0
1913.5 | 79.7292 | 51 | 107 | 13 | -7.0398 | 1913.1638 | -77.457 | -0.51296 | 8.5495 | -80.7737 | 77.9935 | 10.6092 | 99.8324 | 1.4335 | 111.875 | 33.85 | -2326.751 | 0
1914.5 | 79.7708 | 0 | 0 | 12 | -7.0272 | 1914.164 | -92.4602 | -0.49614 | -2.1028 | -88.6297 | 91.1361 | 0 | 0 | 0 | 0 | 34.85 | -7464.3841 | 0
1915.5 | 79.8125 | 0 | 0 | 11 | -7.0145 | 1915.1642 | -107.4634 | -0.47933 | -12.7067 | -77.9111 | 95.0682 | 0 | 0 | 0 | 0 | 35.85 | -7705.1022 | 0
1916.5 | 79.8542 | 0 | 0 | 11 | -7.0019 | 1916.1644 | -122.4665 | -0.46251 | -22.8695 | -66.2989 | 98.707 | 0 | 0 | 0 | 0 | 35.85 | -7705.1022 | 0
1917.5 | 79.8958 | 0 | 0 | 11 | -6.9892 | 1917.1646 | -137.4697 | -0.4457 | -32.0863 | -52.9233 | 101.808 | 0 | 0 | 0 | 0 | 35.85 | -7705.1022 | 0
1918.5 | 79.9375 | 0 | 0 | 11 | -6.9765 | 1918.1649 | -152.4729 | -0.42888 | -39.6366 | -36.8785 | 104.149 | 0 | 0 | 0 | 0 | 35.85 | -7705.1022 | 5507.7128
1919.5 | 79.9792 | 0 | 0 | 11 | -6.9639 | 1919.1651 | -167.476 | -0.41206 | -44.5477 | -17.7142 | 105.5501 | 0 | 0 | 0 | 0 | 35.85 | -7705.1022 | 0
1920.5 | 80.0208 | 0 | 0 | 11 | -6.9512 | 1920.1653 | 177.5208 | -0.39524 | -45.8573 | 3.5609 | 105.8973 | 0 | 0 | 0 | 0 | 35.85 | -7705.1022 | 3930.9805
1921.5 | 80.0625 | 0 | 0 | 12 | -6.9386 | 1921.1655 | 162.5176 | -0.37843 | -43.2448 | 24.3557 | 105.1606 | 0 | 0 | 0 | 0 | 34.85 | -7464.3841 | 2271.3634
1922.5 | 80.1042 | 0 | 0 | 12 | -6.9259 | 1922.1657 | 147.5145 | -0.36161 | -37.3175 | 42.4792 | 103.3996 | 0 | 0 | 0 | 0 | 34.85 | -7464.3841 | 5511.5421
1923.5 | 80.1458 | 0 | 0 | 12 | -6.9132 | 1923.1659 | 132.5113 | -0.34479 | -29.0988 | 57.5232 | 100.7527 | 0 | 0 | 0 | 0 | 34.85 | -7464.3841 | 0
1924.5 | 80.1875 | 0 | 0 | 12 | -6.9005 | 1924.1661 | 117.5081 | -0.32797 | -19.4834 | 70.1868 | 97.4162 | 0 | 0 | 0 | 0 | 34.85 | -7464.3841 | 0
1925.5 | 80.2292 | 0 | 0 | 12 | -6.8879 | 1925.1663 | 102.505 | -0.31116 | -9.1073 | 81.3888 | 93.6211 | 0 | 0 | 0 | 0 | 34.85 | -7464.3841 | 0
1926.5 | 80.2708 | 0 | 3 | 12 | -6.8752 | 1926.1665 | 87.5018 | -0.29434 | 1.5757 | 88.039 | 87.6549 | 0 | 2.799 | 0.040192 | 2.8392 | 34.85 | -7340.0698 | 0
1927.5 | 80.3125 | 0 | 30 | 10 | -6.8625 | 1927.1668 | 72.4986 | -0.27752 | 12.1904 | 77.343 | 73.1446 | 0 | 27.9904 | 0.40192 | 28.3923 | 36.85 | -6704.157 | 0
1928.5 | 80.3542 | 0 | 85 | 9 | -6.8498 | 1928.167 | 57.4955 | -0.2607 | 22.3459 | 65.757 | 58.725 | 0 | 79.3061 | 1.1388 | 80.4449 | 37.85 | -4668.7392 | 0
1929.5 | 80.3958 | 0 | 110 | 9 | -6.8371 | 1929.1672 | 42.4923 | -0.24388 | 31.54 | 52.426 | 44.5315 | 0 | 102.6314 | 1.4737 | 104.1051 | 37.85 | -3632.7863 | 0
1930.5 | 80.4375 | 12 | 216 | 10 | -6.8245 | 1930.1674 | 27.4891 | -0.22706 | 39.0594 | 36.4725 | 30.9172 | 10.2949 | 201.5307 | 2.8939 | 214.7195 | 36.85 | 1454.0906 | 0
1931.5 | 80.4792 | 90 | 335 | 11 | -6.8118 | 1931.1676 | 12.4859 | -0.21024 | 43.9483 | 17.475 | 19.1961 | 84.9959 | 312.5593 | 4.4881 | 402.0433 | 35.85 | 9898.1693 | 0
1932.5 | 80.5208 | 48 | 331 | 13 | -6.7991 | 1932.1678 | -2.5172 | -0.19342 | 45.2675 | -3.5778 | 14.8862 | 46.389 | 308.8272 | 4.4346 | 359.6508 | 33.85 | 8521.9905 | 0
1933.5 | 80.5625 | 182 | 334 | 11 | -6.7864 | 1933.168 | -17.5204 | -0.17661 | 42.703 | -24.1829 | 22.7011 | 167.9006 | 311.6262 | 4.4748 | 484.0016 | 35.85 | 13486.674 | 0
1934.5 | 80.6042 | 375 | 271 | 11 | -6.7737 | 1934.1682 | -32.5236 | -0.15979 | 36.842 | -42.207 | 35.3458 | 305.8782 | 252.8464 | 3.6307 | 562.3554 | 35.85 | 16917.3579 | 0
1935.5 | 80.6458 | 234 | 226 | 13 | -6.761 | 1935.1685 | -47.5268 | -0.14297 | 28.686 | -57.2232 | 49.2196 | 152.8398 | 210.8609 | 3.0278 | 366.7285 | 33.85 | 8831.8869 | 0
1936.5 | 80.6875 | 469 | 158 | 11 | -6.7483 | 1936.1687 | -62.5299 | -0.12615 | 19.121 | -69.8941 | 63.5079 | 209.209 | 147.416 | 2.1168 | 358.7418 | 35.85 | 8002.2369 | 0
1937.5 | 80.7292 | 0 | 66 | 10 | -6.7356 | 1937.1689 | -77.5331 | -0.10933 | 8.7823 | -81.116 | 77.9633 | 0 | 61.5788 | 0.88423 | 62.4631 | 36.85 | -5212.3849 | 0
1938.5 | 80.7708 | 0 | 0 | 8 | -6.7229 | 1938.1691 | -92.5363 | -0.092508 | -1.8741 | -88.2882 | 90.7675 | 0 | 0 | 0 | 0 | 38.85 | -8436.1375 | 0
1939.5 | 80.8125 | 0 | 0 | 8 | -6.7102 | 1939.1693 | -107.5395 | -0.075689 | -12.4704 | -77.5668 | 94.6975 | 0 | 0 | 0 | 0 | 38.85 | -8436.1375 | 0
1940.5 | 80.8542 | 0 | 0 | 7 | -6.6974 | 1940.1695 | -122.5426 | -0.058869 | -22.6132 | -65.9508 | 98.3314 | 0 | 0 | 0 | 0 | 39.85 | -8682.7763 | 0
1941.5 | 80.8958 | 0 | 0 | 8 | -6.6847 | 1941.1697 | -137.5458 | -0.042049 | -31.7973 | -52.5793 | 101.4254 | 0 | 0 | 0 | 0 | 38.85 | -8436.1375 | 39726.6355
1942.5 | 80.9375 | 0 | 0 | 7 | -6.672 | 1942.1699 | -152.549 | -0.02523 | -39.304 | -36.5662 | 103.7583 | 0 | 0 | 0 | 0 | 39.85 | -8682.7763 | 0
1943.5 | 80.9792 | 0 | 0 | 7 | -6.6593 | 1943.1701 | -167.5522 | -0.0084099 | -44.17 | -17.4884 | 105.1518 | 0 | 0 | 0 | 0 | 39.85 | -8682.7763 | 89351.116
1944.5 | 81.0208 | 0 | 0 | 7 | -6.6466 | 1944.1704 | 177.4446 | 0.0084099 | -45.4506 | 3.6438 | 105.4928 | 0 | 0 | 0 | 0 | 39.85 | -8682.7763 | 113704.1755
1945.5 | 81.0625 | 0 | 0 | 7 | -6.6339 | 1945.1706 | 162.4415 | 0.02523 | -42.8365 | 24.293 | 104.752 | 0 | 0 | 0 | 0 | 39.85 | -8682.7763 | 103424.2659
1946.5 | 81.1042 | 0 | 0 | 4 | -6.6211 | 1946.1708 | 147.4383 | 0.042049 | -36.927 | 42.3194 | 102.9891 | 0 | 0 | 0 | 0 | 42.85 | -9431.5736 | 86604.7342
1947.5 | 81.1458 | 0 | 0 | 6 | -6.6084 | 1947.171 | 132.4351 | 0.058869 | -28.7304 | 57.3155 | 100.342 | 0 | 0 | 0 | 0 | 40.85 | -8930.8952 | 53803.2501
1948.5 | 81.1875 | 0 | 0 | 6 | -6.5957 | 1948.1712 | 117.4319 | 0.075689 | -19.1329 | 69.9598 | 97.006 | 0 | 0 | 0 | 0 | 40.85 | -8930.8952 | 28565.6164
1949.5 | 81.2292 | 0 | 0 | 6 | -6.5829 | 1949.1714 | 102.4287 | 0.092508 | -8.7673 | 81.1553 | 93.2115 | 0 | 0 | 0 | 0 | 40.85 | -8930.8952 | 0
1950.5 | 81.2708 | 177 | 8 | 6 | -6.5702 | 1950.1716 | 87.4256 | 0.10933 | 1.9131 | 88.2735 | 87.4801 | 7.7822 | 7.4641 | 0.10718 | 15.3535 | 40.85 | -8258.6507 | 0
1951.5 | 81.3125 | 523 | 53 | 7 | -6.5575 | 1951.1718 | 72.4224 | 0.12615 | 12.5332 | 77.5748 | 72.9653 | 153.2132 | 49.4497 | 0.71007 | 203.373 | 39.85 | 221.8114 | 0
1952.5 | 81.3542 | 425 | 155 | 9 | -6.5447 | 1952.1721 | 57.4192 | 0.14297 | 22.7019 | 65.9788 | 58.5336 | 221.8495 | 144.617 | 2.0766 | 368.5431 | 37.85 | 7945.5046 | 0
1953.5 | 81.3958 | 29 | 200 | 9 | -6.532 | 1953.1723 | 42.416 | 0.15979 | 31.916 | 52.6208 | 44.3157 | 20.7495 | 186.6025 | 2.6795 | 210.0316 | 37.85 | 1005.1521 | 0
1954.5 | 81.4375 | 6 | 203 | 10 | -6.5193 | 1954.1725 | 27.4128 | 0.17661 | 39.4573 | 36.6048 | 30.6532 | 5.1616 | 189.4016 | 2.7197 | 197.2829 | 36.85 | 690.6357 | 0
1955.5 | 81.4792 | 30 | 307 | 10 | -6.5065 | 1955.1727 | 12.4096 | 0.19342 | 44.3589 | 17.4917 | 18.8373 | 28.3932 | 286.4349 | 4.113 | 318.9411 | 36.85 | 6017.3826 | 0
1956.5 | 81.5208 | 72 | 332 | 11 | -6.4938 | 1956.1729 | -2.5936 | 0.21024 | 45.6673 | -3.7126 | 14.5015 | 69.7062 | 309.7602 | 4.448 | 383.9143 | 35.85 | 9104.4032 | 0
1957.5 | 81.5625 | 437 | 297 | 12 | -6.481 | 1957.1731 | -17.5967 | 0.22706 | 43.0664 | -24.4443 | 22.4968 | 403.7446 | 277.1048 | 3.979 | 684.8284 | 34.85 | 22520.4975 | 0
1958.5 | 81.6042 | 628 | 222 | 12 | -6.4683 | 1958.1733 | -32.5999 | 0.24388 | 37.1592 | -42.5338 | 35.2404 | 512.9119 | 207.1288 | 2.9742 | 723.0149 | 34.85 | 24192.4774 | 0
1959.5 | 81.6458 | 133 | 230 | 12 | -6.4555 | 1959.1735 | -47.6031 | 0.2607 | 28.9628 | -57.5698 | 49.1587 | 86.9776 | 214.5929 | 3.0814 | 304.6519 | 34.85 | 5874.6532 | 0
1960.5 | 81.6875 | 0 | 126 | 12 | -6.4428 | 1960.1738 | -62.6063 | 0.27752 | 19.3692 | -70.2408 | 63.4687 | 0 | 117.5596 | 1.6881 | 119.2477 | 34.85 | -2243.1817 | 0
1961.5 | 81.7292 | 117 | 106 | 9 | -6.43 | 1961.174 | -77.6095 | 0.29434 | 9.0146 | -81.4589 | 77.9341 | 24.4573 | 98.8993 | 1.4201 | 124.7768 | 37.85 | -2727.6871 | 0
1962.5 | 81.7708 | 0 | 0 | 9 | -6.4173 | 1962.1742 | -92.6127 | 0.31116 | -1.6456 | -87.9467 | 90.3989 | 0 | 0 | 0 | 0 | 37.85 | -8190.9789 | 0
1963.5 | 81.8125 | 0 | 0 | 8 | -6.4045 | 1963.1744 | -107.6159 | 0.32797 | -12.2338 | -77.223 | 94.3268 | 0 | 0 | 0 | 0 | 38.85 | -8436.1375 | 0
1964.5 | 81.8542 | 0 | 0 | 8 | -6.3918 | 1964.1746 | -122.6191 | 0.34479 | -22.3564 | -65.6038 | 97.9557 | 0 | 0 | 0 | 0 | 38.85 | -8436.1375 | 2607.6052
1965.5 | 81.8958 | 0 | 0 | 7 | -6.379 | 1965.1748 | -137.6222 | 0.36161 | -31.5076 | -52.2372 | 101.0426 | 0 | 0 | 0 | 0 | 39.85 | -8682.7763 | 1776.511
1966.5 | 81.9375 | 0 | 0 | 5 | -6.3663 | 1966.175 | -152.6254 | 0.37843 | -38.9707 | -36.2565 | 103.3676 | 0 | 0 | 0 | 0 | 41.85 | -9180.4943 | 32956.338
1967.5 | 81.9792 | 0 | 0 | 3 | -6.3535 | 1967.1752 | -167.6286 | 0.39524 | -43.7919 | -17.2651 | 104.7534 | 0 | 0 | 0 | 0 | 43.85 | -9684.1331 | 28732.7595
1968.5 | 82.0208 | 0 | 0 | 2 | -6.3407 | 1968.1755 | 177.3682 | 0.41206 | -45.0439 | 3.726 | 105.0882 | 0 | 0 | 0 | 0 | 44.85 | -9938.1727 | 64574.0861
1969.5 | 82.0625 | 0 | 0 | 2 | -6.328 | 1969.1757 | 162.365 | 0.42888 | -42.4282 | 24.2315 | 104.3434 | 0 | 0 | 0 | 0 | 44.85 | -9938.1727 | 2025.0341
1970.5 | 82.1042 | 0 | 0 | 2 | -6.3152 | 1970.1759 | 147.3618 | 0.4457 | -36.5361 | 42.1616 | 102.5786 | 0 | 0 | 0 | 0 | 44.85 | -9938.1727 | 50973.5836
1971.5 | 82.1458 | 0 | 0 | 2 | -6.3025 | 1971.1761 | 132.3586 | 0.46251 | -28.3616 | 57.1096 | 99.9312 | 0 | 0 | 0 | 0 | 44.85 | -9938.1727 | 34807.5908
1972.5 | 82.1875 | 0 | 0 | 1 | -6.2897 | 1972.1763 | 117.3554 | 0.47933 | -18.7819 | 69.734 | 96.5958 | 0 | 0 | 0 | 0 | 45.85 | -10193.6925 | 20383.2897
1973.5 | 82.2292 | 0 | 0 | 0 | -6.2769 | 1973.1765 | 102.3522 | 0.49614 | -8.4271 | 80.9225 | 92.8019 | 0 | 0 | 0 | 0 | 46.85 | -10450.6925 | 0
1974.5 | 82.2708 | 160 | 10 | -1 | -6.2641 | 1974.1767 | 87.349 | 0.51296 | 2.2506 | 88.5079 | 87.305 | 7.523 | 9.3301 | 0.13397 | 16.9871 | 47.85 | -9965.399 | 0
1975.5 | 82.3125 | 557 | 48 | 0.2 | -6.2514 | 1975.1769 | 72.3458 | 0.52978 | 12.8759 | 77.807 | 72.7865 | 164.8348 | 44.7846 | 0.64308 | 210.2625 | 46.65 | -1192.9323 | 0
1976.5 | 82.3542 | 720 | 73 | 2 | -6.2386 | 1976.1772 | 57.3427 | 0.54659 | 23.0578 | 66.2016 | 58.3433 | 377.8761 | 68.1099 | 0.97801 | 446.964 | 44.85 | 9631.932 | 0
1977.5 | 82.3958 | 735 | 116 | 5 | -6.2258 | 1977.1774 | 42.3395 | 0.56341 | 32.2917 | 52.8169 | 44.1019 | 527.8055 | 108.2295 | 1.5541 | 637.5891 | 41.85 | 18736.0364 | 0
1978.5 | 82.4375 | 835 | 122 | 6 | -6.2131 | 1978.1776 | 27.3363 | 0.58022 | 39.855 | 36.7382 | 30.3918 | 720.2592 | 113.8275 | 1.6345 | 835.7213 | 40.85 | 27660.7593 | 0
1979.5 | 82.4792 | 878 | 110 | 7 | -6.2003 | 1979.1778 | 12.3331 | 0.59704 | 44.7695 | 17.5083 | 18.4804 | 832.7236 | 102.6314 | 1.4737 | 936.8287 | 39.85 | 32335.8187 | 0
1980.5 | 82.5208 | 728 | 231 | 10 | -6.1875 | 1980.178 | -2.6701 | 0.61385 | 46.0668 | -3.8497 | 14.1182 | 706.0104 | 215.5259 | 3.0948 | 924.6312 | 36.85 | 32537.2319 | 0
1981.5 | 82.5625 | 36 | 274 | 12 | -6.1747 | 1981.1782 | -17.6733 | 0.63066 | 43.4291 | -24.7091 | 22.2982 | 33.308 | 255.6455 | 3.6709 | 292.6244 | 34.85 | 5348.033 | 0
1982.5 | 82.6042 | 6 | 226 | 13 | -6.1619 | 1982.1784 | -32.6765 | 0.64748 | 37.4754 | -42.8636 | 35.1391 | 4.9065 | 210.8609 | 3.0278 | 218.7952 | 33.85 | 2354.6985 | 0
1983.5 | 82.6458 | 0 | 111 | 13 | -6.1492 | 1983.1786 | -47.6797 | 0.66429 | 29.2384 | -57.9184 | 49.1005 | 0 | 103.5644 | 1.4871 | 105.0515 | 33.85 | -2625.5154 | 0
1984.5 | 82.6875 | 54 | 151 | 12 | -6.1364 | 1984.1789 | -62.6829 | 0.6811 | 19.6165 | -70.5888 | 63.4312 | 24.1527 | 140.8849 | 2.023 | 167.0607 | 34.85 | -149.7131 | 0
1985.5 | 82.7292 | 0 | 40 | 11 | -6.1236 | 1985.1791 | -77.6861 | 0.69792 | 9.2464 | -81.8024 | 77.9057 | 0 | 37.3205 | 0.5359 | 37.8564 | 35.85 | -6047.5776 | 0
1986.5 | 82.7708 | 0 | 0 | 9 | -6.1108 | 1986.1793 | -92.6893 | 0.71473 | -1.4172 | -87.6051 | 90.0305 | 0 | 0 | 0 | 0 | 37.85 | -8190.9789 | 0
1987.5 | 82.8125 | 0 | 0 | 8 | -6.098 | 1987.1795 | -107.6925 | 0.73154 | -11.9971 | -76.8796 | 93.9562 | 0 | 0 | 0 | 0 | 38.85 | -8436.1375 | 0
1988.5 | 82.8542 | 0 | 0 | 8 | -6.0853 | 1988.1797 | -122.6957 | 0.74835 | -22.0991 | -65.2579 | 97.5802 | 0 | 0 | 0 | 0 | 38.85 | -8436.1375 | 12200.717
1989.5 | 82.8958 | 0 | 0 | 8 | -6.0725 | 1989.1799 | -137.6989 | 0.76516 | -31.2171 | -51.897 | 100.66 | 0 | 0 | 0 | 0 | 38.85 | -8436.1375 | 67891.4151
1990.5 | 82.9375 | 0 | 0 | 8 | -6.0597 | 1990.1801 | -152.7021 | 0.78197 | -38.6368 | -35.9496 | 102.9769 | 0 | 0 | 0 | 0 | 38.85 | -8436.1375 | 65171.7368
1991.5 | 82.9792 | 0 | 0 | 8 | -6.0469 | 1991.1804 | -167.7053 | 0.79878 | -43.4135 | -17.0443 | 104.3551 | 0 | 0 | 0 | 0 | 38.85 | -8436.1375 | 110351.1295
1992.5 | 83.0208 | 0 | 0 | 8 | -6.0341 | 1992.1806 | 177.2915 | 0.81559 | -44.6372 | 3.8073 | 104.6837 | 0 | 0 | 0 | 0 | 38.85 | -8436.1375 | 117852.3454
1993.5 | 83.0625 | 0 | 0 | 8 | -6.0213 | 1993.1808 | 162.2883 | 0.8324 | -42.0199 | 24.1711 | 103.9349 | 0 | 0 | 0 | 0 | 38.85 | -8436.1375 | 105661.3366
1994.5 | 83.1042 | 0 | 0 | 8 | -6.0085 | 1994.181 | 147.2851 | 0.84921 | -36.1451 | 42.0056 | 102.1682 | 0 | 0 | 0 | 0 | 38.85 | -8436.1375 | 80905.6572
1995.5 | 83.1458 | 0 | 0 | 8 | -5.9958 | 1995.1812 | 132.2819 | 0.86602 | -27.9924 | 56.9053 | 99.5205 | 0 | 0 | 0 | 0 | 38.85 | -8436.1375 | 38976.0813
1996.5 | 83.1875 | 0 | 0 | 8 | -5.983 | 1996.1814 | 117.2787 | 0.88283 | -18.4307 | 69.5094 | 96.1857 | 0 | 0 | 0 | 0 | 38.85 | -8436.1375 | 28339.197
1997.5 | 83.2292 | 0 | 0 | 9 | -5.9702 | 1997.1816 | 102.2755 | 0.89963 | -8.0866 | 80.6904 | 92.3924 | 0 | 0 | 0 | 0 | 37.85 | -8190.9789 | 4115.9541
1998.5 | 83.2708 | 0 | 6 | 9 | -5.9574 | 1998.1818 | 87.2723 | 0.91644 | 2.5881 | 88.7421 | 87.13 | 0 | 5.5981 | 0.080385 | 5.6785 | 37.85 | -7942.3502 | 0
1999.5 | 83.3125 | 0 | 38 | 9 | -5.9446 | 1999.1821 | 72.2691 | 0.93325 | 13.2185 | 78.0395 | 72.6083 | 0 | 35.4545 | 0.5091 | 35.9636 | 37.85 | -6616.3305 | 0
2000.5 | 83.3542 | 0 | 77 | 11 | -5.9318 | 2000.1823 | 57.2659 | 0.95005 | 23.4133 | 66.4253 | 58.1544 | 0 | 71.842 | 1.0316 | 72.8736 | 35.85 | -4514.3674 | 0
2001.5 | 83.3958 | 0 | 164 | 11 | -5.919 | 2001.1825 | 42.2628 | 0.96686 | 32.6671 | 53.0144 | 43.8903 | 0 | 153.0141 | 2.1972 | 155.2113 | 35.85 | -909.2514 | 0
2002.5 | 83.4375 | 6 | 215 | 12 | -5.9062 | 2002.1827 | 27.2596 | 0.98366 | 40.2525 | 36.8729 | 30.1334 | 5.1892 | 200.5977 | 2.8805 | 208.6673 | 34.85 | 1672.015 | 0
2003.5 | 83.4792 | 0 | 152 | 12 | -5.8934 | 2003.1829 | 12.2564 | 1.0005 | 45.18 | 17.5249 | 18.1257 | 0 | 141.8179 | 2.0364 | 143.8543 | 34.85 | -1165.7907 | 0
2004.5 | 83.5208 | 6 | 197 | 13 | -5.8806 | 2004.1831 | -2.7468 | 1.0173 | 46.4661 | -3.989 | 13.7367 | 5.8284 | 183.8035 | 2.6393 | 192.2712 | 33.85 | 1193.3554 | 0
2005.5 | 83.5625 | 0 | 191 | 13 | -5.8678 | 2005.1833 | -17.75 | 1.0341 | 43.791 | -24.9773 | 22.1053 | 0 | 178.2054 | 2.5589 | 180.7643 | 33.85 | 689.5337 | 0
2006.5 | 83.6042 | 0 | 209 | 14 | -5.855 | 2006.1835 | -32.7532 | 1.0509 | 37.7904 | -43.1963 | 35.0419 | 0 | 194.9997 | 2.8001 | 197.7997 | 32.85 | 1673.1776 | 0
2007.5 | 83.6458 | 0 | 162 | 13 | -5.8422 | 2007.1838 | -47.7564 | 1.0677 | 29.5129 | -58.2688 | 49.0449 | 0 | 151.1481 | 2.1704 | 153.3184 | 33.85 | -512.1716 | 0
2008.5 | 83.6875 | 0 | 116 | 13 | -5.8294 | 2008.184 | -62.7596 | 1.0845 | 19.8629 | -70.9378 | 63.3953 | 0 | 108.2295 | 1.5541 | 109.7836 | 33.85 | -2418.3249 | 0
2009.5 | 83.7292 | 0 | 77 | 13 | -5.8166 | 2009.1842 | -77.7628 | 1.1013 | 9.4777 | -82.1463 | 77.8781 | 0 | 71.842 | 1.0316 | 72.8736 | 33.85 | -4034.4113 | 0
2010.5 | 83.7708 | 0 | 0 | 12 | -5.8039 | 2010.1844 | -92.766 | 1.1181 | -1.189 | -87.2637 | 89.6623 | 0 | 0 | 0 | 0 | 34.85 | -7464.3841 | 0
2011.5 | 83.8125 | 0 | 0 | 12 | -5.7911 | 2011.1846 | -107.7692 | 1.1349 | -11.7602 | -76.537 | 93.5858 | 0 | 0 | 0 | 0 | 34.85 | -7464.3841 | 3895.2904
2012.5 | 83.8542 | 0 | 0 | 12 | -5.7783 | 2012.1848 | -122.7724 | 1.1517 | -21.8412 | -64.9134 | 97.2048 | 0 | 0 | 0 | 0 | 34.85 | -7464.3841 | 30205.0067
2013.5 | 83.8958 | 0 | 0 | 12 | -5.7655 | 2013.185 | -137.7756 | 1.1685 | -30.926 | -51.559 | 100.2775 | 0 | 0 | 0 | 0 | 34.85 | -7464.3841 | 73768.2763
2014.5 | 83.9375 | 0 | 0 | 12 | -5.7527 | 2014.1853 | -152.7788 | 1.1853 | -38.3023 | -35.6455 | 102.5865 | 0 | 0 | 0 | 0 | 34.85 | -7464.3841 | 101738.2602
2015.5 | 83.9792 | 0 | 0 | 12 | -5.7399 | 2015.1855 | -167.782 | 1.2021 | -43.035 | -16.8263 | 103.957 | 0 | 0 | 0 | 0 | 34.85 | -7464.3841 | 118629.6666
2016.5 | 84.0208 | 0 | 0 | 11 | -5.7271 | 2016.1857 | 177.2148 | 1.2189 | -44.2307 | 3.8876 | 104.2794 | 0 | 0 | 0 | 0 | 35.85 | -7705.1022 | 122279.2509
2017.5 | 84.0625 | 0 | 0 | 10 | -5.7143 | 2017.1859 | 162.2116 | 1.2357 | -41.6118 | 24.1117 | 103.5266 | 0 | 0 | 0 | 0 | 36.85 | -7947.3005 | 102707.509
2018.5 | 84.1042 | 0 | 0 | 9 | -5.7015 | 2018.1861 | 147.2084 | 1.2525 | -35.754 | 41.8514 | 101.758 | 0 | 0 | 0 | 0 | 37.85 | -8190.9789 | 85280.4778
2019.5 | 84.1458 | 0 | 0 | 9 | -5.6887 | 2019.1863 | 132.2052 | 1.2693 | -27.6231 | 56.7027 | 99.1101 | 0 | 0 | 0 | 0 | 37.85 | -8190.9789 | 69739.6649
2020.5 | 84.1875 | 0 | 0 | 9 | -5.6759 | 2020.1865 | 117.202 | 1.2861 | -18.0793 | 69.2859 | 95.7758 | 0 | 0 | 0 | 0 | 37.85 | -8190.9789 | 39102.8254
2021.5 | 84.2292 | 0 | 0 | 8 | -5.6631 | 2021.1867 | 102.1988 | 1.3029 | -7.7462 | 80.4588 | 91.9832 | 0 | 0 | 0 | 0 | 38.85 | -8436.1375 | 6817.606
2022.5 | 84.2708 | 58 | 17 | 8 | -5.6503 | 2022.187 | 87.1956 | 1.3197 | 2.9254 | 88.9763 | 86.9551 | 3.0809 | 15.8612 | 0.22776 | 19.1699 | 38.85 | -7596.7931 | 0
2023.5 | 84.3125 | 0 | 31 | 8 | -5.6375 | 2023.1872 | 72.1924 | 1.3364 | 13.5606 | 78.2725 | 72.4309 | 0 | 28.9234 | 0.41532 | 29.3387 | 38.85 | -7151.5559 | 0
2024.5 | 84.3542 | 28 | 152 | 8 | -5.6247 | 2024.1874 | 57.1892 | 1.3532 | 23.7683 | 66.65 | 57.967 | 14.8514 | 141.8179 | 2.0364 | 158.7058 | 38.85 | -1487.2823 | 0
2025.5 | 84.3958 | 315 | 248 | 9 | -5.6119 | 2025.1876 | 42.186 | 1.37 | 33.0419 | 53.2133 | 43.6809 | 227.807 | 231.3872 | 3.3226 | 462.5167 | 37.85 | 12060.0937 | 0
2026.5 | 84.4375 | 0 | 135 | 8 | -5.5991 | 2026.1878 | 27.1828 | 1.3868 | 40.6497 | 37.009 | 29.8783 | 0 | 125.9567 | 1.8087 | 127.7654 | 38.85 | -2841.992 | 0
2027.5 | 84.4792 | 526 | 323 | 9 | -5.5863 | 2027.188 | 12.1796 | 1.4036 | 45.5903 | 17.5415 | 17.7736 | 500.8942 | 301.3631 | 4.3274 | 806.5847 | 37.85 | 27124.9457 | 0
2028.5 | 84.5208 | 825 | 165 | 12 | -5.5735 | 2028.1882 | -2.8236 | 1.4204 | 46.8648 | -4.1304 | 13.3572 | 802.6826 | 153.9471 | 2.2106 | 958.8402 | 34.85 | 34517.975 | 0
2029.5 | 84.5625 | 819 | 135 | 12 | -5.5607 | 2029.1885 | -17.8268 | 1.4372 | 44.1519 | -25.2485 | 21.9184 | 759.7998 | 125.9567 | 1.8087 | 887.5652 | 34.85 | 31397.2307 | 0
2030.5 | 84.6042 | 787 | 133 | 12 | -5.5479 | 2030.1887 | -32.83 | 1.454 | 38.1042 | -43.5316 | 34.9488 | 645.0755 | 124.0907 | 1.7819 | 770.9481 | 34.85 | 26291.2073 | 0
2031.5 | 84.6458 | 599 | 159 | 12 | -5.5351 | 2031.1889 | -47.8332 | 1.4708 | 29.7862 | -58.621 | 48.9921 | 393.042 | 148.349 | 2.1302 | 543.5212 | 34.85 | 16333.4305 | 0
2032.5 | 84.6875 | 518 | 144 | 12 | -5.5223 | 2032.1891 | -62.8364 | 1.4875 | 20.1084 | -71.2876 | 63.361 | 232.2547 | 134.3538 | 1.9292 | 368.5378 | 34.85 | 8671.8648 | 0
2033.5 | 84.7292 | 121 | 109 | 9 | -5.5095 | 2033.1893 | -77.8396 | 1.5043 | 9.7083 | -82.4904 | 77.8513 | 25.4645 | 101.6984 | 1.4603 | 128.6232 | 37.85 | -2559.2747 | 0
2034.5 | 84.7708 | 20 | 0 | 8 | -5.4967 | 2034.1895 | -92.8428 | 1.5211 | -0.96101 | -86.9225 | 89.2944 | 0.24629 | 0 | 0 | 0.24629 | 38.85 | -8425.354 | 0
2035.5 | 84.8125 | 0 | 0 | 8 | -5.484 | 2035.1897 | -107.846 | 1.5379 | -11.523 | -76.1951 | 93.2157 | 0 | 0 | 0 | 0 | 38.85 | -8436.1375 | 7491.7282
2036.5 | 84.8542 | 0 | 0 | 6 | -5.4712 | 2036.1899 | -122.8492 | 1.5547 | -21.583 | -64.5703 | 96.8296 | 0 | 0 | 0 | 0 | 40.85 | -8930.8952 | 43143.8063
2037.5 | 84.8958 | 0 | 0 | 6 | -5.4584 | 2037.1902 | -137.8524 | 1.5715 | -30.6343 | -51.2233 | 99.8953 | 0 | 0 | 0 | 0 | 40.85 | -8930.8952 | 72658.5094
2038.5 | 84.9375 | 0 | 0 | 4 | -5.4456 | 2038.1904 | -152.8556 | 1.5882 | -37.9674 | -35.3444 | 102.1963 | 0 | 0 | 0 | 0 | 42.85 | -9431.5736 | 91105.8526
2039.5 | 84.9792 | 0 | 0 | 5 | -5.4328 | 2039.1906 | -167.8588 | 1.605 | -42.6564 | -16.611 | 103.5592 | 0 | 0 | 0 | 0 | 41.85 | -9180.4943 | 104860.3037
2040.5 | 85.0208 | 0 | 0 | 5 | -5.42 | 2040.1908 | 177.138 | 1.6218 | -43.8245 | 3.9669 | 103.8755 | 0 | 0 | 0 | 0 | 41.85 | -9180.4943 | 99355.1941
2041.5 | 85.0625 | 0 | 0 | 6 | -5.4072 | 2041.191 | 162.1348 | 1.6386 | -41.204 | 24.0531 | 103.1186 | 0 | 0 | 0 | 0 | 40.85 | -8930.8952 | 96939.8019
2042.5 | 85.1042 | 0 | 0 | 5 | -5.3944 | 2042.1912 | 147.1316 | 1.6554 | -35.3631 | 41.699 | 101.3482 | 0 | 0 | 0 | 0 | 41.85 | -9180.4943 | 54393.0481
2043.5 | 85.1458 | 0 | 0 | 5 | -5.3816 | 2043.1914 | 132.1284 | 1.6721 | -27.2538 | 56.5017 | 98.7 | 0 | 0 | 0 | 0 | 41.85 | -9180.4943 | 46048.3909
2044.5 | 85.1875 | 0 | 0 | 5 | -5.3688 | 2044.1917 | 117.1252 | 1.6889 | -17.728 | 69.0636 | 95.3663 | 0 | 0 | 0 | 0 | 41.85 | -9180.4943 | 30623.9056
2045.5 | 85.2292 | 0 | 0 | 6 | -5.356 | 2045.1919 | 102.122 | 1.7057 | -7.406 | 80.2279 | 91.5743 | 0 | 0 | 0 | 0 | 40.85 | -8930.8952 | 0
2046.5 | 85.2708 | 11 | 15 | 6 | -5.3433 | 2046.1921 | 87.1188 | 1.7225 | 3.2623 | 89.2103 | 86.7804 | 0.61779 | 13.9952 | 0.20096 | 14.8139 | 40.85 | -8282.2737 | 0
2047.5 | 85.3125 | 0 | 71 | 7 | -5.3305 | 2047.1923 | 72.1156 | 1.7392 | 13.9023 | 78.5059 | 72.2544 | 0 | 66.2439 | 0.95122 | 67.1951 | 39.85 | -5740.6701 | 0
2048.5 | 85.3542 | 74 | 181 | 8 | -5.3177 | 2048.1925 | 57.1124 | 1.756 | 24.1227 | 66.8756 | 57.7812 | 39.4534 | 168.8753 | 2.4249 | 210.7536 | 38.85 | 791.609 | 0
2049.5 | 85.3958 | 18 | 191 | 10 | -5.3049 | 2049.1927 | 42.1092 | 1.7728 | 33.4161 | 53.4137 | 43.4741 | 13.0623 | 178.2054 | 2.5589 | 193.8267 | 36.85 | 539.3079 | 0
2050.5 | 85.4375 | 118 | 319 | 11 | -5.2921 | 2050.1929 | 27.106 | 1.7896 | 41.0462 | 37.1466 | 29.6265 | 102.5735 | 297.6311 | 4.2738 | 404.4783 | 35.85 | 10004.787 | 0
2051.5 | 85.4792 | 54 | 342 | 11 | -5.2793 | 2051.1931 | 12.1028 | 1.8063 | 46 | 17.5584 | 17.4242 | 51.5221 | 319.0903 | 4.5819 | 375.1944 | 35.85 | 8722.6056 | 0
2052.5 | 85.5208 | 295 | 367 | 9 | -5.2666 | 2052.1934 | -2.9004 | 1.8231 | 47.2629 | -4.2738 | 12.98 | 287.4623 | 342.4157 | 4.9169 | 634.7948 | 37.85 | 19603.2088 | 0
2053.5 | 85.5625 | 12 | 189 | 11 | -5.2538 | 2053.1936 | -17.9036 | 1.8399 | 44.5118 | -25.5229 | 21.7375 | 11.1467 | 176.3394 | 2.5321 | 190.0182 | 35.85 | 614.7538 | 0
2054.5 | 85.6042 | 289 | 303 | 12 | -5.241 | 2054.1938 | -32.9068 | 1.8566 | 38.4166 | -43.8694 | 34.8599 | 237.1396 | 282.7028 | 4.0594 | 523.9019 | 34.85 | 15474.4087 | 0
2055.5 | 85.6458 | 327 | 214 | 11 | -5.2282 | 2055.194 | -47.9099 | 1.8734 | 30.0583 | -58.9747 | 48.9418 | 214.7821 | 199.6647 | 2.8671 | 417.3139 | 35.85 | 10566.7848 | 0
2056.5 | 85.6875 | 410 | 135 | 12 | -5.2154 | 2056.1942 | -62.9131 | 1.8902 | 20.3529 | -71.6381 | 63.3282 | 184.0408 | 125.9567 | 1.8087 | 311.8061 | 34.85 | 6187.8984 | 0
2057.5 | 85.7292 | 201 | 107 | 11 | -5.2027 | 2057.1944 | -77.9163 | 1.9069 | 9.9384 | -82.8346 | 77.8251 | 42.3903 | 99.8324 | 1.4335 | 143.6562 | 35.85 | -1415.1832 | 0
2058.5 | 85.7708 | 37 | 1 | 9 | -5.1899 | 2058.1946 | -92.9195 | 1.9237 | -0.73323 | -86.5818 | 88.927 | 0.69289 | 0.93301 | 0.013397 | 1.6393 | 37.85 | -8119.203 | 0
2059.5 | 85.8125 | 0 | 0 | 8 | -5.1771 | 2059.1948 | -107.9227 | 1.9405 | -11.2858 | -75.8543 | 92.846 | 0 | 0 | 0 | 0 | 38.85 | -8436.1375 | 0
2060.5 | 85.8542 | 0 | 0 | 7 | -5.1643 | 2060.1951 | -122.9259 | 1.9572 | -21.3243 | -64.2288 | 96.4549 | 0 | 0 | 0 | 0 | 39.85 | -8682.7763 | 0
2061.5 | 85.8958 | 0 | 0 | 7 | -5.1516 | 2061.1953 | -137.9291 | 1.974 | -30.3421 | -50.89 | 99.5135 | 0 | 0 | 0 | 0 | 39.85 | -8682.7763 | 0
2062.5 | 85.9375 | 0 | 0 | 7 | -5.1388 | 2062.1955 | -152.9323 | 1.9907 | -37.6321 | -35.0464 | 101.8065 | 0 | 0 | 0 | 0 | 39.85 | -8682.7763 | 14408.3596
2063.5 | 85.9792 | 0 | 0 | 7 | -5.126 | 2063.1957 | -167.9355 | 2.0075 | -42.2778 | -16.3986 | 103.1618 | 0 | 0 | 0 | 0 | 39.85 | -8682.7763 | 28258.6425
2064.5 | 86.0208 | 0 | 0 | 7 | -5.1133 | 2064.1959 | 177.0613 | 2.0243 | -43.4187 | 4.0449 | 103.472 | 0 | 0 | 0 | 0 | 39.85 | -8682.7763 | 46826.5434
2065.5 | 86.0625 | 0 | 0 | 5 | -5.1005 | 2065.1961 | 162.0581 | 2.041 | -40.7967 | 23.9953 | 102.7112 | 0 | 0 | 0 | 0 | 41.85 | -9180.4943 | 64687.6156
2066.5 | 86.1042 | 0 | 0 | 6 | -5.0877 | 2066.1963 | 147.0549 | 2.0578 | -34.9725 | 41.5481 | 100.9389 | 0 | 0 | 0 | 0 | 40.85 | -8930.8952 | 39208.1041
2067.5 | 86.1458 | 0 | 0 | 6 | -5.075 | 2067.1966 | 132.0517 | 2.0745 | -26.8848 | 56.3022 | 98.2904 | 0 | 0 | 0 | 0 | 40.85 | -8930.8952 | 25222.54
2068.5 | 86.1875 | 0 | 0 | 6 | -5.0622 | 2068.1968 | 117.0485 | 2.0913 | -17.3769 | 68.8424 | 94.9573 | 0 | 0 | 0 | 0 | 40.85 | -8930.8952 | 0
2069.5 | 86.2292 | 0 | 0 | 6 | -5.0494 | 2069.197 | 102.0454 | 2.108 | -7.0661 | 79.9976 | 91.1659 | 0 | 0 | 0 | 0 | 40.85 | -8930.8952 | 0
2070.5 | 86.2708 | 47 | 18 | 7 | -5.0367 | 2070.1972 | 87.0422 | 2.1248 | 3.5988 | 89.4443 | 86.6061 | 2.7824 | 16.7942 | 0.24115 | 19.8177 | 39.85 | -7815.0656 | 0
2071.5 | 86.3125 | 11 | 80 | 8 | -5.0239 | 2071.1974 | 72.039 | 2.1415 | 14.2433 | 78.7398 | 72.0789 | 3.3848 | 74.641 | 1.0718 | 79.0976 | 38.85 | -4972.8873 | 0
2072.5 | 86.3542 | 182 | 184 | 9 | -5.0111 | 2072.1976 | 57.0358 | 2.1583 | 24.4763 | 67.1023 | 57.5971 | 97.5281 | 171.6743 | 2.4651 | 271.6676 | 37.85 | 3703.8573 | 0
2073.5 | 86.3958 | 649 | 184 | 11 | -4.9984 | 2073.1978 | 42.0326 | 2.175 | 33.7894 | 53.6156 | 43.2698 | 472.5589 | 171.6743 | 2.4651 | 646.6983 | 35.85 | 20610.2736 | 0
2074.5 | 86.4375 | 409 | 281 | 12 | -4.9856 | 2074.198 | 27.0294 | 2.1918 | 41.4421 | 37.2857 | 29.3783 | 356.4026 | 262.1766 | 3.7647 | 622.3438 | 34.85 | 19784.6418 | 0
2075.5 | 86.4792 | 777 | 198 | 13 | -4.9729 | 2075.1983 | 12.0262 | 2.2085 | 46.4093 | 17.5756 | 17.078 | 742.7389 | 184.7365 | 2.6527 | 930.1281 | 33.85 | 33500.0673 | 0
2076.5 | 86.5208 | 867 | 138 | 14 | -4.9601 | 2076.1985 | -2.977 | 2.2253 | 47.6604 | -4.419 | 12.6052 | 846.1025 | 128.7558 | 1.8488 | 976.7071 | 32.85 | 35777.2641 | 0
2077.5 | 86.5625 | 789 | 156 | 16 | -4.9474 | 2077.1987 | -17.9802 | 2.242 | 44.8706 | -25.8002 | 21.5627 | 733.7827 | 145.55 | 2.09 | 881.4226 | 30.85 | 32076.3539 | 0
2078.5 | 86.6042 | 621 | 211 | 16 | -4.9346 | 2078.1989 | -32.9833 | 2.2587 | 38.7278 | -44.2097 | 34.775 | 510.0883 | 196.8657 | 2.8269 | 709.7808 | 30.85 | 24561.0985 | 0
2079.5 | 86.6458 | 302 | 233 | 16 | -4.9219 | 2079.1991 | -47.9865 | 2.2755 | 30.3291 | -59.3298 | 48.894 | 198.5513 | 217.392 | 3.1216 | 419.0649 | 30.85 | 11832.2427 | 0
2080.5 | 86.6875 | 442 | 155 | 16 | -4.9091 | 2080.1993 | -62.9897 | 2.2922 | 20.5964 | -71.9893 | 63.2968 | 198.6212 | 144.617 | 2.0766 | 345.3148 | 30.85 | 8603.129 | 0
2081.5 | 86.7292 | 378 | 103 | 16 | -4.8964 | 2081.1995 | -77.9929 | 2.309 | 10.1678 | -83.1788 | 77.7994 | 79.8843 | 96.1003 | 1.3799 | 177.3646 | 30.85 | 1249.5091 | 0
2082.5 | 86.7708 | 76 | 1 | 13 | -4.8836 | 2082.1997 | -92.9961 | 2.3257 | -0.50569 | -86.2417 | 88.56 | 1.9098 | 0.93301 | 0.013397 | 2.8563 | 33.85 | -7100.0865 | 0
2083.5 | 86.8125 | 0 | 0 | 11 | -4.8709 | 2083.2 | -107.9993 | 2.3424 | -11.0485 | -75.5145 | 92.4768 | 0 | 0 | 0 | 0 | 35.85 | -7705.1022 | 0
2084.5 | 86.8542 | 0 | 0 | 10 | -4.8582 | 2084.2002 | -123.0025 | 2.3592 | -21.0652 | -63.8891 | 96.0806 | 0 | 0 | 0 | 0 | 36.85 | -7947.3005 | 36548.4512
2085.5 | 86.8958 | 0 | 0 | 9 | -4.8454 | 2085.2004 | -138.0056 | 2.3759 | -30.0494 | -50.5592 | 99.1321 | 0 | 0 | 0 | 0 | 37.85 | -8190.9789 | 47264.2141
2086.5 | 86.9375 | 0 | 0 | 9 | -4.8327 | 2086.2006 | -153.0088 | 2.3926 | -37.2965 | -34.7517 | 101.4172 | 0 | 0 | 0 | 0 | 37.85 | -8190.9789 | 60491.7934
2087.5 | 86.9792 | 0 | 0 | 8 | -4.82 | 2087.2008 | -168.012 | 2.4094 | -41.8994 | -16.1892 | 102.7649 | 0 | 0 | 0 | 0 | 38.85 | -8436.1375 | 60840.2332
2088.5 | 87.0208 | 0 | 0 | 8 | -4.8072 | 2088.201 | 176.9848 | 2.4261 | -43.0135 | 4.1216 | 103.0691 | 0 | 0 | 0 | 0 | 38.85 | -8436.1375 | 42827.6832
2089.5 | 87.0625 | 0 | 0 | 8 | -4.7945 | 2089.2012 | 161.9816 | 2.4428 | -40.39 | 23.9382 | 102.3043 | 0 | 0 | 0 | 0 | 38.85 | -8436.1375 | 50890.9408
2090.5 | 87.1042 | 0 | 0 | 8 | -4.7818 | 2090.2014 | 146.9784 | 2.4596 | -34.5823 | 41.3988 | 100.5302 | 0 | 0 | 0 | 0 | 38.85 | -8436.1375 | 67575.5164
2091.5 | 87.1458 | 0 | 0 | 7 | -4.769 | 2091.2016 | 131.9753 | 2.4763 | -26.516 | 56.1042 | 97.8815 | 0 | 0 | 0 | 0 | 39.85 | -8682.7763 | 44343.6968
2092.5 | 87.1875 | 0 | 0 | 7 | -4.7563 | 2092.2019 | 116.9721 | 2.493 | -17.0262 | 68.6223 | 94.5489 | 0 | 0 | 0 | 0 | 39.85 | -8682.7763 | 25799.4934
2093.5 | 87.2292 | 0 | 0 | 7 | -4.7436 | 2093.2021 | 101.9689 | 2.5097 | -6.7267 | 79.7679 | 90.7582 | 0 | 0 | 0 | 0 | 39.85 | -8682.7763 | 2598.2419
2094.5 | 87.2708 | 33 | 18 | 7 | -4.7309 | 2094.2023 | 86.9657 | 2.5265 | 3.9345 | 89.6781 | 86.4324 | 2.0534 | 16.7942 | 0.24115 | 19.0888 | 39.85 | -7846.9809 | 0
2095.5 | 87.3125 | 430 | 91 | 8 | -4.7182 | 2095.2025 | 71.9625 | 2.5432 | 14.5834 | 78.9741 | 71.9046 | 133.5584 | 84.9042 | 1.2192 | 219.6817 | 38.85 | 1182.5207 | 0
2096.5 | 87.3542 | 445 | 154 | 11 | -4.7054 | 2096.2027 | 56.9594 | 2.5599 | 24.8289 | 67.33 | 57.415 | 239.655 | 143.684 | 2.0632 | 385.4022 | 35.85 | 9169.546 | 0
2097.5 | 87.3958 | 755 | 132 | 13 | -4.6927 | 2097.2029 | 41.9562 | 2.5766 | 34.1618 | 53.8191 | 43.0684 | 551.5572 | 123.1577 | 1.7685 | 676.4834 | 33.85 | 22394.3537 | 0
2098.5 | 87.4375 | 883 | 99 | 14 | -4.68 | 2098.2031 | 26.953 | 2.5933 | 41.8371 | 37.4264 | 29.1339 | 771.2866 | 92.3683 | 1.3263 | 864.9812 | 32.85 | 30885.3981 | 0
2099.5 | 87.4792 | 902 | 108 | 17 | -4.6673 | 2099.2033 | 11.9498 | 2.61 | 46.8178 | 17.5932 | 16.7352 | 863.7966 | 100.7654 | 1.4469 | 966.0089 | 29.85 | 36013.2409 | 0
2100.5 | 87.5208 | 867 | 141 | 19 | -4.6546 | 2100.2036 | -3.0534 | 2.6268 | 48.057 | -4.5661 | 12.2332 | 847.3131 | 131.5548 | 1.889 | 980.757 | 27.85 | 37121.1709 | 0
2101.5 | 87.5625 | 686 | 207 | 21 | -4.6419 | 2101.2038 | -18.0565 | 2.6435 | 45.2281 | -26.0803 | 21.3942 | 638.7298 | 193.1336 | 2.7733 | 834.6367 | 25.85 | 31179.6397 | 0
2102.5 | 87.6042 | 657 | 178 | 22 | -4.6292 | 2102.204 | -33.0597 | 2.6602 | 39.0374 | -44.5522 | 34.6941 | 540.1868 | 166.0763 | 2.3847 | 708.6478 | 24.85 | 25889.1935 | 0
2103.5 | 87.6458 | 742 | 119 | 22 | -4.6165 | 2103.2042 | -48.0629 | 2.6769 | 30.5985 | -59.6861 | 48.8486 | 488.2739 | 111.0285 | 1.5943 | 600.8967 | 24.85 | 21171.3598 | 0
2104.5 | 87.6875 | 649 | 102 | 22 | -4.6038 | 2104.2044 | -63.0661 | 2.6936 | 20.839 | -72.3408 | 63.2668 | 291.9444 | 95.1673 | 1.3665 | 388.4782 | 24.85 | 11870.7193 | 0
2105.5 | 87.7292 | 337 | 104 | 21 | -4.5911 | 2105.2046 | -78.0692 | 2.7103 | 10.3966 | -83.5228 | 77.7744 | 71.3639 | 97.0333 | 1.3933 | 169.7905 | 25.85 | 2069.6685 | 0
2106.5 | 87.7708 | 73 | 2 | 18 | -4.5784 | 2106.2048 | -93.0724 | 2.727 | -0.2784 | -85.9022 | 88.1937 | 2.301 | 1.866 | 0.026795 | 4.1938 | 28.85 | -5867.5336 | 0
2107.5 | 87.8125 | 0 | 0 | 14 | -4.5657 | 2107.205 | -108.0756 | 2.7437 | -10.811 | -75.176 | 92.1082 | 0 | 0 | 0 | 0 | 32.85 | -6987.3884 | 0
2108.5 | 87.8542 | 0 | 0 | 13 | -4.553 | 2108.2052 | -123.0787 | 2.7604 | -20.8058 | -63.5514 | 95.7068 | 0 | 0 | 0 | 0 | 33.85 | -7225.1462 | 7814.7773
2109.5 | 87.8958 | 0 | 0 | 13 | -4.5403 | 2109.2055 | -138.0819 | 2.7771 | -29.7563 | -50.2311 | 98.7513 | 0 | 0 | 0 | 0 | 33.85 | -7225.1462 | 24599.5204
2110.5 | 87.9375 | 0 | 0 | 11 | -4.5276 | 2110.2057 | -153.0851 | 2.7938 | -36.9607 | -34.4602 | 101.0285 | 0 | 0 | 0 | 0 | 35.85 | -7705.1022 | 40579.3271
2111.5 | 87.9792 | 0 | 0 | 11 | -4.515 | 2111.2059 | -168.0883 | 2.8105 | -41.5213 | -15.9828 | 102.3688 | 0 | 0 | 0 | 0 | 35.85 | -7705.1022 | 35381.7488
2112.5 | 88.0208 | 0 | 0 | 10 | -4.5023 | 2112.2061 | 176.9086 | 2.8272 | -42.609 | 4.197 | 102.6669 | 0 | 0 | 0 | 0 | 36.85 | -7947.3005 | 41877.5291
2113.5 | 88.0625 | 0 | 0 | 9 | -4.4896 | 2113.2063 | 161.9054 | 2.8439 | -39.984 | 23.8816 | 101.8982 | 0 | 0 | 0 | 0 | 37.85 | -8190.9789 | 28520.3174
2114.5 | 88.1042 | 0 | 0 | 8 | -4.4769 | 2114.2065 | 146.9022 | 2.8606 | -34.1927 | 41.2509 | 100.1223 | 0 | 0 | 0 | 0 | 38.85 | -8436.1375 | 24792.6437
2115.5 | 88.1458 | 0 | 0 | 8 | -4.4643 | 2115.2067 | 131.8991 | 2.8773 | -26.1478 | 55.9077 | 97.4734 | 0 | 0 | 0 | 0 | 38.85 | -8436.1375 | 2953.8609
2116.5 | 88.1875 | 0 | 0 | 8 | -4.4516 | 2116.2069 | 116.8959 | 2.894 | -16.676 | 68.4032 | 94.1414 | 0 | 0 | 0 | 0 | 38.85 | -8436.1375 | 0
2117.5 | 88.2292 | 0 | 0 | 7 | -4.4389 | 2117.2072 | 101.8927 | 2.9107 | -6.3879 | 79.5388 | 90.3513 | 0 | 0 | 0 | 0 | 39.85 | -8682.7763 | 0
2118.5 | 88.2708 | 237 | 19 | 8 | -4.4263 | 2118.2074 | 86.8896 | 2.9274 | 4.2694 | 89.9119 | 86.2594 | 15.4619 | 17.7272 | 0.25455 | 33.4437 | 38.85 | -6971.8214 | 0
2119.5 | 88.3125 | 555 | 57 | 11 | -4.4136 | 2119.2076 | 71.8864 | 2.9441 | 14.9225 | 79.2088 | 71.7315 | 173.9758 | 53.1817 | 0.76366 | 227.9212 | 35.85 | 2274.3165 | 0
2120.5 | 88.3542 | 702 | 89 | 13 | -4.4009 | 2120.2078 | 56.8832 | 2.9608 | 25.1803 | 67.5587 | 57.2349 | 379.9202 | 83.0381 | 1.1924 | 464.1507 | 33.85 | 13097.4682 | 0
2121.5 | 88.3958 | 714 | 131 | 17 | -4.3883 | 2121.208 | 41.8801 | 2.9774 | 34.5329 | 54.0241 | 42.8699 | 523.2913 | 122.2247 | 1.7551 | 647.271 | 29.85 | 22057.4539 | 0
2122.5 | 88.4375 | 682 | 177 | 19 | -4.3756 | 2122.2082 | 26.8769 | 2.9941 | 42.231 | 37.5689 | 28.8936 | 597.1037 | 165.1432 | 2.3714 | 764.6183 | 27.85 | 27657.6434 | 0
2123.5 | 88.4792 | 675 | 208 | 22 | -4.363 | 2123.2084 | 11.8737 | 3.0108 | 47.2255 | 17.6113 | 16.3961 | 647.5499 | 194.0666 | 2.7867 | 844.4033 | 24.85 | 31833.1788 | 0
2124.5 | 88.5208 | 584 | 248 | 22 | -4.3503 | 2124.2086 | -3.1294 | 3.0275 | 48.4526 | -4.7148 | 11.8643 | 571.5242 | 231.3872 | 3.3226 | 806.2339 | 24.85 | 30161.954 | 0
2125.5 | 88.5625 | 570 | 262 | 24 | -4.3377 | 2125.2088 | -18.1326 | 3.0442 | 45.5843 | -26.3631 | 21.232 | 531.3095 | 244.4493 | 3.5101 | 779.2689 | 22.85 | 29428.6964 | 0
2126.5 | 88.6042 | 240 | 303 | 24 | -4.3251 | 2126.209 | -33.1357 | 3.0608 | 39.3456 | -44.8967 | 34.6173 | 197.5116 | 282.7028 | 4.0594 | 484.2739 | 22.85 | 16512.4796 | 0
2127.5 | 88.6458 | 327 | 223 | 24 | -4.3124 | 2127.2093 | -48.1389 | 3.0775 | 30.8667 | -60.0435 | 48.8056 | 215.3673 | 208.0618 | 2.9876 | 426.4168 | 22.85 | 13979.2334 | 0
2128.5 | 88.6875 | 374 | 165 | 23 | -4.2998 | 2128.2095 | -63.1421 | 3.0942 | 21.0804 | -72.6926 | 63.238 | 168.4066 | 153.9471 | 2.2106 | 324.5643 | 23.85 | 9296.7141 | 0
2129.5 | 88.7292 | 0 | 82 | 19 | -4.2871 | 2129.2097 | -78.1452 | 3.1109 | 10.6248 | -83.8664 | 77.7497 | 0 | 76.507 | 1.0986 | 77.6056 | 27.85 | -2422.8768 | 0
2130.5 | 88.7708 | 0 | 2 | 18 | -4.2745 | 2130.2099 | -93.1484 | 3.1275 | -0.051393 | -85.5637 | 87.828 | 0 | 1.866 | 0.026795 | 1.8928 | 28.85 | -5968.2828 | 0
2131.5 | 88.8125 | 0 | 0 | 16 | -4.2619 | 2131.2101 | -108.1515 | 3.1442 | -10.5735 | -74.8389 | 91.7402 | 0 | 0 | 0 | 0 | 30.85 | -6516.3134 | 0
2132.5 | 88.8542 | 0 | 0 | 15 | -4.2493 | 2132.2103 | -123.1547 | 3.1609 | -20.5461 | -63.2156 | 95.3337 | 0 | 0 | 0 | 0 | 31.85 | -6751.1108 | 0
2133.5 | 88.8958 | 0 | 0 | 15 | -4.2366 | 2133.2105 | -138.1578 | 3.1775 | -29.4629 | -49.9059 | 98.3712 | 0 | 0 | 0 | 0 | 31.85 | -6751.1108 | 0
2134.5 | 88.9375 | 0 | 0 | 14 | -4.224 | 2134.2107 | -153.161 | 3.1942 | -36.6247 | -34.1722 | 100.6405 | 0 | 0 | 0 | 0 | 32.85 | -6987.3884 | 0
2135.5 | 88.9792 | 0 | 0 | 14 | -4.2114 | 2135.2109 | -168.1641 | 3.2109 | -41.1435 | -15.7796 | 101.9733 | 0 | 0 | 0 | 0 | 32.85 | -6987.3884 | 382.0454
2136.5 | 89.0208 | 0 | 0 | 13 | -4.1988 | 2136.2112 | 176.8327 | 3.2275 | -42.2053 | 4.2708 | 102.2656 | 0 | 0 | 0 | 0 | 33.85 | -7225.1462 | 4077.9532
2137.5 | 89.0625 | 0 | 0 | 13 | -4.1862 | 2137.2114 | 161.8295 | 3.2442 | -39.5789 | 23.8255 | 101.493 | 0 | 0 | 0 | 0 | 33.85 | -7225.1462 | 34636.9639
2138.5 | 89.1042 | 0 | 0 | 12 | -4.1736 | 2138.2116 | 146.8264 | 3.2608 | -33.8039 | 41.1044 | 99.7152 | 0 | 0 | 0 | 0 | 34.85 | -7464.3841 | 27521.8864
2139.5 | 89.1458 | 0 | 0 | 12 | -4.161 | 2139.2118 | 131.8232 | 3.2775 | -25.7802 | 55.7125 | 97.0661 | 0 | 0 | 0 | 0 | 34.85 | -7464.3841 | 39784.2671
2140.5 | 89.1875 | 0 | 0 | 13 | -4.1484 | 2140.212 | 116.8201 | 3.2941 | -16.3265 | 68.1852 | 93.7347 | 0 | 0 | 0 | 0 | 33.85 | -7225.1462 | 10862.5645
2141.5 | 89.2292 | 0 | 0 | 12 | -4.1358 | 2141.2122 | 101.8169 | 3.3108 | -6.0499 | 79.3103 | 89.9454 | 0 | 0 | 0 | 0 | 34.85 | -7464.3841 | 0
2142.5 | 89.2708 | 0 | 20 | 12 | -4.1232 | 2142.2124 | 86.8138 | 3.3274 | 4.6034 | 89.8545 | 85.9417 | 0 | 18.6603 | 0.26795 | 18.9282 | 34.85 | -6635.6218 | 0
2143.5 | 89.3125 | 0 | 45 | 12 | -4.1106 | 2143.2126 | 71.8107 | 3.3441 | 15.2604 | 79.4439 | 71.5599 | 0 | 41.9856 | 0.60289 | 42.5885 | 34.85 | -5599.6689 | 0
2144.5 | 89.3542 | 0 | 93 | 12 | -4.098 | 2144.2128 | 56.8075 | 3.3607 | 25.5304 | 67.7885 | 57.0569 | 0 | 86.7702 | 1.246 | 88.0161 | 34.85 | -3610.6394 | 0
2145.5 | 89.3958 | 0 | 112 | 12 | -4.0854 | 2145.213 | 41.8044 | 3.3774 | 34.9028 | 54.2309 | 42.6744 | 0 | 104.4974 | 1.5005 | 105.9979 | 34.85 | -2823.3153 | 0
2146.5 | 89.4375 | 18 | 269 | 12 | -4.0729 | 2146.2133 | 26.8012 | 3.394 | 42.6238 | 37.7132 | 28.6575 | 15.795 | 250.9804 | 3.6039 | 270.3794 | 34.85 | 4374.0469 | 0
2147.5 | 89.4792 | 42 | 333 | 14 | -4.0603 | 2147.2135 | 11.7981 | 3.4107 | 47.6323 | 17.6302 | 16.0611 | 40.3606 | 310.6932 | 4.4614 | 355.5152 | 32.85 | 8578.6745 | 0
2148.5 | 89.5208 | 132 | 375 | 14 | -4.0477 | 2148.2137 | -3.2051 | 3.4273 | 48.8472 | -4.865 | 11.4986 | 129.3507 | 349.8798 | 5.024 | 484.2545 | 32.85 | 14215.4626 | 0
2149.5 | 89.5625 | 297 | 344 | 15 | -4.0352 | 2149.2139 | -18.2082 | 3.4439 | 45.9392 | -26.6484 | 21.0762 | 277.1316 | 320.9564 | 4.6087 | 602.6967 | 31.85 | 19637.6737 | 0
2150.5 | 89.6042 | 153 | 317 | 15 | -4.0226 | 2150.2141 | -33.2114 | 3.4606 | 39.6522 | -45.2432 | 34.5444 | 126.0242 | 295.765 | 4.247 | 426.0362 | 31.85 | 11902.6795 | 0
2151.5 | 89.6458 | 113 | 269 | 15 | -4.01 | 2151.2143 | -48.2145 | 3.4772 | 31.1334 | -60.4018 | 48.765 | 74.4839 | 250.9804 | 3.6039 | 329.0682 | 31.85 | 7656.9836 | 0
2152.5 | 89.6875 | 27 | 154 | 13.6 | -3.9975 | 2152.2145 | -63.2176 | 3.4939 | 21.3209 | -73.0444 | 63.2105 | 12.1693 | 143.684 | 2.0632 | 157.9164 | 33.25 | -168.0187 | 0
2153.5 | 89.7292 | 208 | 133 | 12 | -3.9849 | 2153.2147 | -78.2208 | 3.5105 | 10.8523 | -84.2095 | 77.7254 | 44.2201 | 124.0907 | 1.7819 | 170.0926 | 34.85 | -16.9598 | 0
2154.5 | 89.7708 | 52 | 3 | 11 | -3.9724 | 2154.2149 | -93.2239 | 3.5271 | 0.17532 | -85.2261 | 87.4631 | 2.3016 | 2.799 | 0.040192 | 5.1409 | 35.85 | -7480.0125 | 0
2155.5 | 89.8125 | 0 | 0 | 10 | -3.9598 | 2155.2151 | -108.227 | 3.5437 | -10.336 | -74.5033 | 91.3729 | 0 | 0 | 0 | 0 | 36.85 | -7947.3005 | 0
2156.5 | 89.8542 | 0 | 0 | 9 | -3.9473 | 2156.2153 | -123.2302 | 3.5604 | -20.2862 | -62.8821 | 94.9614 | 0 | 0 | 0 | 0 | 37.85 | -8190.9789 | 12808.2955
2157.5 | 89.8958 | 0 | 0 | 8.9 | -3.9347 | 2157.2156 | -138.2333 | 3.577 | -29.1691 | -49.5836 | 97.9918 | 0 | 0 | 0 | 0 | 37.95 | -8215.4282 | 36396.1102
2158.5 | 89.9375 | 0 | 0 | 8.7 | -3.9222 | 2158.2158 | -153.2365 | 3.5936 | -36.2888 | -33.8878 | 100.2533 | 0 | 0 | 0 | 0 | 38.15 | -8264.3711 | 64391.281
2159.5 | 89.9792 | 0 | 0 | 8.6 | -3.9097 | 2159.216 | -168.2396 | 3.6102 | -40.7662 | -15.5796 | 101.5788 | 0 | 0 | 0 | 0 | 38.25 | -8288.8647 | 54585.7288
2160.5 | 90.0208 | 0 | 0 | 8.5 | -3.8971 | 2160.2162 | 176.7573 | 3.6269 | -41.8025 | 4.3432 | 101.8651 | 0 | 0 | 0 | 0 | 38.35 | -8313.3732 | 31423.1672
2161.5 | 90.0625 | 0 | 0 | 8.4 | -3.8846 | 2161.2164 | 161.7542 | 3.6435 | -39.1749 | 23.7697 | 101.0887 | 0 | 0 | 0 | 0 | 38.45 | -8337.8964 | 12026.7198
2162.5 | 90.1042 | 0 | 0 | 8.2 | -3.8721 | 2162.2166 | 146.751 | 3.6601 | -33.4161 | 40.9593 | 99.3092 | 0 | 0 | 0 | 0 | 38.65 | -8386.9874 | 32100.1351
2163.5 | 90.1458 | 0 | 0 | 8.1 | -3.8596 | 2163.2168 | 131.7479 | 3.6767 | -25.4135 | 55.5188 | 96.66 | 0 | 0 | 0 | 0 | 38.75 | -8411.555 | 24536.4132
2164.5 | 90.1875 | 0 | 0 | 8.2 | -3.8471 | 2164.217 | 116.7448 | 3.6933 | -15.9778 | 67.9682 | 93.3292 | 0 | 0 | 0 | 0 | 38.65 | -8386.9874 | 0
2165.5 | 90.2292 | 0 | 0 | 7.7 | -3.8346 | 2165.2172 | 101.7416 | 3.7099 | -5.713 | 79.0824 | 89.5405 | 0 | 0 | 0 | 0 | 39.15 | -8509.9737 | 0
2166.5 | 90.2708 | 113 | 26 | 8.3 | -3.822 | 2166.2174 | 86.7385 | 3.7265 | 4.9362 | 89.621 | 85.5371 | 8.7929 | 24.2583 | 0.34833 | 33.3996 | 38.55 | -6900.0504 | 0
2167.5 | 90.3125 | 102 | 107 | 10.6 | -3.8095 | 2167.2176 | 71.7354 | 3.7431 | 15.597 | 79.6795 | 71.3899 | 32.5509 | 99.8324 | 1.4335 | 133.8168 | 36.25 | -1942.7015 | 0
2168.5 | 90.3542 | 486 | 165 | 12.4 | -3.7971 | 2168.2178 | 56.7323 | 3.7597 | 25.8791 | 68.0193 | 56.8812 | 265.5389 | 153.9471 | 2.2106 | 421.6966 | 34.45 | 11095.27 | 0
2169.5 | 90.3958 | 346 | 251 | 13 | -3.7846 | 2169.2181 | 41.7291 | 3.7763 | 35.2712 | 54.4394 | 42.4823 | 255.1703 | 234.1862 | 3.3628 | 492.7192 | 33.85 | 14348.3294 | 0
2170.5 | 90.4375 | 332 | 305 | 13.7 | -3.7721 | 2170.2183 | 26.726 | 3.7929 | 43.0153 | 37.8595 | 28.4259 | 291.972 | 284.5689 | 4.0862 | 580.6271 | 33.15 | 18363.9185 | 0
2171.5 | 90.4792 | 263 | 348 | 13.8 | -3.7596 | 2171.2185 | 11.7229 | 3.8095 | 48.0379 | 17.6498 | 15.7304 | 253.1501 | 324.6884 | 4.6623 | 582.5008 | 33.05 | 18469.6968 | 0
2172.5 | 90.5208 | 108 | 375 | 13.2 | -3.7471 | 2172.2187 | -3.2802 | 3.8261 | 49.2407 | -5.0167 | 11.1366 | 105.9663 | 349.8798 | 5.024 | 460.8701 | 33.65 | 13001.5005 | 0
2173.5 | 90.5625 | 194 | 354 | 13.3 | -3.7346 | 2173.2189 | -18.2833 | 3.8427 | 46.2925 | -26.9362 | 20.9269 | 181.2031 | 330.2865 | 4.7427 | 516.2323 | 33.55 | 15449.3203 | 0
2174.5 | 90.6042 | 460 | 263 | 14 | -3.7222 | 2174.2191 | -33.2865 | 3.8593 | 39.9572 | -45.5915 | 34.4753 | 379.2102 | 245.3823 | 3.5235 | 628.1161 | 32.85 | 20514.374 | 0
2175.5 | 90.6458 | 377 | 229 | 14.3 | -3.7097 | 2175.2193 | -48.2896 | 3.8759 | 31.3986 | -60.7609 | 48.7265 | 248.6895 | 213.6599 | 3.068 | 465.4174 | 32.55 | 13461.7274 | 0
2176.5 | 90.6875 | 432 | 154 | 13.6 | -3.6972 | 2176.2195 | -63.2927 | 3.8925 | 21.5602 | -73.3963 | 63.1842 | 194.8857 | 143.684 | 2.0632 | 340.6329 | 33.25 | 7832.1334 | 0
2177.5 | 90.7292 | 307 | 122 | 13.4 | -3.6848 | 2177.2197 | -78.2958 | 3.9091 | 11.0791 | -84.552 | 77.7015 | 65.3926 | 113.8275 | 1.6345 | 180.8546 | 33.45 | 788.7665 | 0
2178.5 | 90.7708 | 82 | 4 | 12 | -3.6723 | 2178.2199 | -93.2989 | 3.9257 | 0.40172 | -84.8897 | 87.0991 | 4.1499 | 3.7321 | 0.05359 | 7.9355 | 34.85 | -7116.9323 | 0
2179.5 | 90.8125 | 0 | 0 | 11.2 | -3.6598 | 2179.2201 | -108.302 | 3.9422 | -10.0985 | -74.1694 | 91.0065 | 0 | 0 | 0 | 0 | 35.65 | -7656.8402 | 0
2180.5 | 90.8542 | 0 | 0 | 11 | -3.6474 | 2180.2203 | -123.3051 | 3.9588 | -20.0261 | -62.5508 | 94.5899 | 0 | 0 | 0 | 0 | 35.85 | -7705.1022 | 27219.061
2181.5 | 90.8958 | 0 | 0 | 10.8 | -3.635 | 2181.2206 | -138.3083 | 3.9754 | -28.8752 | -49.2643 | 97.6134 | 0 | 0 | 0 | 0 | 36.05 | -7753.4234 | 52830.2124
2182.5 | 90.9375 | 0 | 0 | 10.6 | -3.6225 | 2182.2208 | -153.3114 | 3.992 | -35.9529 | -33.6069 | 99.8671 | 0 | 0 | 0 | 0 | 36.25 | -7801.8039 | 35110.7245
2183.5 | 90.9792 | 0 | 0 | 10.3 | -3.6101 | 2183.221 | -168.3145 | 4.0085 | -40.3895 | -15.383 | 101.1852 | 0 | 0 | 0 | 0 | 36.55 | -7874.4856 | 37717.9463
2184.5 | 91.0208 | 0 | 0 | 9.5 | -3.5977 | 2184.2212 | 176.6824 | 4.0251 | -41.4007 | 4.4138 | 101.4657 | 0 | 0 | 0 | 0 | 37.35 | -8068.9547 | 89588.898
2185.5 | 91.0625 | 0 | 0 | 9.3 | -3.5852 | 2185.2214 | 161.6793 | 4.0417 | -38.7721 | 23.7143 | 100.6856 | 0 | 0 | 0 | 0 | 37.55 | -8117.7199 | 76190.5989
2186.5 | 91.1042 | 0 | 0 | 9.1 | -3.5728 | 2186.2216 | 146.6762 | 4.0582 | -33.0293 | 40.8153 | 98.9044 | 0 | 0 | 0 | 0 | 37.75 | -8166.5444 | 59904.7585
2187.5 | 91.1458 | 0 | 0 | 8.9 | -3.5604 | 2187.2218 | 131.6731 | 4.0748 | -25.0478 | 55.3263 | 96.255 | 0 | 0 | 0 | 0 | 37.95 | -8215.4282 | 25504.1818
2188.5 | 91.1875 | 0 | 0 | 8.2 | -3.548 | 2188.222 | 116.67 | 4.0914 | -15.6302 | 67.7523 | 92.9248 | 0 | 0 | 0 | 0 | 38.65 | -8386.9874 | 0
2189.5 | 91.2292 | 0 | 0 | 8 | -3.5356 | 2189.2222 | 101.6669 | 4.1079 | -5.3771 | 78.8551 | 89.1368 | 0 | 0 | 0 | 0 | 38.85 | -8436.1375 | 0
2190.5 | 91.2708 | 176 | 30 | 8.2 | -3.5232 | 2190.2224 | 86.6638 | 4.1245 | 5.2677 | 89.3876 | 85.1337 | 14.9302 | 27.9904 | 0.40192 | 43.3225 | 38.65 | -6490.1336 | 0
2191.5 | 91.3125 | 86 | 112 | 8 | -3.5108 | 2191.2226 | 71.6607 | 4.141 | 15.9321 | 79.9155 | 71.2216 | 27.6842 | 104.4974 | 1.5005 | 133.6821 | 38.85 | -2582.9292 | 0
2192.5 | 91.3542 | 74 | 212 | 9 | -3.4984 | 2192.2228 | 56.6576 | 4.1576 | 26.2261 | 68.2513 | 56.708 | 40.619 | 197.7987 | 2.8403 | 241.258 | 37.85 | 2372.3868 | 0
2193.5 | 91.3958 | 100 | 288 | 11 | -3.486 | 2193.223 | 41.6545 | 4.1742 | 35.6379 | 54.6496 | 42.2935 | 73.9708 | 268.7077 | 3.8585 | 346.5369 | 35.85 | 7467.8492 | 0
2194.5 | 91.4375 | 136 | 345 | 13 | -3.4736 | 2194.2232 | 26.6514 | 4.1907 | 43.4053 | 38.0077 | 28.1989 | 119.8585 | 321.8894 | 4.6221 | 446.37 | 33.85 | 12318.9513 | 0
2195.5 | 91.4792 | 84 | 348 | 13 | -3.4612 | 2195.2234 | 11.6483 | 4.2073 | 48.4423 | 17.6703 | 15.4046 | 80.9822 | 324.6884 | 4.6623 | 410.333 | 33.85 | 10741.086 | 0
2196.5 | 91.5208 | 90 | 382 | 14 | -3.4488 | 2196.2237 | -3.3548 | 4.2238 | 49.6328 | -5.1697 | 10.7785 | 88.4122 | 356.4109 | 5.1178 | 449.9408 | 32.85 | 12713.0556 | 0
2197.5 | 91.5625 | 36 | 342 | 14 | -3.4365 | 2197.2239 | -18.3579 | 4.2403 | 46.6443 | -27.2262 | 20.7842 | 33.6572 | 319.0903 | 4.5819 | 357.3295 | 32.85 | 8658.113 | 0
2198.5 | 91.6042 | 37 | 318 | 14 | -3.4241 | 2198.2241 | -33.361 | 4.2569 | 40.2605 | -45.9413 | 34.4101 | 30.5255 | 296.698 | 4.2604 | 331.4839 | 32.85 | 7526.477 | 0
2199.5 | 91.6458 | 0 | 196 | 13 | -3.4117 | 2199.2243 | -48.3641 | 4.2734 | 31.6624 | -61.1205 | 48.6903 | 0 | 182.8705 | 2.6259 | 185.4964 | 33.85 | 896.7243 | 0
2200.5 | 91.6875 | 0 | 111 | 12.9 | -3.3994 | 2200.2245 | -63.3672 | 4.29 | 21.7984 | -73.7479 | 63.1589 | 0 | 103.5644 | 1.4871 | 105.0515 | 33.95 | -2649.3726 | 0
2201.5 | 91.7292 | 160 | 102 | 12.2 | -3.387 | 2201.2247 | -78.3702 | 4.3065 | 11.3051 | -84.8937 | 77.6778 | 34.1455 | 95.1673 | 1.3665 | 130.6794 | 34.65 | -1694.6855 | 0
2202.5 | 91.7708 | 46 | 4 | 11 | -3.3747 | 2202.2249 | -93.3733 | 4.323 | 0.62778 | -84.5545 | 86.7361 | 2.619 | 3.7321 | 0.05359 | 6.4047 | 35.85 | -7424.6772 | 0
2203.5 | 91.8125 | 0 | 0 | 9.8 | -3.3623 | 2203.2251 | -108.3764 | 4.3396 | -9.861 | -73.8373 | 90.6411 | 0 | 0 | 0 | 0 | 37.05 | -7995.9177 | 0
2204.5 | 91.8542 | 0 | 0 | 9 | -3.35 | 2204.2253 | -123.3795 | 4.3561 | -19.7658 | -62.222 | 94.2194 | 0 | 0 | 0 | 0 | 37.85 | -8190.9789 | 18397.0008
2205.5 | 91.8958 | 0 | 0 | 8.6 | -3.3377 | 2205.2255 | -138.3826 | 4.3726 | -28.5812 | -48.9483 | 97.2359 | 0 | 0 | 0 | 0 | 38.25 | -8288.8647 | 60983.0467
2206.5 | 91.9375 | 0 | 0 | 8.2 | -3.3253 | 2206.2257 | -153.3857 | 4.3891 | -35.6172 | -33.3299 | 99.4819 | 0 | 0 | 0 | 0 | 38.65 | -8386.9874 | 74999.2045
2207.5 | 91.9792 | 0 | 0 | 7.9 | -3.313 | 2207.2259 | -168.3887 | 4.4057 | -40.0134 | -15.1897 | 100.7928 | 0 | 0 | 0 | 0 | 38.95 | -8460.7348 | 55372.5839
2208.5 | 92.0208 | 0 | 0 | 7.5 | -3.3007 | 2208.2261 | 176.6082 | 4.4222 | -41.0002 | 4.4828 | 101.0675 | 0 | 0 | 0 | 0 | 39.35 | -8559.2719 | 74836.2066
2209.5 | 92.0625 | 0 | 0 | 7.2 | -3.2884 | 2209.2263 | 161.6051 | 4.4387 | -38.3705 | 23.659 | 100.2837 | 0 | 0 | 0 | 0 | 39.65 | -8633.3301 | 33068.9314
2210.5 | 92.1042 | 0 | 0 | 7.1 | -3.2761 | 2210.2265 | 146.602 | 4.4552 | -32.6437 | 40.6726 | 98.5008 | 0 | 0 | 0 | 0 | 39.75 | -8658.0458 | 55278.9242
2211.5 | 92.1458 | 0 | 0 | 6.9 | -3.2638 | 2211.2267 | 131.5989 | 4.4717 | -24.6832 | 55.1352 | 95.8513 | 0 | 0 | 0 | 0 | 39.95 | -8707.5216 | 0
2212.5 | 92.1875 | 0 | 0 | 6.7 | -3.2515 | 2212.2269 | 116.5959 | 4.4882 | -15.2837 | 67.5373 | 92.5218 | 0 | 0 | 0 | 0 | 40.15 | -8757.0565 | 0
2213.5 | 92.2292 | 0 | 0 | 7 | -3.2392 | 2213.2271 | 101.5928 | 4.5047 | -5.0426 | 78.6283 | 88.7345 | 0 | 0 | 0 | 0 | 39.85 | -8682.7763 | 929.6479
2214.5 | 92.2708 | 0 | 11 | 7.3 | -3.2269 | 2214.2274 | 86.5897 | 4.5212 | 5.5977 | 89.1543 | 84.7317 | 0 | 10.2631 | 0.14737 | 10.4105 | 39.55 | -8152.81 | 0
2215.5 | 92.3125 | 0 | 50 | 7.8 | -3.2146 | 2215.2276 | 71.5867 | 4.5377 | 16.2656 | 80.152 | 71.055 | 0 | 46.6506 | 0.66987 | 47.3205 | 39.05 | -6413.4411 | 0
2216.5 | 92.3542 | 0 | 104 | 8.4 | -3.2023 | 2216.2278 | 56.5836 | 4.5542 | 26.5714 | 68.4843 | 56.5373 | 0 | 97.0333 | 1.3933 | 98.4267 | 38.45 | -4028.3325 | 0
2217.5 | 92.3958 | 0 | 155 | 8.8 | -3.1901 | 2217.228 | 41.5805 | 4.5707 | 36.0028 | 54.8616 | 42.1082 | 0 | 144.617 | 2.0766 | 146.6936 | 38.05 | -1816.9844 | 0
2218.5 | 92.4375 | 0 | 169 | 9 | -3.1778 | 2218.2282 | 26.5775 | 4.5872 | 43.7937 | 38.158 | 27.9767 | 0 | 157.6791 | 2.2642 | 159.9433 | 37.85 | -1187.9375 | 0
2219.5 | 92.4792 | 0 | 194 | 10.1 | -3.1656 | 2219.2284 | 11.5744 | 4.6037 | 48.8453 | 17.6918 | 15.0838 | 0 | 181.0045 | 2.5991 | 183.6036 | 36.75 | 115.9802 | 0
2220.5 | 92.5208 | 6 | 209 | 11.1 | -3.1533 | 2220.2286 | -3.4287 | 4.6202 | 50.0236 | -5.3238 | 10.4248 | 5.901 | 194.9997 | 2.8001 | 203.7007 | 35.75 | 1237.9729 | 0
2221.5 | 92.5625 | 85 | 351 | 11.8 | -3.141 | 2221.2288 | -18.4317 | 4.6367 | 46.9943 | -27.5184 | 20.6481 | 79.5399 | 327.4875 | 4.7025 | 411.7299 | 35.05 | 10514.9864 | 0
2222.5 | 92.6042 | 86 | 305 | 12.3 | -3.1288 | 2222.229 | -33.4348 | 4.6532 | 40.5621 | -46.2926 | 34.3486 | 71.0033 | 284.5689 | 4.0862 | 359.6584 | 34.55 | 8355.0123 | 0
2223.5 | 92.6458 | 307 | 255 | 12.4 | -3.1166 | 2223.2292 | -48.4379 | 4.6697 | 31.9247 | -61.4806 | 48.6561 | 202.7973 | 237.9182 | 3.4164 | 444.1319 | 34.45 | 12077.5893 | 0
2224.5 | 92.6875 | 146 | 190 | 12 | -3.1043 | 2224.2294 | -63.4409 | 4.6862 | 22.0355 | -74.0991 | 63.1346 | 65.9769 | 177.2724 | 2.5455 | 245.7948 | 34.85 | 3297.625 | 0
2225.5 | 92.7292 | 250 | 108 | 11 | -3.0921 | 2225.2296 | -78.444 | 4.7026 | 11.5305 | -85.2344 | 77.6542 | 53.4527 | 100.7654 | 1.4469 | 155.665 | 35.85 | -889.3848 | 0
2226.5 | 92.7708 | 75 | 5 | 8.4 | -3.0799 | 2226.2298 | -93.447 | 4.7191 | 0.85347 | -84.2208 | 86.3741 | 4.7431 | 4.6651 | 0.066987 | 9.4752 | 38.45 | -7923.0298 | 0
2227.5 | 92.8125 | 0 | 0 | 6.8 | -3.0677 | 2227.23 | -108.4501 | 4.7356 | -9.6236 | -73.5072 | 90.2766 | 0 | 0 | 0 | 0 | 40.05 | -8732.2817 | 0
2228.5 | 92.8542 | 0 | 0 | 5.4 | -3.0554 | 2228.2302 | -123.4531 | 4.7521 | -19.5055 | -61.8958 | 93.8499 | 0 | 0 | 0 | 0 | 41.45 | -9080.4771 | 22070.7766
2229.5 | 92.8958 | 0 | 0 | 4.3 | -3.0432 | 2229.2304 | -138.4562 | 4.7685 | -28.2871 | -48.6355 | 96.8595 | 0 | 0 | 0 | 0 | 42.55 | -9356.0944 | 58293.3239
2230.5 | 92.9375 | 0 | 0 | 4 | -3.031 | 2230.2306 | -153.4592 | 4.785 | -35.2817 | -33.0566 | 99.0978 | 0 | 0 | 0 | 0 | 42.85 | -9431.5736 | 25362.5438
2231.5 | 92.9792 | 0 | 0 | 3.1 | -3.0188 | 2231.2308 | -168.4623 | 4.8015 | -39.6382 | -14.9998 | 100.4016 | 0 | 0 | 0 | 0 | 43.75 | -9658.8105 | 94914.433
2232.5 | 93.0208 | 0 | 0 | 2.1 | -3.0066 | 2232.231 | 176.5347 | 4.8179 | -40.6009 | 4.55 | 100.6706 | 0 | 0 | 0 | 0 | 44.75 | -9912.7021 | 101599.7604
2233.5 | 93.0625 | 0 | 0 | 1.7 | -2.9945 | 2233.2312 | 161.5316 | 4.8344 | -37.9704 | 23.6038 | 99.8832 | 0 | 0 | 0 | 0 | 45.15 | -10014.6732 | 95819.6649
2234.5 | 93.1042 | 0 | 0 | 1.3 | -2.9823 | 2234.2314 | 146.5286 | 4.8508 | -32.2595 | 40.5309 | 98.0987 | 0 | 0 | 0 | 0 | 45.55 | -10116.8811 | 36573.9674
2235.5 | 93.1458 | 0 | 0 | 0.3 | -2.9701 | 2235.2316 | 131.5255 | 4.8673 | -24.3199 | 54.9452 | 95.4491 | 0 | 0 | 0 | 0 | 46.55 | -10373.4371 | 6298.0601
2236.5 | 93.1875 | 0 | 0 | -0.1 | -2.9579 | 2236.2318 | 116.5225 | 4.8838 | -14.9386 | 67.3234 | 92.1203 | 0 | 0 | 0 | 0 | 46.95 | -10476.4739 | 29527.7154
2237.5 | 93.2292 | 0 | 0 | 0.1 | -2.9458 | 2237.232 | 101.5194 | 4.9002 | -4.7095 | 78.4022 | 88.3337 | 0 | 0 | 0 | 0 | 46.75 | -10424.9259 | 4472.5034
2238.5 | 93.2708 | 0 | 28 | 2 | -2.9336 | 2238.2322 | 86.5164 | 4.9167 | 5.9261 | 88.9211 | 84.3312 | 0 | 26.1244 | 0.37513 | 26.4995 | 44.85 | -8777.9055 | 0
2239.5 | 93.3125 | 60 | 117 | 5.4 | -2.9215 | 2239.2324 | 71.5134 | 4.9331 | 16.5973 | 80.3888 | 70.8904 | 19.6426 | 109.1625 | 1.5675 | 130.3725 | 41.45 | -3372.1778 | 0
2240.5 | 93.3542 | 138 | 228 | 6.1 | -2.9093 | 2240.2326 | 56.5103 | 4.9495 | 26.9147 | 68.7184 | 56.3693 | 76.4295 | 212.7269 | 3.0546 | 292.2111 | 40.75 | 3888.3042 | 0
2241.5 | 93.3958 | 223 | 289 | 9 | -2.8972 | 2241.2328 | 41.5073 | 4.966 | 36.3658 | 55.0754 | 41.9266 | 165.9122 | 269.6407 | 3.8719 | 439.4247 | 37.85 | 11049.0228 | 0
2242.5 | 93.4375 | 356 | 319 | 12 | -2.8851 | 2242.233 | 26.5043 | 4.9824 | 44.1802 | 38.3105 | 27.7596 | 315.0278 | 297.6311 | 4.2738 | 616.9326 | 34.85 | 19547.7134 | 0
2243.5 | 93.4792 | 203 | 368 | 12.8 | -2.8729 | 2243.2333 | 11.5012 | 4.9988 | 49.2468 | 17.7145 | 14.7685 | 196.2936 | 343.3487 | 4.9303 | 544.5726 | 34.05 | 16570.973 | 0
2244.5 | 93.5208 | 42 | 358 | 13.5 | -2.8608 | 2244.2335 | -3.5018 | 5.0153 | 50.4128 | -5.4791 | 10.0757 | 41.3523 | 334.0185 | 4.7963 | 380.1671 | 33.35 | 9539.3515 | 0
2245.5 | 93.5625 | 12 | 246 | 13.8 | -2.8487 | 2245.2337 | -18.5048 | 5.0317 | 47.3427 | -27.8126 | 20.5186 | 11.2387 | 229.5211 | 3.2958 | 244.0556 | 33.05 | 3651.0358 | 0
2246.5 | 93.6042 | 104 | 313 | 14 | -2.8366 | 2246.2339 | -33.5079 | 5.0481 | 40.8619 | -46.6452 | 34.2909 | 85.9236 | 292.033 | 4.1934 | 382.1499 | 32.85 | 9744.8634 | 0
2247.5 | 93.6458 | 100 | 286 | 12.7 | -2.8245 | 2247.2341 | -48.5109 | 5.0646 | 32.1855 | -61.8408 | 48.6239 | 66.0999 | 266.8416 | 3.8317 | 336.7732 | 34.15 | 7448.6913 | 0
2248.5 | 93.6875 | 40 | 162 | 11 | -2.8124 | 2248.2343 | -63.5139 | 5.081 | 22.2714 | -74.4498 | 63.1112 | 18.0904 | 151.1481 | 2.1704 | 171.4089 | 35.85 | -200.0472 | 0
2249.5 | 93.7292 | 215 | 140 | 10.2 | -2.8003 | 2249.2345 | -78.5169 | 5.0974 | 11.7551 | -85.5741 | 77.6308 | 46.0552 | 130.6218 | 1.8756 | 178.5526 | 36.65 | -80.9009 | 0
2250.5 | 93.7708 | 68 | 7 | 8.9 | -2.7882 | 2250.2347 | -93.5199 | 5.1138 | 1.0788 | -83.8886 | 86.0132 | 4.7278 | 6.5311 | 0.093782 | 11.3526 | 37.95 | -7718.358 | 0
2251.5 | 93.8125 | 0 | 0 | 8 | -2.7761 | 2251.2349 | -108.523 | 5.1302 | -9.3863 | -73.1791 | 89.9133 | 0 | 0 | 0 | 0 | 38.85 | -8436.1375 | 6337.1797
2252.5 | 93.8542 | 0 | 0 | 6.4 | -2.7641 | 2252.2351 | -123.526 | 5.1466 | -19.245 | -61.5723 | 93.4815 | 0 | 0 | 0 | 0 | 40.45 | -8831.47 | 35435.1251
2253.5 | 93.8958 | 0 | 0 | 5.9 | -2.752 | 2253.2353 | -138.529 | 5.1631 | -27.993 | -48.3262 | 96.4842 | 0 | 0 | 0 | 0 | 40.95 | -8955.7885 | 53429.0249
2254.5 | 93.9375 | 0 | 0 | 4.3 | -2.7399 | 2254.2355 | -153.532 | 5.1795 | -34.9466 | -32.7873 | 98.715 | 0 | 0 | 0 | 0 | 42.55 | -9356.0944 | 70820.4684
2255.5 | 93.9792 | 0 | 0 | 4.3 | -2.7279 | 2255.2357 | -168.535 | 5.1959 | -39.2639 | -14.8135 | 100.0117 | 0 | 0 | 0 | 0 | 42.55 | -9356.0944 | 46449.8364
2256.5 | 94.0208 | 0 | 0 | 2.6 | -2.7158 | 2256.2359 | 176.462 | 5.2123 | -40.2031 | 4.6153 | 100.2752 | 0 | 0 | 0 | 0 | 44.25 | -9785.5713 | 72834.4438
2257.5 | 94.0625 | 0 | 0 | 2 | -2.7038 | 2257.2361 | 161.4589 | 5.2287 | -37.572 | 23.5487 | 99.4841 | 0 | 0 | 0 | 0 | 44.85 | -9938.1727 | 56542.0148
2258.5 | 94.1042 | 0 | 0 | 1.6 | -2.6917 | 2258.2363 | 146.4559 | 5.2451 | -31.8768 | 40.3903 | 97.6981 | 0 | 0 | 0 | 0 | 45.25 | -10040.203 | 18870.2198
2259.5 | 94.1458 | 0 | 0 | 1.6 | -2.6797 | 2259.2365 | 131.4529 | 5.2614 | -23.9581 | 54.7565 | 95.0484 | 0 | 0 | 0 | 0 | 45.25 | -10040.203 | 7609.0093
2260.5 | 94.1875 | 0 | 0 | 2.1 | -2.6677 | 2260.2367 | 116.4499 | 5.2778 | -14.595 | 67.1104 | 91.7204 | 0 | 0 | 0 | 0 | 44.75 | -9912.7021 | 0
2261.5 | 94.2292 | 0 | 0 | 0.6 | -2.6557 | 2261.2369 | 101.4469 | 5.2942 | -4.378 | 78.1766 | 87.9346 | 0 | 0 | 0 | 0 | 46.25 | -10296.3149 | 8535.8807
2262.5 | 94.2708 | 216 | 43 | 2.8 | -2.6437 | 2262.2371 | 86.4439 | 5.3106 | 6.2528 | 88.6881 | 83.9323 | 22.8319 | 40.1195 | 0.57609 | 63.5276 | 44.05 | -6953.2977 | 0
2263.5 | 94.3125 | 92 | 116 | 4.5 | -2.6317 | 2263.2373 | 71.4409 | 5.327 | 16.927 | 80.6261 | 70.7279 | 30.3651 | 108.2295 | 1.5541 | 140.1487 | 42.35 | -3169.5058 | 0
2264.5 | 94.3542 | 379 | 185 | 7.2 | -2.6197 | 2264.2375 | 56.4379 | 5.3434 | 27.256 | 68.9536 | 56.2041 | 210.8133 | 172.6073 | 2.4785 | 385.8992 | 39.65 | 8263.0815 | 0
2265.5 | 94.3958 | 417 | 246 | 10.7 | -2.6077 | 2265.2377 | 41.4349 | 5.3597 | 36.7267 | 55.2911 | 41.7488 | 311.1115 | 229.5211 | 3.2958 | 543.9284 | 36.15 | 16038.0386 | 0
2266.5 | 94.4375 | 101 | 341 | 12.3 | -2.5957 | 2266.2379 | 26.4319 | 5.3761 | 44.5649 | 38.4652 | 27.5477 | 89.5492 | 318.1573 | 4.5685 | 412.2751 | 34.55 | 10658.8092 | 0
2267.5 | 94.4792 | 84 | 359 | 14 | -2.5837 | 2267.2381 | 11.4289 | 5.3925 | 49.6467 | 17.7385 | 14.4591 | 81.3394 | 334.9516 | 4.8097 | 421.1007 | 32.85 | 11450.3018 | 0
2268.5 | 94.5208 | 506 | 294 | 14.7 | -2.5717 | 2268.2383 | -3.5741 | 5.4089 | 50.8004 | -5.6352 | 9.7316 | 498.7188 | 274.3057 | 3.9389 | 776.9634 | 32.15 | 27197.1309 | 0
2269.5 | 94.5625 | 406 | 319 | 15 | -2.5598 | 2269.2385 | -18.5771 | 5.4252 | 47.6891 | -28.1087 | 20.3957 | 380.547 | 297.6311 | 4.2738 | 682.4518 | 31.85 | 23129.7152 | 0
2270.5 | 94.6042 | 337 | 304 | 15.6 | -2.5478 | 2270.2387 | -33.58 | 5.4416 | 41.1598 | -46.9988 | 34.2367 | 278.6048 | 283.6359 | 4.0728 | 566.3135 | 31.25 | 18185.7082 | 0
2271.5 | 94.6458 | 113 | 264 | 16.2 | -2.5358 | 2271.2389 | -48.583 | 5.4579 | 32.4446 | -62.2012 | 48.5936 | 74.7377 | 246.3154 | 3.5369 | 324.5899 | 30.65 | 7742.4836 | 0
2272.5 | 94.6875 | 0 | 67 | 15.2 | -2.5239 | 2272.2391 | -63.586 | 5.4743 | 22.5062 | -74.7998 | 63.0887 | 0 | 62.5119 | 0.89763 | 63.4095 | 31.65 | -3927.6792 | 0
2273.5 | 94.7292 | 164 | 104 | 15.3 | -2.512 | 2273.2393 | -78.589 | 5.4906 | 11.9789 | -85.9125 | 77.6074 | 35.1959 | 97.0333 | 1.3933 | 133.6225 | 31.55 | -829.9176 | 0
2274.5 | 94.7708 | 54 | 6 | 13.1 | -2.5 | 2274.2395 | -93.592 | 5.507 | 1.3037 | -83.5582 | 85.6536 | 4.0925 | 5.5981 | 0.080385 | 9.7709 | 33.75 | -6773.4891 | 0
2275.5 | 94.8125 | 0 | 0 | 11.5 | -2.4881 | 2275.2397 | -108.595 | 5.5233 | -9.1492 | -72.8532 | 89.5513 | 0 | 0 | 0 | 0 | 35.35 | -7584.5581 | 0
2276.5 | 94.8542 | 0 | 0 | 12.1 | -2.4762 | 2276.2399 | -123.598 | 5.5397 | -18.9846 | -61.2516 | 93.1144 | 0 | 0 | 0 | 0 | 34.75 | -7440.3937 | 6148.9541
2277.5 | 94.8958 | 0 | 0 | 11.1 | -2.4643 | 2277.2401 | -138.6009 | 5.556 | -27.6989 | -48.0204 | 96.1103 | 0 | 0 | 0 | 0 | 35.75 | -7680.9638 | 8878.5748
2278.5 | 94.9375 | 0 | 0 | 8.9 | -2.4524 | 2278.2403 | -153.6039 | 5.5724 | -34.6119 | -32.5219 | 98.3336 | 0 | 0 | 0 | 0 | 37.95 | -8215.4282 | 25002.8297
2279.5 | 94.9792 | 0 | 0 | 9 | -2.4405 | 2279.2405 | -168.6069 | 5.5887 | -38.8907 | -14.6307 | 99.6233 | 0 | 0 | 0 | 0 | 37.85 | -8190.9789 | 22017.4436
2280.5 | 95.0208 | 0 | 0 | 7.6 | -2.4286 | 2280.2407 | 176.3901 | 5.605 | -39.8068 | 4.6787 | 99.8812 | 0 | 0 | 0 | 0 | 39.25 | -8534.6154 | 15353.7945
2281.5 | 95.0625 | 0 | 0 | 6.3 | -2.4167 | 2281.2409 | 161.3872 | 5.6214 | -37.1752 | 23.4935 | 99.0867 | 0 | 0 | 0 | 0 | 40.55 | -8856.3041 | 23083.2623
2282.5 | 95.1042 | 0 | 0 | 4.4 | -2.4048 | 2282.2411 | 146.3842 | 5.6377 | -31.4959 | 40.2507 | 97.2992 | 0 | 0 | 0 | 0 | 42.45 | -9330.9643 | 27200.0443
2283.5 | 95.1458 | 0 | 0 | 2.5 | -2.3929 | 2283.2413 | 131.3812 | 5.654 | -23.5979 | 54.569 | 94.6495 | 0 | 0 | 0 | 0 | 44.35 | -9810.9679 | 3983.1766
2284.5 | 95.1875 | 0 | 0 | 2.4 | -2.3811 | 2284.2414 | 116.3783 | 5.6703 | -14.2529 | 66.8983 | 91.3222 | 0 | 0 | 0 | 0 | 44.45 | -9836.3792 | 0
2285.5 | 95.2292 | 0 | 0 | 2.1 | -2.3692 | 2285.2416 | 101.3753 | 5.6867 | -4.0482 | 77.9516 | 87.5372 | 0 | 0 | 0 | 0 | 44.75 | -9912.7021 | 0
2286.5 | 95.2708 | 210 | 40 | 2.4 | -2.3574 | 2286.2418 | 86.3723 | 5.703 | 6.5776 | 88.4551 | 83.5352 | 23.6445 | 37.3205 | 0.5359 | 61.5009 | 44.45 | -7143.5931 | 0
2287.5 | 95.3125 | 109 | 124 | 4 | -2.3455 | 2287.242 | 71.3694 | 5.7193 | 17.2546 | 80.8639 | 70.5674 | 36.264 | 115.6936 | 1.6613 | 153.6188 | 42.85 | -2705.4467 | 0
2288.5 | 95.3542 | 213 | 218 | 7.1 | -2.3337 | 2288.2422 | 56.3664 | 5.7356 | 27.595 | 69.1899 | 56.0418 | 118.9791 | 203.3968 | 2.9206 | 325.2965 | 39.75 | 5584.9067 | 0
2289.5 | 95.3958 | 540 | 217 | 9.1 | -2.3218 | 2289.2424 | 41.3635 | 5.7519 | 37.0852 | 55.5087 | 41.575 | 403.9676 | 202.4638 | 2.9072 | 609.3386 | 37.75 | 18513.0517 | 0
2290.5 | 95.4375 | 493 | 275 | 10.6 | -2.31 | 2290.2426 | 26.3605 | 5.7682 | 44.9474 | 38.6223 | 27.3412 | 437.9255 | 256.5785 | 3.6843 | 698.1883 | 36.25 | 22768.0352 | 0
2291.5 | 95.4792 | 215 | 369 | 11.4 | -2.2982 | 2291.2428 | 11.3575 | 5.7845 | 50.0448 | 17.7639 | 14.1558 | 208.4713 | 344.2817 | 4.9437 | 557.6967 | 35.45 | 16809.8441 | 0
2292.5 | 95.5208 | 355 | 356 | 12.4 | -2.2864 | 2292.243 | -3.6454 | 5.8008 | 51.1863 | -5.7922 | 9.3931 | 350.2401 | 332.1525 | 4.7695 | 687.1621 | 34.45 | 22718.5528 | 0
2293.5 | 95.5625 | 73 | 346 | 12.7 | -2.2746 | 2293.2432 | -18.6484 | 5.8171 | 48.0337 | -28.4064 | 20.2795 | 68.4749 | 322.8224 | 4.6355 | 395.9329 | 34.15 | 10038.9677 | 0
2294.5 | 95.6042 | 300 | 320 | 12.5 | -2.2628 | 2294.2434 | -33.6513 | 5.8334 | 41.4558 | -47.3534 | 34.1861 | 248.1652 | 298.5641 | 4.2872 | 551.0165 | 34.35 | 16781.4112 | 0
2295.5 | 95.6458 | 0 | 87 | 12.9 | -2.251 | 2295.2436 | -48.6543 | 5.8497 | 32.7021 | -62.5615 | 48.5652 | 0 | 81.1721 | 1.1656 | 82.3377 | 33.95 | -3643.8874 | 0
2296.5 | 95.6875 | 0 | 143 | 11 | -2.2392 | 2296.2438 | -63.6572 | 5.866 | 22.7397 | -75.149 | 63.0669 | 0 | 133.4208 | 1.9158 | 135.3367 | 35.85 | -1779.4518 | 0
2297.5 | 95.7292 | 219 | 143 | 11 | -2.2274 | 2297.244 | -78.6601 | 5.8823 | 12.202 | -86.2496 | 77.584 | 47.0868 | 133.4208 | 1.9158 | 182.4234 | 35.85 | 282.2197 | 0
2298.5 | 95.7708 | 76 | 9 | 9.4 | -2.2157 | 2298.2442 | -93.6631 | 5.8985 | 1.5281 | -83.2295 | 85.2953 | 6.2335 | 8.3971 | 0.12058 | 14.7512 | 37.45 | -7447.4548 | 0
2299.5 | 95.8125 | 0 | 0 | 8.3 | -2.2039 | 2299.2444 | -108.666 | 5.9148 | -8.9122 | -72.5297 | 89.1905 | 0 | 0 | 0 | 0 | 38.55 | -8362.4345 | 0
2300.5 | 95.8542 | 0 | 0 | 7.4 | -2.1922 | 2300.2446 | -123.669 | 5.9311 | -18.7243 | -60.9339 | 92.7486 | 0 | 0 | 0 | 0 | 39.45 | -8583.9431 | 0
2301.5 | 95.8958 | 0 | 0 | 7 | -2.1804 | 2301.2448 | -138.6719 | 5.9474 | -27.4051 | -47.7182 | 95.7377 | 0 | 0 | 0 | 0 | 39.85 | -8682.7763 | 0
2302.5 | 95.9375 | 0 | 0 | 6.5 | -2.1687 | 2302.245 | -153.6748 | 5.9636 | -34.2778 | -32.2607 | 97.9536 | 0 | 0 | 0 | 0 | 40.35 | -8806.6507 | 38064.5578
2303.5 | 95.9792 | 0 | 0 | 6.3 | -2.1569 | 2303.2452 | -168.6778 | 5.9799 | -38.5186 | -14.4516 | 99.2364 | 0 | 0 | 0 | 0 | 40.55 | -8856.3041 | 77023.8674
2304.5 | 96.0208 | 0 | 0 | 5.8 | -2.1452 | 2304.2454 | 176.3193 | 5.9962 | -39.4122 | 4.7401 | 99.489 | 0 | 0 | 0 | 0 | 41.05 | -8980.6966 | 49656.156
2305.5 | 96.0625 | 0 | 0 | 5.5 | -2.1335 | 2305.2456 | 161.3164 | 6.0124 | -36.7803 | 23.4382 | 98.691 | 0 | 0 | 0 | 0 | 41.35 | -9055.5098 | 46571.7445
2306.5 | 96.1042 | 0 | 0 | 5.4 | -2.1218 | 2306.2458 | 146.3134 | 6.0287 | -31.1167 | 40.112 | 96.9021 | 0 | 0 | 0 | 0 | 41.45 | -9080.4771 | 51420.5967
2307.5 | 96.1458 | 0 | 0 | 5.2 | -2.1101 | 2307.246 | 131.3105 | 6.0449 | -23.2394 | 54.3826 | 94.2525 | 0 | 0 | 0 | 0 | 41.65 | -9130.4561 | 0
2308.5 | 96.1875 | 0 | 0 | 5 | -2.0984 | 2308.2462 | 116.3076 | 6.0612 | -13.9127 | 66.6872 | 90.9259 | 0 | 0 | 0 | 0 | 41.85 | -9180.4943 | 26660.5446
2309.5 | 96.2292 | 0 | 0 | 5.1 | -2.0867 | 2309.2464 | 101.3047 | 6.0774 | -3.7203 | 77.7272 | 87.1417 | 0 | 0 | 0 | 0 | 41.75 | -9155.4678 | 10466.2456
2310.5 | 96.2708 | 253 | 45 | 5.1 | -2.075 | 2310.2465 | 86.3018 | 6.0937 | 6.9003 | 88.2224 | 83.14 | 30.2192 | 41.9856 | 0.60289 | 72.8076 | 41.75 | -5967.6212 | 0
2311.5 | 96.3125 | 164 | 133 | 6.2 | -2.0634 | 2311.2467 | 71.2988 | 6.1099 | 17.58 | 81.102 | 70.4093 | 54.989 | 124.0907 | 1.7819 | 180.8615 | 40.65 | -962.2188 | 0
2312.5 | 96.3542 | 259 | 210 | 8.3 | -2.0517 | 2312.2469 | 56.2959 | 6.1262 | 27.9316 | 69.4273 | 55.8826 | 145.2708 | 195.9327 | 2.8135 | 344.0169 | 38.55 | 6700.1806 | 0
2313.5 | 96.3958 | 487 | 237 | 9.3 | -2.04 | 2313.2471 | 41.293 | 6.1424 | 37.4414 | 55.7282 | 41.4051 | 365.2752 | 221.124 | 3.1752 | 589.5744 | 37.55 | 17696.5137 | 0
2314.5 | 96.4375 | 113 | 269 | 10.4 | -2.0284 | 2314.2473 | 26.2901 | 6.1586 | 45.3278 | 38.7818 | 27.1403 | 100.5578 | 250.9804 | 3.6039 | 355.1422 | 36.45 | 7699.4855 | 0
2315.5 | 96.4792 | 556 | 308 | 11.5 | -2.0168 | 2315.2475 | 11.2872 | 6.1748 | 50.441 | 17.7908 | 13.8593 | 539.8132 | 287.3679 | 4.1264 | 831.3075 | 35.35 | 28813.8409 | 0
2316.5 | 96.5208 | 650 | 237 | 13.6 | -2.0051 | 2316.2477 | -3.7157 | 6.1911 | 51.5704 | -5.9498 | 9.0605 | 641.8897 | 221.124 | 3.1752 | 866.1889 | 33.25 | 30843.3527 | 0
2317.5 | 96.5625 | 625 | 253 | 13.6 | -1.9935 | 2317.2479 | -18.7186 | 6.2073 | 48.3762 | -28.7057 | 20.1699 | 586.6713 | 236.0522 | 3.3896 | 826.113 | 33.25 | 29088.6486 | 0
2318.5 | 96.6042 | 123 | 325 | 14.7 | -1.9819 | 2318.2481 | -33.7215 | 6.2235 | 41.7498 | -47.7087 | 34.1388 | 101.8046 | 303.2291 | 4.3542 | 409.3879 | 32.15 | 11103.0161 | 0
2319.5 | 96.6458 | 6 | 206 | 14.8 | -1.9703 | 2319.2483 | -48.7244 | 6.2397 | 32.958 | -62.9215 | 48.5385 | 3.9727 | 192.2006 | 2.7599 | 198.9332 | 32.05 | 1911.9463 | 0
2320.5 | 96.6875 | 447 | 172 | 13.8 | -1.9587 | 2320.2485 | -63.7273 | 6.2559 | 22.972 | -75.4972 | 63.0458 | 202.615 | 160.4782 | 2.3044 | 365.3976 | 33.05 | 8963.9359 | 0
2321.5 | 96.7292 | 426 | 105 | 13.9 | -1.9471 | 2321.2487 | -78.7302 | 6.2721 | 12.4242 | -86.5851 | 77.5605 | 91.764 | 97.9663 | 1.4067 | 191.1371 | 32.95 | 1357.7493 | 0
2322.5 | 96.7708 | 154 | 8 | 13 | -1.9355 | 2322.2489 | -93.7331 | 6.2883 | 1.7521 | -82.9029 | 84.9384 | 13.5869 | 7.4641 | 0.10718 | 21.1581 | 33.85 | -6298.7475 | 0
2323.5 | 96.8125 | 0 | 0 | 10 | -1.9239 | 2323.2491 | -108.736 | 6.3045 | -8.6754 | -72.2086 | 88.8311 | 0 | 0 | 0 | 0 | 36.85 | -7947.3005 | 0
2324.5 | 96.8542 | 0 | 0 | 9.1 | -1.9123 | 2324.2493 | -123.7389 | 6.3207 | -18.4641 | -60.6192 | 92.3842 | 0 | 0 | 0 | 0 | 37.75 | -8166.5444 | 45362.4323
2325.5 | 96.8958 | 0 | 0 | 8.2 | -1.9008 | 2325.2495 | -138.7418 | 6.3369 | -27.1114 | -47.4198 | 95.3667 | 0 | 0 | 0 | 0 | 38.65 | -8386.9874 | 43204.9214
2326.5 | 96.9375 | 0 | 0 | 8.3 | -1.8892 | 2326.2496 | -153.7447 | 6.3531 | -33.9443 | -32.0036 | 97.5752 | 0 | 0 | 0 | 0 | 38.55 | -8362.4345 | 97151.1688
2327.5 | 96.9792 | 0 | 0 | 7.3 | -1.8777 | 2327.2498 | -168.7476 | 6.3693 | -38.1477 | -14.2761 | 98.8512 | 0 | 0 | 0 | 0 | 39.55 | -8608.6292 | 96017.5315
2328.5 | 97.0208 | 0 | 0 | 6.4 | -1.8661 | 2328.25 | 176.2495 | 6.3855 | -39.0194 | 4.7995 | 99.0984 | 0 | 0 | 0 | 0 | 40.45 | -8831.47 | 103655.1105
2329.5 | 97.0625 | 0 | 0 | 6.5 | -1.8546 | 2329.2502 | 161.2466 | 6.4017 | -36.3875 | 23.3827 | 98.2972 | 0 | 0 | 0 | 0 | 40.35 | -8806.6507 | 82033.2729
2330.5 | 97.1042 | 0 | 0 | 5.5 | -1.8431 | 2330.2504 | 146.2438 | 6.4179 | -30.7395 | 39.9741 | 96.5069 | 0 | 0 | 0 | 0 | 41.35 | -9055.5098 | 92177.3608
2331.5 | 97.1458 | 0 | 0 | 5.6 | -1.8315 | 2331.2506 | 131.2409 | 6.434 | -22.8829 | 54.1972 | 93.8574 | 0 | 0 | 0 | 0 | 41.25 | -9030.5573 | 70743.6138
2332.5 | 97.1875 | 0 | 0 | 5.7 | -1.82 | 2332.2508 | 116.238 | 6.4502 | -13.5744 | 66.477 | 90.5316 | 0 | 0 | 0 | 0 | 41.15 | -9005.6195 | 36071.5921
2333.5 | 97.2292 | 0 | 0 | 4.7 | -1.8085 | 2333.251 | 101.2351 | 6.4664 | -3.3945 | 77.5034 | 86.7482 | 0 | 0 | 0 | 0 | 42.15 | -9255.6627 | 4997.6697
2334.5 | 97.2708 | 284 | 42 | 6.8 | -1.797 | 2334.2512 | 86.2323 | 6.4826 | 7.2207 | 87.9898 | 82.7469 | 35.8558 | 39.1865 | 0.56269 | 75.605 | 40.05 | -5421.952 | 0
2335.5 | 97.3125 | 372 | 106 | 9.9 | -1.7855 | 2335.2514 | 71.2294 | 6.4987 | 17.903 | 81.3405 | 70.2536 | 125.6833 | 98.8993 | 1.4201 | 226.0028 | 36.95 | 1923.8221 | 0
2336.5 | 97.3542 | 495 | 151 | 11 | -1.7741 | 2336.2516 | 56.2265 | 6.5149 | 28.2656 | 69.6658 | 55.7264 | 278.7569 | 140.8849 | 2.023 | 421.6648 | 35.85 | 10757.2898 | 0
2337.5 | 97.3958 | 411 | 245 | 12 | -1.7626 | 2337.2518 | 41.2236 | 6.531 | 37.795 | 55.9496 | 41.2395 | 309.056 | 228.5881 | 3.2824 | 540.9265 | 34.85 | 16219.8243 | 0
2338.5 | 97.4375 | 398 | 312 | 14.1 | -1.7511 | 2338.2519 | 26.2208 | 6.5472 | 45.7057 | 38.9438 | 26.9451 | 354.7936 | 291.1 | 4.18 | 650.0736 | 32.75 | 21499.4669 | 0
2339.5 | 97.4792 | 126 | 367 | 16.2 | -1.7397 | 2339.2521 | 11.2179 | 6.5633 | 50.8351 | 17.8193 | 13.5698 | 122.4827 | 342.4157 | 4.9169 | 469.8152 | 30.65 | 14101.103 | 0
2340.5 | 97.5208 | 295 | 376 | 17.2 | -1.7282 | 2340.2523 | -3.7849 | 6.5795 | 51.9525 | -6.1079 | 8.7343 | 291.5789 | 350.8128 | 5.0374 | 647.4291 | 29.65 | 22110.8636 | 0
2341.5 | 97.5625 | 188 | 372 | 18.3 | -1.7168 | 2341.2525 | -18.7878 | 6.5956 | 48.7167 | -29.0063 | 20.067 | 176.5869 | 347.0807 | 4.9839 | 528.6515 | 28.55 | 17164.8565 | 0
2342.5 | 97.6042 | 12 | 266 | 19.4 | -1.7054 | 2342.2527 | -33.7907 | 6.6118 | 42.0418 | -48.0646 | 34.095 | 9.9373 | 248.1814 | 3.5637 | 261.6824 | 27.45 | 5728.5651 | 0
2343.5 | 97.6458 | 0 | 194 | 19.4 | -1.694 | 2343.2529 | -48.7935 | 6.6279 | 33.2123 | -63.281 | 48.5135 | 0 | 181.0045 | 2.5991 | 183.6036 | 27.45 | 2309.9204 | 0
2344.5 | 97.6875 | 0 | 83 | 19.5 | -1.6825 | 2344.2531 | -63.7964 | 6.644 | 23.2031 | -75.8443 | 63.0254 | 0 | 77.4401 | 1.112 | 78.552 | 27.35 | -2266.8153 | 0
2345.5 | 97.7292 | 271 | 149 | 17.6 | -1.6711 | 2345.2533 | -78.7992 | 6.6602 | 12.6456 | -86.919 | 77.5369 | 58.4849 | 139.0189 | 1.9962 | 199.5 | 29.25 | 2591.2972 | 0
2346.5 | 97.7708 | 102 | 12 | 14.7 | -1.6597 | 2346.2535 | -93.8021 | 6.6763 | 1.9756 | -82.5783 | 84.583 | 9.6291 | 11.1962 | 0.16077 | 20.986 | 32.15 | -5902.9759 | 0
2347.5 | 97.8125 | 0 | 0 | 10.7 | -1.6484 | 2347.2537 | -108.8049 | 6.6924 | -8.4389 | -71.8901 | 88.4733 | 0 | 0 | 0 | 0 | 36.15 | -7777.6063 | 10066.0817
2348.5 | 97.8542 | 0 | 0 | 9.8 | -1.637 | 2348.2539 | -123.8078 | 6.7085 | -18.204 | -60.3077 | 92.0214 | 0 | 0 | 0 | 0 | 37.05 | -7995.9177 | 40090.0663
2349.5 | 97.8958 | 0 | 0 | 9.9 | -1.6256 | 2349.254 | -138.8106 | 6.7246 | -26.8181 | -47.1252 | 94.9972 | 0 | 0 | 0 | 0 | 36.95 | -7971.6017 | 60222.9806
2350.5 | 97.9375 | 0 | 0 | 8.9 | -1.6142 | 2350.2542 | -153.8134 | 6.7408 | -33.6115 | -31.7507 | 97.1985 | 0 | 0 | 0 | 0 | 37.95 | -8215.4282 | 47989.1234
2351.5 | 97.9792 | 0 | 0 | 8 | -1.6029 | 2351.2544 | -168.8163 | 6.7569 | -37.7783 | -14.1044 | 98.4678 | 0 | 0 | 0 | 0 | 38.85 | -8436.1375 | 22747.6809
2352.5 | 98.0208 | 0 | 0 | 8.2 | -1.5916 | 2352.2546 | 176.1809 | 6.773 | -38.6286 | 4.8568 | 98.7098 | 0 | 0 | 0 | 0 | 38.65 | -8386.9874 | 19266.0447
2353.5 | 98.0625 | 0 | 0 | 8.4 | -1.5802 | 2353.2548 | 161.1781 | 6.7891 | -35.9967 | 23.327 | 97.9054 | 0 | 0 | 0 | 0 | 38.45 | -8337.8964 | 40693.4661
2354.5 | 98.1042 | 0 | 0 | 8.5 | -1.5689 | 2354.255 | 146.1752 | 6.8052 | -30.3644 | 39.8371 | 96.1138 | 0 | 0 | 0 | 0 | 38.35 | -8313.3732 | 10473.6921
2355.5 | 98.1458 | 0 | 0 | 8.7 | -1.5576 | 2355.2552 | 131.1724 | 6.8213 | -22.5284 | 54.013 | 93.4644 | 0 | 0 | 0 | 0 | 38.15 | -8264.3711 | 21165.0311
2356.5 | 98.1875 | 0 | 0 | 8.9 | -1.5463 | 2356.2554 | 116.1696 | 6.8373 | -13.2382 | 66.2677 | 90.1395 | 0 | 0 | 0 | 0 | 37.95 | -8215.4282 | 0
2357.5 | 98.2292 | 0 | 0 | 9.1 | -1.535 | 2357.2556 | 101.1667 | 6.8534 | -3.0708 | 77.2802 | 86.3569 | 0 | 0 | 0 | 0 | 37.75 | -8166.5444 | 0
2358.5 | 98.2708 | 9 | 43 | 9.3 | -1.5237 | 2358.2557 | 86.1639 | 6.8695 | 7.5389 | 87.7573 | 82.3559 | 1.1972 | 40.1195 | 0.57609 | 41.8928 | 37.55 | -6283.4636 | 0
2359.5 | 98.3125 | 33 | 128 | 9.5 | -1.5124 | 2359.2559 | 71.1611 | 6.8856 | 18.2235 | 81.5794 | 70.1003 | 11.2324 | 119.4256 | 1.7149 | 132.3729 | 37.35 | -2273.0718 | 0
2360.5 | 98.3542 | 29 | 216 | 10.6 | -1.5011 | 2360.2561 | 56.1583 | 6.9017 | 28.597 | 69.9054 | 55.5735 | 16.3951 | 201.5307 | 2.8939 | 220.8197 | 36.25 | 1866.6812 | 0
2361.5 | 98.3958 | 18 | 232 | 11.8 | -1.4898 | 2361.2563 | 41.1555 | 6.9177 | 38.1459 | 56.173 | 41.078 | 13.5687 | 216.4589 | 3.1082 | 233.1358 | 35.05 | 2695.3313 | 0
2362.5 | 98.4375 | 30 | 335 | 12 | -1.4786 | 2362.2565 | 26.1526 | 6.9338 | 46.0812 | 39.1084 | 26.7558 | 26.788 | 312.5593 | 4.4881 | 343.8354 | 34.85 | 7590.2846 | 0
2363.5 | 98.4792 | 18 | 316 | 13.2 | -1.4673 | 2363.2567 | 11.1498 | 6.9499 | 51.227 | 17.8497 | 13.2877 | 17.5181 | 294.832 | 4.2336 | 316.5837 | 33.65 | 6683.99 | 0
2364.5 | 98.5208 | 12 | 272 | 13.4 | -1.4561 | 2364.2569 | -3.853 | 6.9659 | 52.3326 | -6.2665 | 8.4151 | 11.8708 | 253.7795 | 3.6441 | 269.2944 | 33.45 | 4661.0592 | 0
2365.5 | 98.5625 | 18 | 317 | 14.5 | -1.4448 | 2365.2571 | -18.8558 | 6.982 | 49.055 | -29.3082 | 19.9705 | 16.9176 | 295.765 | 4.247 | 316.9297 | 32.35 | 7007.548 | 0
2366.5 | 98.6042 | 49 | 321 | 14.7 | -1.4336 | 2366.2572 | -33.8586 | 6.9981 | 42.3318 | -48.4209 | 34.0544 | 40.5968 | 299.4971 | 4.3006 | 344.3945 | 32.15 | 8257.3085 | 0
2367.5 | 98.6458 | 0 | 187 | 15.9 | -1.4224 | 2367.2574 | -48.8614 | 7.0141 | 33.4648 | -63.64 | 48.4901 | 0 | 174.4734 | 2.5053 | 176.9787 | 30.95 | 1209.2009 | 0
2368.5 | 98.6875 | 0 | 83 | 15.1 | -1.4112 | 2368.2576 | -63.8642 | 7.0302 | 23.4329 | -76.19 | 63.0055 | 0 | 77.4401 | 1.112 | 78.552 | 31.75 | -3288.201 | 0
2369.5 | 98.7292 | 0 | 91 | 14.3 | -1.4 | 2369.2578 | -78.867 | 7.0462 | 12.8661 | -87.2511 | 77.513 | 0 | 84.9042 | 1.2192 | 86.1233 | 32.55 | -3145.4813 | 0
2370.5 | 98.7708 | 0 | 8 | 13.5 | -1.3888 | 2370.258 | -93.8698 | 7.0622 | 2.1986 | -82.256 | 84.2293 | 0 | 7.4641 | 0.10718 | 7.5713 | 33.35 | -6774.5774 | 0
2371.5 | 98.8125 | 0 | 0 | 12.6 | -1.3776 | 2371.2582 | -108.8726 | 7.0783 | -8.2027 | -71.5744 | 88.117 | 0 | 0 | 0 | 0 | 34.25 | -7320.6637 | 11761.4383
2372.5 | 98.8542 | 0 | 0 | 10.8 | -1.3665 | 2372.2584 | -123.8754 | 7.0943 | -17.9442 | -59.9995 | 91.6602 | 0 | 0 | 0 | 0 | 36.05 | -7753.4234 | 43405.3364
2373.5 | 98.8958 | 0 | 0 | 9 | -1.3553 | 2373.2585 | -138.8782 | 7.1103 | -26.5252 | -46.8345 | 94.6294 | 0 | 0 | 0 | 0 | 37.85 | -8190.9789 | 63262.792
2374.5 | 98.9375 | 0 | 0 | 8.2 | -1.3441 | 2374.2587 | -153.881 | 7.1264 | -33.2796 | -31.5021 | 96.8236 | 0 | 0 | 0 | 0 | 38.65 | -8386.9874 | 83436.3578
2375.5 | 98.9792 | 0 | 0 | 8.4 | -1.333 | 2375.2589 | -168.8838 | 7.1424 | -37.4103 | -13.9364 | 98.0863 | 0 | 0 | 0 | 0 | 38.45 | -8337.8964 | 79703.4795
2376.5 | 99.0208 | 0 | 0 | 7.5 | -1.3219 | 2376.2591 | 176.1135 | 7.1584 | -38.2397 | 4.912 | 98.3232 | 0 | 0 | 0 | 0 | 39.35 | -8559.2719 | 98267.3466
2377.5 | 99.0625 | 0 | 0 | 7.7 | -1.3107 | 2377.2593 | 161.1107 | 7.1744 | -35.6082 | 23.2709 | 97.5156 | 0 | 0 | 0 | 0 | 39.15 | -8509.9737 | 101035.9145
2378.5 | 99.1042 | 0 | 0 | 7.9 | -1.2996 | 2378.2595 | 146.1079 | 7.1904 | -29.9915 | 39.7008 | 95.7229 | 0 | 0 | 0 | 0 | 38.95 | -8460.7348 | 74604.8042
2379.5 | 99.1458 | 0 | 0 | 6.1 | -1.2885 | 2379.2597 | 131.1051 | 7.2064 | -22.1761 | 53.8298 | 93.0737 | 0 | 0 | 0 | 0 | 40.75 | -8906.0167 | 49867.7587
2380.5 | 99.1875 | 0 | 0 | 5.3 | -1.2774 | 2380.2598 | 116.1024 | 7.2224 | -12.9042 | 66.0594 | 89.7497 | 0 | 0 | 0 | 0 | 41.55 | -9105.4592 | 33170.748
2381.5 | 99.2292 | 0 | 0 | 4.5 | -1.2663 | 2381.26 | 101.0996 | 7.2384 | -2.7495 | 77.0575 | 85.9679 | 0 | 0 | 0 | 0 | 42.35 | -9305.849 | 0
2382.5 | 99.2708 | 0 | 34 | 6.6 | -1.2552 | 2382.2602 | 86.0968 | 7.2544 | 7.8545 | 87.5251 | 81.9673 | 0 | 31.7224 | 0.45551 | 32.1779 | 40.25 | -7372.9503 | 0
2383.5 | 99.3125 | 0 | 44 | 8.8 | -1.2442 | 2383.2604 | 71.094 | 7.2704 | 18.5413 | 81.8186 | 69.9496 | 0 | 41.0526 | 0.58949 | 41.642 | 38.05 | -6416.6152 | 0
2384.5 | 99.3542 | 12 | 170 | 11 | -1.2331 | 2384.2606 | 56.0913 | 7.2864 | 28.9256 | 70.1461 | 55.4239 | 6.81 | 158.6122 | 2.2776 | 167.6997 | 35.85 | -362.4498 | 0
2385.5 | 99.3958 | 0 | 130 | 13.5 | -1.222 | 2385.2608 | 41.0885 | 7.3024 | 38.4939 | 56.3984 | 40.921 | 0 | 121.2917 | 1.7417 | 123.0333 | 33.35 | -1719.1274 | 0
2386.5 | 99.4375 | 107 | 335 | 16 | -1.211 | 2386.261 | 26.0857 | 7.3184 | 46.4539 | 39.2757 | 26.5725 | 95.6975 | 312.5593 | 4.4881 | 412.7449 | 30.85 | 11555.5251 | 0
2387.5 | 99.4792 | 323 | 375 | 18.5 | -1.2 | 2387.2611 | 11.083 | 7.3344 | 51.6167 | 17.882 | 13.0135 | 314.7043 | 349.8798 | 5.024 | 669.6082 | 28.35 | 23382.6763 | 0
2388.5 | 99.5208 | 114 | 385 | 19 | -1.1889 | 2388.2613 | -3.9198 | 7.3503 | 52.7105 | -6.4252 | 8.1035 | 112.8617 | 359.2099 | 5.158 | 477.2296 | 27.85 | 15074.468 | 0
2389.5 | 99.5625 | 97 | 377 | 20.5 | -1.1779 | 2389.2615 | -18.9225 | 7.3663 | 49.3911 | -29.6111 | 19.8806 | 91.2191 | 351.7458 | 5.0508 | 448.0157 | 26.35 | 14138.1115 | 0
2390.5 | 99.6042 | 208 | 324 | 21 | -1.1669 | 2390.2617 | -33.9253 | 7.3823 | 42.6197 | -48.7775 | 34.0169 | 172.4055 | 302.2961 | 4.3408 | 479.0424 | 25.85 | 15610.1116 | 0
2391.5 | 99.6458 | 0 | 122 | 21.5 | -1.1559 | 2391.2619 | -48.928 | 7.3982 | 33.7155 | -63.9982 | 48.4682 | 0 | 113.8275 | 1.6345 | 115.462 | 25.35 | -195.9356 | 0
2392.5 | 99.6875 | 236 | 217 | 20 | -1.1449 | 2392.2621 | -63.9308 | 7.4142 | 23.6615 | -76.5344 | 62.9861 | 107.1928 | 202.4638 | 2.9072 | 312.5638 | 26.85 | 8093.5288 | 0
2393.5 | 99.7292 | 290 | 148 | 19.5 | -1.1339 | 2393.2622 | -78.9335 | 7.4302 | 13.0858 | -87.5813 | 77.4889 | 62.8224 | 138.0859 | 1.9828 | 202.8911 | 27.35 | 3177.3117 | 0
2394.5 | 99.7708 | 118 | 14 | 16 | -1.123 | 2394.2624 | -93.9363 | 7.4461 | 2.421 | -81.936 | 83.8772 | 12.5859 | 13.0622 | 0.18756 | 25.8357 | 30.85 | -5385.1115 | 0
2395.5 | 99.8125 | 0 | 0 | 11.5 | -1.112 | 2395.2626 | -108.939 | 7.4621 | -7.9669 | -71.2614 | 87.7624 | 0 | 0 | 0 | 0 | 35.35 | -7584.5581 | 0
2396.5 | 99.8542 | 0 | 0 | 9 | -1.1011 | 2396.2628 | -123.9417 | 7.478 | -17.6847 | -59.6948 | 91.3007 | 0 | 0 | 0 | 0 | 37.85 | -8190.9789 | 18299.9637
2397.5 | 99.8958 | 0 | 0 | 9 | -1.0901 | 2397.263 | -138.9445 | 7.4939 | -26.2328 | -46.5478 | 94.2634 | 0 | 0 | 0 | 0 | 37.85 | -8190.9789 | 35093.5183
2398.5 | 99.9375 | 0 | 0 | 8 | -1.0792 | 2398.2631 | -153.9472 | 7.5099 | -32.9486 | -31.2579 | 96.4506 | 0 | 0 | 0 | 0 | 38.85 | -8436.1375 | 12586.4487
2399.5 | 99.9792 | 0 | 0 | 7 | -1.0682 | 2399.2633 | -168.9499 | 7.5258 | -37.0439 | -13.7722 | 97.7068 | 0 | 0 | 0 | 0 | 39.85 | -8682.7763 | 20783.9944
2400.5 | 100.0208 | 0 | 0 | 7 | -1.0573 | 2400.2635 | 176.0473 | 7.5417 | -37.8531 | 4.965 | 97.9388 | 0 | 0 | 0 | 0 | 39.85 | -8682.7763 | 93260.0389
2401.5 | 100.0625 | 0 | 0 | 5 | -1.0464 | 2401.2637 | 161.0446 | 7.5577 | -35.2222 | 23.2145 | 97.1281 | 0 | 0 | 0 | 0 | 41.85 | -9180.4943 | 91023.0928
2402.5 | 100.1042 | 0 | 0 | 4 | -1.0355 | 2402.2639 | 146.0419 | 7.5736 | -29.6211 | 39.5652 | 95.3343 | 0 | 0 | 0 | 0 | 42.85 | -9431.5736 | 91922.8671
2403.5 | 100.1458 | 0 | 0 | 4 | -1.0246 | 2403.2641 | 131.0392 | 7.5895 | -21.8261 | 53.6476 | 92.6853 | 0 | 0 | 0 | 0 | 42.85 | -9431.5736 | 65944.719
2404.5 | 100.1875 | 0 | 0 | 3 | -1.0138 | 2404.2642 | 116.0364 | 7.6054 | -12.5725 | 65.8519 | 89.3622 | 0 | 0 | 0 | 0 | 43.85 | -9684.1331 | 35765.0571
2405.5 | 100.2292 | 0 | 0 | 3 | -1.0029 | 2405.2644 | 101.0337 | 7.6213 | -2.4307 | 76.8355 | 85.5814 | 0 | 0 | 0 | 0 | 43.85 | -9684.1331 | 4202.9712
2406.5 | 100.2708 | 9 | 45 | 4 | -0.99205 | 2406.2646 | 86.031 | 7.6372 | 8.1675 | 87.293 | 81.5811 | 1.3177 | 41.9856 | 0.60289 | 43.9061 | 42.85 | -7509.1644 | 0
2407.5 | 100.3125 | 44 | 126 | 7 | -0.9812 | 2407.2648 | 71.0283 | 7.6531 | 18.8563 | 82.0581 | 69.8016 | 15.192 | 117.5596 | 1.6881 | 134.4397 | 39.85 | -2796.4001 | 0
2408.5 | 100.3542 | 577 | 171 | 11 | -0.97036 | 2408.265 | 56.0256 | 7.669 | 29.2512 | 70.3878 | 55.2777 | 328.659 | 159.5452 | 2.291 | 490.4951 | 35.85 | 13770.9921 | 0
2409.5 | 100.3958 | 241 | 290 | 14.4 | -0.95953 | 2409.2651 | 41.0229 | 7.6849 | 38.8389 | 56.6257 | 40.7684 | 182.5227 | 270.5737 | 3.8853 | 456.9816 | 32.45 | 13116.0214 | 0
2410.5 | 100.4375 | 689 | 218 | 15.8 | -0.94871 | 2410.2653 | 26.0202 | 7.7008 | 46.8238 | 39.4456 | 26.3953 | 617.1704 | 203.3968 | 2.9206 | 823.4878 | 31.05 | 29492.8625 | 0
2411.5 | 100.4792 | 574 | 268 | 16.2 | -0.93791 | 2411.2655 | 11.0175 | 7.7167 | 52.0039 | 17.9163 | 12.7477 | 559.8516 | 250.0474 | 3.5905 | 813.4895 | 30.65 | 29148.7163 | 0
2412.5 | 100.5208 | 602 | 278 | 17.5 | -0.92711 | 2412.2657 | -3.9852 | 7.7326 | 53.0862 | -6.5841 | 7.8001 | 596.4301 | 259.3775 | 3.7245 | 859.5321 | 29.35 | 31467.3098 | 0
2413.5 | 100.5625 | 418 | 332 | 17.9 | -0.91632 | 2413.2659 | -18.9879 | 7.7484 | 49.7248 | -29.9149 | 19.7972 | 393.2951 | 309.7602 | 4.448 | 707.5033 | 28.95 | 24903.4167 | 0
2414.5 | 100.6042 | 741 | 176 | 17.3 | -0.90554 | 2414.266 | -33.9906 | 7.7643 | 42.9053 | -49.134 | 33.9825 | 614.4434 | 164.2102 | 2.358 | 781.0116 | 29.55 | 27982.9287 | 0
2415.5 | 100.6458 | 787 | 120 | 16.7 | -0.89477 | 2415.2662 | -48.9933 | 7.7802 | 33.9646 | -64.3555 | 48.4477 | 522.0201 | 111.9615 | 1.6077 | 635.5893 | 30.15 | 21476.1356 | 0
2416.5 | 100.6875 | 635 | 116 | 16.1 | -0.88401 | 2416.2664 | -63.996 | 7.7961 | 23.8887 | -76.8771 | 62.9671 | 288.6089 | 108.2295 | 1.5541 | 398.3924 | 30.75 | 10950.5065 | 0
2417.5 | 100.7292 | 467 | 101 | 13.5 | -0.87326 | 2417.2666 | -78.9987 | 7.8119 | 13.3045 | -87.9094 | 77.4644 | 101.3603 | 94.2343 | 1.3531 | 196.9477 | 33.35 | 1517.1777 | 0
2418.5 | 100.7708 | 196 | 10 | 11.8 | -0.86252 | 2418.2668 | -94.0014 | 7.8278 | 2.6429 | -81.6185 | 83.5268 | 22.0966 | 9.3301 | 0.13397 | 31.5607 | 35.05 | -6130.5405 | 0
2419.5 | 100.8125 | 0 | 0 | 9.2 | -0.85178 | 2419.2669 | -109.0041 | 7.8436 | -7.7314 | -70.9514 | 87.4096 | 0 | 0 | 0 | 0 | 37.65 | -8142.1248 | 0
2420.5 | 100.8542 | 0 | 0 | 7.6 | -0.84106 | 2420.2671 | -124.0067 | 7.8595 | -17.4255 | -59.3935 | 90.943 | 0 | 0 | 0 | 0 | 39.25 | -8534.6154 | 15582.5984
2421.5 | 100.8958 | 0 | 0 | 6 | -0.83035 | 2421.2673 | -139.0094 | 7.8753 | -25.9409 | -46.2653 | 93.8993 | 0 | 0 | 0 | 0 | 40.85 | -8930.8952 | 41245.2044
2422.5 | 100.9375 | 0 | 0 | 5.4 | -0.81965 | 2422.2675 | -154.0121 | 7.8912 | -32.6187 | -31.0181 | 96.0796 | 0 | 0 | 0 | 0 | 41.45 | -9080.4771 | 27478.1834
2423.5 | 100.9792 | 0 | 0 | 5 | -0.80896 | 2423.2677 | -169.0148 | 7.907 | -36.6792 | -13.6119 | 97.3294 | 0 | 0 | 0 | 0 | 41.85 | -9180.4943 | 32225.384
2424.5 | 101.0208 | 0 | 0 | 5.2 | -0.79828 | 2424.2678 | 175.9826 | 7.9228 | -37.4687 | 5.0157 | 97.5565 | 0 | 0 | 0 | 0 | 41.65 | -9130.4561 | 33697.225
2425.5 | 101.0625 | 0 | 0 | 5.5 | -0.78761 | 2425.268 | 160.9799 | 7.9387 | -34.8386 | 23.1577 | 96.743 | 0 | 0 | 0 | 0 | 41.35 | -9055.5098 | 23142.2587
2426.5 | 101.1042 | 0 | 0 | 6 | -0.77695 | 2426.2682 | 145.9772 | 7.9545 | -29.2531 | 39.4302 | 94.9481 | 0 | 0 | 0 | 0 | 40.85 | -8930.8952 | 31362.1576
2427.5 | 101.1458 | 0 | 0 | 6 | -0.7663 | 2427.2684 | 130.9746 | 7.9703 | -21.4786 | 53.4664 | 92.2994 | 0 | 0 | 0 | 0 | 40.85 | -8930.8952 | 0
2428.5 | 101.1875 | 0 | 0 | 6 | -0.75566 | 2428.2685 | 115.9719 | 7.9861 | -12.2434 | 65.6454 | 88.9773 | 0 | 0 | 0 | 0 | 40.85 | -8930.8952 | 15589.7364
2429.5 | 101.2292 | 0 | 0 | 5.4 | -0.74502 | 2429.2687 | 100.9693 | 8.0019 | -2.1144 | 76.6141 | 85.1974 | 0 | 0 | 0 | 0 | 41.45 | -9080.4771 | 7925.3791
2430.5 | 101.2708 | 122 | 49 | 5.9 | -0.7344 | 2430.2689 | 85.9666 | 8.0177 | 8.4778 | 87.0612 | 81.1975 | 18.6695 | 45.7176 | 0.65648 | 65.0436 | 40.95 | -6107.8843 | 0
2431.5 | 101.3125 | 469 | 111 | 7 | -0.72379 | 2431.2691 | 70.9639 | 8.0335 | 19.1683 | 82.298 | 69.6563 | 163.048 | 103.5644 | 1.4871 | 268.0995 | 39.85 | 3055.8311 | 0
2432.5 | 101.3542 | 583 | 141 | 8.7 | -0.71319 | 2432.2692 | 55.9613 | 8.0493 | 29.5736 | 70.6305 | 55.135 | 333.2689 | 131.5548 | 1.889 | 466.7128 | 38.15 | 12170.423 | 0
2433.5 | 101.3958 | 512 | 230 | 8.7 | -0.7026 | 2433.2694 | 40.9587 | 8.0651 | 39.1808 | 56.855 | 40.6203 | 388.6286 | 214.5929 | 3.0814 | 606.303 | 38.15 | 18282.3131 | 0
2434.5 | 101.4375 | 220 | 336 | 9.8 | -0.69202 | 2434.2696 | 25.956 | 8.0809 | 47.1908 | 39.6183 | 26.2245 | 197.3553 | 313.4923 | 4.5015 | 515.3491 | 37.05 | 14568.3952 | 0
2435.5 | 101.4792 | 24 | 329 | 10.8 | -0.68145 | 2435.2698 | 10.9534 | 8.0967 | 52.3886 | 17.9528 | 12.4906 | 23.432 | 306.9612 | 4.4078 | 334.8009 | 36.05 | 6905.6732 | 0
2436.5 | 101.5208 | 18 | 303 | 11.9 | -0.67089 | 2436.27 | -4.0493 | 8.1125 | 53.4595 | -6.7429 | 7.5055 | 17.8458 | 282.7028 | 4.0594 | 304.6081 | 34.95 | 5848.7285 | 0
2437.5 | 101.5625 | 97 | 376 | 13 | -0.66034 | 2437.2701 | -19.0519 | 8.1283 | 50.0562 | -30.2194 | 19.7201 | 91.3112 | 350.8128 | 5.0374 | 447.1614 | 33.85 | 12353.6013 | 0
2438.5 | 101.6042 | 12 | 258 | 10 | -0.6498 | 2438.2703 | -34.0545 | 8.1441 | 43.1888 | -49.4904 | 33.951 | 9.9542 | 240.7173 | 3.4565 | 254.128 | 36.85 | 3179.5723 | 0
2439.5 | 101.6458 | 87 | 280 | 11 | -0.63927 | 2439.2705 | -49.0572 | 8.1598 | 34.2118 | -64.7117 | 48.4285 | 57.7292 | 261.2436 | 3.7513 | 322.7241 | 35.85 | 6425.2171 | 0
2440.5 | 101.6875 | 7 | 170 | 11 | -0.62876 | 2440.2707 | -64.0598 | 8.1756 | 24.1146 | -77.218 | 62.9484 | 3.1835 | 158.6122 | 2.2776 | 164.0733 | 35.85 | -521.2326 | 0
2441.5 | 101.7292 | 0 | 86 | 10 | -0.61825 | 2441.2708 | -79.0624 | 8.1914 | 13.5224 | -88.2354 | 77.4396 | 0 | 80.2391 | 1.1522 | 81.3913 | 36.85 | -4383.6226 | 0
2442.5 | 101.7708 | 0 | 10 | 8.8 | -0.60775 | 2442.271 | -94.0651 | 8.2071 | 2.8641 | -81.3036 | 83.1784 | 0 | 9.3301 | 0.13397 | 9.4641 | 38.05 | -7825.5111 | 0
2443.5 | 101.8125 | 0 | 0 | 8 | -0.59726 | 2443.2712 | -109.0677 | 8.2229 | -7.4964 | -70.6445 | 87.0587 | 0 | 0 | 0 | 0 | 38.85 | -8436.1375 | 13205.5373
2444.5 | 101.8542 | 0 | 0 | 8 | -0.58678 | 2444.2714 | -124.0703 | 8.2386 | -17.1668 | -59.0958 | 90.5873 | 0 | 0 | 0 | 0 | 38.85 | -8436.1375 | 48668.5718
2445.5 | 101.8958 | 0 | 0 | 7 | -0.57632 | 2445.2715 | -139.0729 | 8.2544 | -25.6497 | -45.9869 | 93.5372 | 0 | 0 | 0 | 0 | 39.85 | -8682.7763 | 78602.5351
2446.5 | 101.9375 | 0 | 0 | 6 | -0.56586 | 2446.2717 | -154.0755 | 8.2701 | -32.2899 | -30.7827 | 95.7106 | 0 | 0 | 0 | 0 | 40.85 | -8930.8952 | 101845.8911
2447.5 | 101.9792 | 0 | 0 | 6.1 | -0.55542 | 2447.2719 | -169.0781 | 8.2858 | -36.3164 | -13.4555 | 96.9543 | 0 | 0 | 0 | 0 | 40.75 | -8906.0167 | 111811.9368
2448.5 | 102.0208 | 0 | 0 | 6 | -0.54498 | 2448.2721 | 175.9192 | 8.3016 | -37.0868 | 5.0642 | 97.1767 | 0 | 0 | 0 | 0 | 40.85 | -8930.8952 | 71765.9984
2449.5 | 102.0625 | 0 | 0 | 6 | -0.53455 | 2449.2722 | 160.9166 | 8.3173 | -34.4578 | 23.1004 | 96.3603 | 0 | 0 | 0 | 0 | 40.85 | -8930.8952 | 51077.0863
2450.5 | 102.1042 | 0 | 0 | 4 | -0.52414 | 2450.2724 | 145.914 | 8.333 | -28.8878 | 39.2959 | 94.5644 | 0 | 0 | 0 | 0 | 42.85 | -9431.5736 | 67722.6802
2451.5 | 102.1458 | 0 | 0 | 4.5 | -0.51374 | 2451.2726 | 130.9114 | 8.3487 | -21.1338 | 53.2861 | 91.9162 | 0 | 0 | 0 | 0 | 42.35 | -9305.849 | 41779.8156
2452.5 | 102.1875 | 0 | 0 | 5 | -0.50334 | 2452.2727 | 115.9088 | 8.3645 | -11.9169 | 65.4397 | 88.5951 | 0 | 0 | 0 | 0 | 41.85 | -9180.4943 | 15807.6063
2453.5 | 102.2292 | 0 | 0 | 5 | -0.49296 | 2453.2729 | 100.9062 | 8.3802 | -1.8009 | 76.3934 | 84.8161 | 0 | 0 | 0 | 0 | 41.85 | -9180.4943 | 1542.4307
2454.5 | 102.2708 | 441 | 35 | 5.9 | -0.48259 | 2454.2731 | 85.9036 | 8.3959 | 8.7851 | 86.8296 | 80.8166 | 70.3816 | 32.6554 | 0.46891 | 103.5059 | 40.95 | -4423.8317 | 0
2455.5 | 102.3125 | 586 | 79 | 7 | -0.47223 | 2455.2733 | 70.9011 | 8.4116 | 19.4773 | 82.5381 | 69.514 | 205.0877 | 73.708 | 1.0584 | 279.8541 | 39.85 | 3570.5024 | 0
2456.5 | 102.3542 | 653 | 124 | 8.3 | -0.46187 | 2456.2734 | 55.8985 | 8.4273 | 29.8928 | 70.8743 | 54.9959 | 374.5838 | 115.6936 | 1.6613 | 491.9386 | 38.55 | 13176.8628 | 0
2457.5 | 102.3958 | 576 | 197 | 9.2 | -0.45153 | 2457.2736 | 40.8959 | 8.443 | 39.5193 | 57.0864 | 40.4769 | 438.1445 | 183.8035 | 2.6393 | 624.5873 | 37.65 | 19205.13 | 0
2458.5 | 102.4375 | 570 | 262 | 10 | -0.4412 | 2458.2738 | 25.8933 | 8.4587 | 47.5547 | 39.7939 | 26.0601 | 512.0503 | 244.4493 | 3.5101 | 760.0097 | 36.85 | 25329.3611 | 0
2459.5 | 102.4792 | 425 | 331 | 11 | -0.43088 | 2459.274 | 10.8907 | 8.4743 | 52.7705 | 17.9916 | 12.2427 | 415.3347 | 308.8272 | 4.4346 | 728.5965 | 35.85 | 24196.145 | 0
2460.5 | 102.5208 | 578 | 293 | 12.2 | -0.42058 | 2460.2741 | -4.1119 | 8.49 | 53.8303 | -6.9016 | 7.2205 | 573.4163 | 273.3727 | 3.9255 | 850.7145 | 34.65 | 29831.7085 | 0
2461.5 | 102.5625 | 703 | 215 | 13 | -0.41028 | 2461.2743 | -19.1144 | 8.5057 | 50.3851 | -30.5245 | 19.6492 | 662.0635 | 200.5977 | 2.8805 | 865.5417 | 33.85 | 30672.1821 | 0
2462.5 | 102.6042 | 533 | 249 | 13.8 | -0.39999 | 2462.2745 | -34.117 | 8.5214 | 43.4701 | -49.8465 | 33.9224 | 442.2804 | 232.3202 | 3.336 | 677.9365 | 33.05 | 22648.3043 | 0
2463.5 | 102.6458 | 424 | 236 | 14.1 | -0.38971 | 2463.2746 | -49.1196 | 8.537 | 34.4572 | -65.0666 | 48.4105 | 281.4466 | 220.191 | 3.1618 | 504.7994 | 32.75 | 15138.7057 | 0
2464.5 | 102.6875 | 463 | 189 | 14 | -0.37945 | 2464.2748 | -64.1221 | 8.5527 | 24.3391 | -77.5571 | 62.93 | 210.7014 | 176.3394 | 2.5321 | 389.573 | 32.85 | 10069.8769 | 0
2465.5 | 102.7292 | 38 | 112 | 12.2 | -0.36919 | 2465.275 | -79.1247 | 8.5684 | 13.7393 | -88.559 | 77.4144 | 8.2802 | 104.4974 | 1.5005 | 114.2781 | 34.65 | -2412.8068 | 0
2466.5 | 102.7708 | 17 | 13 | 9.9 | -0.35895 | 2466.2752 | -94.1273 | 8.584 | 3.0847 | -80.9914 | 82.8319 | 2.1213 | 12.1292 | 0.17417 | 14.4246 | 36.95 | -7340.0274 | 0
2467.5 | 102.8125 | 0 | 0 | 8 | -0.34872 | 2467.2753 | -109.1298 | 8.5997 | -7.2618 | -70.3408 | 86.7097 | 0 | 0 | 0 | 0 | 38.85 | -8436.1375 | 16979.2017
2468.5 | 102.8542 | 0 | 0 | 6 | -0.3385 | 2468.2755 | -124.1324 | 8.6153 | -16.9086 | -58.8019 | 90.2336 | 0 | 0 | 0 | 0 | 40.85 | -8930.8952 | 51678.7375
2469.5 | 102.8958 | 0 | 0 | 4.3 | -0.32828 | 2469.2757 | -139.1349 | 8.631 | -25.3592 | -45.7128 | 93.1773 | 0 | 0 | 0 | 0 | 42.55 | -9356.0944 | 81941.8157
2470.5 | 102.9375 | 0 | 0 | 2.5 | -0.31808 | 2470.2758 | -154.1375 | 8.6466 | -31.9623 | -30.5519 | 95.3439 | 0 | 0 | 0 | 0 | 44.35 | -9810.9679 | 106464.3993
2471.5 | 102.9792 | 0 | 0 | 2.3 | -0.30789 | 2471.276 | -169.14 | 8.6622 | -35.9555 | -13.303 | 96.5815 | 0 | 0 | 0 | 0 | 44.55 | -9861.8054 | 122615.6298
2472.5 | 103.0208 | 0 | 0 | 1.9 | -0.29772 | 2472.2762 | 175.8574 | 8.6779 | -36.7073 | 5.1104 | 96.7993 | 0 | 0 | 0 | 0 | 44.95 | -9963.6581 | 125041.9726
2473.5 | 103.0625 | 0 | 0 | 1.7 | -0.28755 | 2473.2763 | 160.8549 | 8.6935 | -34.0797 | 23.0426 | 95.9802 | 0 | 0 | 0 | 0 | 45.15 | -10014.6732 | 104468.7807
2474.5 | 103.1042 | 0 | 0 | 1.5 | -0.27739 | 2474.2765 | 145.8523 | 8.7091 | -28.5254 | 39.1622 | 94.1834 | 0 | 0 | 0 | 0 | 45.35 | -10065.7476 | 77631.8107
2475.5 | 103.1458 | 0 | 0 | 1.1 | -0.26725 | 2475.2767 | 130.8498 | 8.7247 | -20.7917 | 53.1068 | 91.5356 | 0 | 0 | 0 | 0 | 45.75 | -10168.0739 | 54863.5611
2476.5 | 103.1875 | 0 | 0 | 0.9 | -0.25711 | 2476.2768 | 115.8473 | 8.7403 | -11.5932 | 65.2349 | 88.2156 | 0 | 0 | 0 | 0 | 45.95 | -10219.3259 | 26294.2921
2477.5 | 103.2292 | 0 | 0 | 0.9 | -0.24699 | 2477.277 | 100.8447 | 8.7559 | -1.4903 | 76.1733 | 84.4376 | 0 | 0 | 0 | 0 | 45.95 | -10219.3259 | 1307.6641
2478.5 | 103.2708 | 33 | 56 | 1.8 | -0.23687 | 2478.2772 | 85.8422 | 8.7715 | 9.0894 | 86.5984 | 80.4385 | 5.4815 | 52.2487 | 0.75026 | 58.4805 | 45.05 | -7428.6191 | 0
2479.5 | 103.3125 | 55 | 146 | 3.1 | -0.22677 | 2479.2774 | 70.8397 | 8.7871 | 19.783 | 82.7784 | 69.3745 | 19.3742 | 136.2199 | 1.956 | 157.55 | 43.75 | -2760.5572 | 0
2480.5 | 103.3542 | 196 | 234 | 5.4 | -0.21668 | 2480.2775 | 55.8372 | 8.8027 | 30.2087 | 71.119 | 54.8604 | 112.8117 | 218.325 | 3.135 | 334.2717 | 41.45 | 5555.4485 | 0
2481.5 | 103.3958 | 194 | 308 | 7.4 | -0.2066 | 2481.2777 | 40.8347 | 8.8183 | 39.8545 | 57.3197 | 40.3382 | 147.8739 | 287.3679 | 4.1264 | 439.3683 | 39.45 | 10653.5858 | 0
2482.5 | 103.4375 | 18 | 271 | 9.3 | -0.19653 | 2482.2779 | 25.8321 | 8.8339 | 47.9153 | 39.9724 | 25.9022 | 16.1917 | 252.8464 | 3.6307 | 272.6689 | 37.55 | 3820.9566 | 0
2483.5 | 103.4792 | 36 | 301 | 11 | -0.18648 | 2483.278 | 10.8296 | 8.8495 | 53.1496 | 18.0328 | 12.0044 | 35.2127 | 280.8368 | 4.0326 | 320.0822 | 35.85 | 6309.5431 | 0
2484.5 | 103.5208 | 518 | 316 | 12.7 | -0.17643 | 2484.2782 | -4.1729 | 8.865 | 54.1986 | -7.0598 | 6.9459 | 514.1982 | 294.832 | 4.2336 | 813.2638 | 34.15 | 28311.6049 | 0
2485.5 | 103.5625 | 594 | 247 | 13.5 | -0.1664 | 2485.2784 | -19.1754 | 8.8806 | 50.7114 | -30.83 | 19.5845 | 559.6359 | 230.4541 | 3.3092 | 793.3992 | 33.35 | 27632.5195 | 0
2486.5 | 103.6042 | 778 | 162 | 13.6 | -0.15637 | 2486.2785 | -34.1779 | 8.8962 | 43.749 | -50.2021 | 33.8965 | 645.7764 | 151.1481 | 2.1704 | 799.0948 | 33.25 | 27905.6703 | 0
2487.5 | 103.6458 | 730 | 143 | 13.4 | -0.14636 | 2487.2787 | -49.1804 | 8.9117 | 34.7007 | -65.42 | 48.3937 | 484.7265 | 133.4208 | 1.9158 | 620.0631 | 33.45 | 20019.3014 | 0
2488.5 | 103.6875 | 684 | 109 | 12.7 | -0.13636 | 2488.2789 | -64.1829 | 8.9273 | 24.5623 | -77.8941 | 62.9118 | 311.4675 | 101.6984 | 1.4603 | 414.6263 | 34.15 | 10857.4495 | 0
2489.5 | 103.7292 | 519 | 97 | 11 | -0.12637 | 2489.279 | -79.1854 | 8.9428 | 13.9552 | -88.8801 | 77.3886 | 113.317 | 90.5022 | 1.2996 | 205.1188 | 35.85 | 1275.9255 | 0
2490.5 | 103.7708 | 238 | 12 | 7.6 | -0.11639 | 2490.2792 | -94.1879 | 8.9584 | 3.3046 | -80.6821 | 82.4875 | 31.1168 | 11.1962 | 0.16077 | 42.4738 | 39.25 | -6674.9225 | 0
2491.5 | 103.8125 | 0 | 0 | 6.4 | -0.10642 | 2491.2794 | -109.1904 | 8.9739 | -7.0278 | -70.0403 | 86.3628 | 0 | 0 | 0 | 0 | 40.45 | -8831.47 | 18965.0627
2492.5 | 103.8542 | 0 | 0 | 4.2 | -0.096467 | 2492.2795 | -124.1929 | 8.9895 | -16.6509 | -58.5118 | 89.8819 | 0 | 0 | 0 | 0 | 42.65 | -9381.2394 | 43066.9891
2493.5 | 103.8958 | 0 | 0 | 3.1 | -0.086522 | 2493.2797 | -139.1954 | 9.005 | -25.0695 | -45.4431 | 92.8195 | 0 | 0 | 0 | 0 | 43.75 | -9658.8105 | 62436.1147
2494.5 | 103.9375 | 0 | 0 | 2.4 | -0.076588 | 2494.2799 | -154.1979 | 9.0205 | -31.6361 | -30.3256 | 94.9796 | 0 | 0 | 0 | 0 | 44.45 | -9836.3792 | 92538.5159
2495.5 | 103.9792 | 0 | 0 | 2.4 | -0.066666 | 2495.28 | -169.2003 | 9.036 | -35.5967 | -13.1544 | 96.2112 | 0 | 0 | 0 | 0 | 44.45 | -9836.3792 | 22333.6888
2496.5 | 104.0208 | 0 | 0 | 1.8 | -0.056756 | 2496.2802 | 175.7972 | 9.0516 | -36.3306 | 5.1543 | 96.4245 | 0 | 0 | 0 | 0 | 45.05 | -9989.1582 | 16865.6771
2497.5 | 104.0625 | 0 | 0 | 1.2 | -0.046856 | 2497.2804 | 160.7947 | 9.0671 | -33.7045 | 22.9843 | 95.6028 | 0 | 0 | 0 | 0 | 45.65 | -10142.4701 | 17389.1719
2498.5 | 104.1042 | 0 | 0 | 0.1 | -0.036969 | 2498.2805 | 145.7922 | 9.0826 | -28.1658 | 39.029 | 93.8053 | 0 | 0 | 0 | 0 | 46.75 | -10424.9259 | 11907.9881
2499.5 | 104.1458 | 0 | 0 | -1.1 | -0.027092 | 2499.2807 | 130.7898 | 9.0981 | -20.4525 | 52.9284 | 91.158 | 0 | 0 | 0 | 0 | 47.95 | -10735.102 | 9459.4524
2500.5 | 104.1875 | 0 | 0 | -1.1 | -0.017227 | 2500.2808 | 115.7873 | 9.1136 | -11.2724 | 65.031 | 87.8391 | 0 | 0 | 0 | 0 | 47.95 | -10735.102 | 2271.713
2501.5 | 104.2292 | 0 | 0 | -1.1 | -0.0073737 | 2501.281 | 100.7848 | 9.1291 | -1.1827 | 75.9539 | 84.0621 | 0 | 0 | 0 | 0 | 47.95 | -10735.102 | 4557.359
2502.5 | 104.2708 | 140 | 61 | 0.5 | 0.0024683 | 2502.2812 | 85.7824 | 9.1446 | 9.3906 | 86.3674 | 80.0634 | 24.1582 | 56.9138 | 0.81725 | 81.8892 | 46.35 | -6736.5274 | 0
2503.5 | 104.3125 | 94 | 159 | 4.9 | 0.012299 | 2503.2813 | 70.7799 | 9.1601 | 20.0854 | 83.019 | 69.2381 | 33.3216 | 148.349 | 2.1302 | 183.8008 | 41.95 | -1157.9074 | 0
2504.5 | 104.3542 | 133 | 236 | 8.1 | 0.022118 | 2504.2815 | 55.7775 | 9.1755 | 30.521 | 71.3647 | 54.7287 | 76.8006 | 220.191 | 3.1618 | 300.1534 | 38.75 | 4730.5188 | 0
2505.5 | 104.3958 | 230 | 306 | 10.4 | 0.031925 | 2505.2817 | 40.775 | 9.191 | 40.186 | 57.555 | 40.2043 | 175.662 | 285.5019 | 4.0996 | 465.2635 | 36.45 | 12521.0963 | 0
2506.5 | 104.4375 | 42 | 338 | 12.6 | 0.041721 | 2506.2818 | 25.7726 | 9.2065 | 48.2725 | 40.1538 | 25.7509 | 37.829 | 315.3583 | 4.5283 | 357.7157 | 34.25 | 8341.7451 | 0
2507.5 | 104.4792 | 42 | 367 | 13 | 0.051505 | 2507.282 | 10.7701 | 9.222 | 53.5258 | 18.0766 | 11.7762 | 41.116 | 342.4157 | 4.9169 | 388.4485 | 33.85 | 9782.8861 | 0
2508.5 | 104.5208 | 36 | 380 | 13.6 | 0.061278 | 2508.2822 | -4.2323 | 9.2374 | 54.5642 | -7.2176 | 6.6827 | 35.7554 | 354.5448 | 5.091 | 395.3913 | 33.25 | 10229.7032 | 0
2509.5 | 104.5625 | 18 | 310 | 15.8 | 0.071039 | 2509.2823 | -19.2348 | 9.2529 | 51.0352 | -31.1356 | 19.5259 | 16.9648 | 289.2339 | 4.1532 | 310.352 | 31.05 | 7025.458 | 0
2510.5 | 104.6042 | 92 | 308 | 15.7 | 0.080788 | 2510.2825 | -34.2372 | 9.2683 | 44.0256 | -50.557 | 33.8731 | 76.3852 | 287.3679 | 4.1264 | 367.8795 | 31.15 | 9520.8304 | 0
2511.5 | 104.6458 | 0 | 100 | 16.8 | 0.090526 | 2511.2826 | -49.2396 | 9.2838 | 34.9424 | -65.7719 | 48.3779 | 0 | 93.3013 | 1.3397 | 94.641 | 30.05 | -2185.7297 | 0
2512.5 | 104.6875 | 137 | 201 | 16.8 | 0.10025 | 2512.2828 | -64.2421 | 9.2992 | 24.784 | -78.2289 | 62.8937 | 62.4231 | 187.5356 | 2.6929 | 252.6516 | 30.05 | 4732.6857 | 0
2513.5 | 104.7292 | 288 | 151 | 15.6 | 0.10997 | 2513.283 | -79.2445 | 9.3147 | 14.1701 | -89.1986 | 77.3623 | 63.01 | 140.8849 | 2.023 | 205.9179 | 31.25 | 2405.963 | 0
2514.5 | 104.7708 | 136 | 20 | 13.4 | 0.11967 | 2514.2831 | -94.2469 | 9.3301 | 3.5238 | -80.3757 | 82.1452 | 18.5863 | 18.6603 | 0.26795 | 37.5145 | 33.45 | -5487.3131 | 0
2515.5 | 104.8125 | 0 | 0 | 11.1 | 0.12936 | 2515.2833 | -109.2493 | 9.3455 | -6.7943 | -69.7432 | 86.018 | 0 | 0 | 0 | 0 | 35.75 | -7680.9638 | 16479.4361
2516.5 | 104.8542 | 0 | 0 | 11.1 | 0.13904 | 2516.2835 | -124.2518 | 9.3609 | -16.3938 | -58.2255 | 89.5325 | 0 | 0 | 0 | 0 | 35.75 | -7680.9638 | 51188.905
2517.5 | 104.8958 | 0 | 0 | 9.4 | 0.14871 | 2517.2836 | -139.2542 | 9.3764 | -24.7807 | -45.1777 | 92.464 | 0 | 0 | 0 | 0 | 37.45 | -8093.3299 | 78736.585
2518.5 | 104.9375 | 0 | 0 | 7.6 | 0.15836 | 2518.2838 | -154.2566 | 9.3918 | -31.3114 | -30.104 | 94.6176 | 0 | 0 | 0 | 0 | 39.25 | -8534.6154 | 106084.4638
2519.5 | 104.9792 | 0 | 0 | 6.5 | 0.16801 | 2519.2839 | -169.259 | 9.4072 | -35.24 | -13.0098 | 95.8434 | 0 | 0 | 0 | 0 | 40.35 | -8806.6507 | 119252.0315
2520.5 | 105.0208 | 0 | 0 | 6 | 0.17764 | 2520.2841 | 175.7386 | 9.4226 | -35.9566 | 5.1958 | 96.0524 | 0 | 0 | 0 | 0 | 40.85 | -8930.8952 | 125504.9955
2521.5 | 105.0625 | 0 | 0 | 5.3 | 0.18726 | 2521.2843 | 160.7362 | 9.438 | -33.3323 | 22.9253 | 95.2283 | 0 | 0 | 0 | 0 | 41.55 | -9105.4592 | 110857.4369
2522.5 | 105.1042 | 0 | 0 | 4.8 | 0.19687 | 2522.2844 | 145.7338 | 9.4534 | -27.8093 | 38.8963 | 93.43 | 0 | 0 | 0 | 0 | 42.05 | -9230.5918 | 64549.0196
2523.5 | 105.1458 | 0 | 0 | 4.1 | 0.20646 | 2523.2846 | 130.7314 | 9.4688 | -20.1163 | 52.751 | 90.7833 | 0 | 0 | 0 | 0 | 42.75 | -9406.3991 | 64936.1742
2524.5 | 105.1875 | 0 | 0 | 3.5 | 0.21605 | 2524.2847 | 115.729 | 9.4842 | -10.9546 | 64.8281 | 87.4655 | 0 | 0 | 0 | 0 | 43.35 | -9557.6683 | 34881.2579
2525.5 | 105.2292 | 44 | 0 | 3.5 | 0.22562 | 2525.2849 | 100.7266 | 9.4995 | -0.8782 | 75.7351 | 83.6896 | 4.8362 | 0 | 0 | 4.8362 | 43.35 | -9345.9155 | 0
2526.5 | 105.2708 | 457 | 38 | 4.6 | 0.23518 | 2526.2851 | 85.7242 | 9.5149 | 9.6884 | 86.1368 | 79.6913 | 81.7805 | 35.4545 | 0.5091 | 117.7441 | 42.25 | -4125.3794 | 0
2527.5 | 105.3125 | 645 | 71 | 5.7 | 0.24473 | 2527.2852 | 70.7218 | 9.5303 | 20.3843 | 83.2597 | 69.1048 | 230.045 | 66.2439 | 0.95122 | 297.2401 | 41.15 | 4008.8977 | 0
2528.5 | 105.3542 | 770 | 93 | 7.3 | 0.25427 | 2528.2854 | 55.7194 | 9.5457 | 30.8297 | 71.6113 | 54.6008 | 446.0377 | 86.7702 | 1.246 | 534.0538 | 39.55 | 14774.6601 | 0
2529.5 | 105.3958 | 801 | 120 | 10 | 0.26379 | 2529.2855 | 40.7171 | 9.561 | 40.5138 | 57.7922 | 40.0752 | 612.9255 | 111.9615 | 1.6077 | 726.4948 | 36.85 | 23861.9236 | 0
2530.5 | 105.4375 | 838 | 133 | 11.1 | 0.2733 | 2530.2857 | 25.7147 | 9.5764 | 48.6262 | 40.3382 | 25.6063 | 755.6955 | 124.0907 | 1.7819 | 881.5681 | 35.75 | 30918.0723 | 0
2531.5 | 105.4792 | 736 | 227 | 13.8 | 0.2828 | 2531.2858 | 10.7123 | 9.5917 | 53.899 | 18.123 | 11.5584 | 721.0746 | 211.7939 | 3.0412 | 935.9097 | 33.05 | 33943.5348 | 0
2532.5 | 105.5208 | 277 | 395 | 15.5 | 0.29229 | 2532.286 | -4.2901 | 9.6071 | 54.9271 | -7.3747 | 6.4316 | 275.2566 | 368.54 | 5.292 | 649.0887 | 31.35 | 21786.5081 | 0
2533.5 | 105.5625 | 145 | 387 | 16 | 0.30177 | 2533.2862 | -19.2924 | 9.6224 | 51.3563 | -31.4413 | 19.4731 | 136.7057 | 361.0759 | 5.1848 | 502.9664 | 30.85 | 15505.8298 | 0
2534.5 | 105.6042 | 379 | 318 | 16.5 | 0.31123 | 2534.2863 | -34.2948 | 9.6377 | 44.2999 | -50.911 | 33.8523 | 314.7505 | 296.698 | 4.2604 | 615.7089 | 30.35 | 20559.0496 | 0
2535.5 | 105.6458 | 199 | 318 | 17 | 0.32069 | 2535.2865 | -49.2972 | 9.6531 | 35.1822 | -66.1219 | 48.3631 | 132.2172 | 296.698 | 4.2604 | 433.1757 | 29.85 | 12683.392 | 0
2536.5 | 105.6875 | 130 | 211 | 15.9 | 0.33013 | 2536.2866 | -64.2995 | 9.6684 | 25.0044 | -78.5614 | 62.8756 | 59.27 | 196.8657 | 2.8269 | 258.9626 | 30.95 | 4798.826 | 0
2537.5 | 105.7292 | 271 | 116 | 14.2 | 0.33956 | 2537.2868 | -79.3019 | 9.6837 | 14.384 | -89.5144 | 77.3355 | 59.4146 | 108.2295 | 1.5541 | 169.1982 | 32.65 | 468.2465 | 0
2538.5 | 105.7708 | 131 | 17 | 12 | 0.34897 | 2538.2869 | -94.3042 | 9.699 | 3.7422 | -80.0724 | 81.8051 | 18.6728 | 15.8612 | 0.22776 | 34.7618 | 34.85 | -5942.3544 | 0
2539.5 | 105.8125 | 0 | 0 | 10.3 | 0.35838 | 2539.2871 | -109.3066 | 9.7144 | -6.5615 | -69.4496 | 85.6755 | 0 | 0 | 0 | 0 | 36.55 | -7874.4856 | 19043.7523
2540.5 | 105.8542 | 0 | 0 | 8.9 | 0.36777 | 2540.2873 | -124.3089 | 9.7297 | -16.1374 | -57.9433 | 89.1854 | 0 | 0 | 0 | 0 | 37.95 | -8215.4282 | 54698.4028
2541.5 | 105.8958 | 0 | 0 | 8 | 0.37715 | 2541.2874 | -139.3113 | 9.745 | -24.4929 | -44.9169 | 92.1109 | 0 | 0 | 0 | 0 | 38.85 | -8436.1375 | 86311.6623
2542.5 | 105.9375 | 0 | 0 | 8.1 | 0.38652 | 2542.2876 | -154.3136 | 9.7603 | -30.9882 | -29.887 | 94.2582 | 0 | 0 | 0 | 0 | 38.75 | -8411.555 | 110112.1041
2543.5 | 105.9792 | 0 | 0 | 7.6 | 0.39587 | 2543.2877 | -169.316 | 9.7755 | -34.8856 | -12.8692 | 95.4783 | 0 | 0 | 0 | 0 | 39.25 | -8534.6154 | 124352.7892
2544.5 | 106.0208 | 0 | 0 | 7.2 | 0.40521 | 2544.2879 | 175.6817 | 9.7908 | -35.5854 | 5.2349 | 95.6831 | 0 | 0 | 0 | 0 | 39.65 | -8633.3301 | 129127.1953
2545.5 | 106.0625 | 0 | 0 | 7.3 | 0.41455 | 2545.288 | 160.6794 | 9.8061 | -32.9633 | 22.8658 | 94.8566 | 0 | 0 | 0 | 0 | 39.55 | -8608.6292 | 119913.7886
2546.5 | 106.1042 | 0 | 0 | 6.8 | 0.42386 | 2546.2882 | 145.677 | 9.8214 | -27.456 | 38.7641 | 93.0578 | 0 | 0 | 0 | 0 | 40.05 | -8732.2817 | 101520.2647
2547.5 | 106.1458 | 0 | 0 | 5.8 | 0.43317 | 2547.2884 | 130.6747 | 9.8367 | -19.7833 | 52.5744 | 90.4117 | 0 | 0 | 0 | 0 | 41.05 | -8980.6966 | 75944.5711
2548.5 | 106.1875 | 0 | 0 | 5.9 | 0.44246 | 2548.2885 | 115.6724 | 9.8519 | -10.6401 | 64.626 | 87.0952 | 0 | 0 | 0 | 0 | 40.95 | -8955.7885 | 41900.783
2549.5 | 106.2292 | 58 | 1 | 7.7 | 0.45175 | 2549.2887 | 100.6701 | 9.8672 | -0.57698 | 75.5171 | 83.3203 | 6.7465 | 0.93301 | 0.013397 | 7.6929 | 39.15 | -8173.1443 | 11584.1068
2550.5 | 106.2708 | 377 | 46 | 8.9 | 0.46101 | 2550.2888 | 85.6677 | 9.8824 | 9.9829 | 85.9065 | 79.3225 | 69.8508 | 42.9186 | 0.61628 | 113.3856 | 37.95 | -3250.8927 | 0
2551.5 | 106.3125 | 590 | 89 | 10.6 | 0.47027 | 2551.289 | 70.6654 | 9.8977 | 20.6796 | 83.5005 | 68.9747 | 211.68 | 83.0381 | 1.1924 | 295.9105 | 36.25 | 5154.4955 | 0
2552.5 | 106.3542 | 753 | 104 | 10.7 | 0.47952 | 2552.2891 | 55.6631 | 9.9129 | 31.1346 | 71.8588 | 54.4767 | 437.5181 | 97.0333 | 1.3933 | 535.9447 | 36.15 | 15688.4772 | 0
2553.5 | 106.3958 | 824 | 113 | 12 | 0.48875 | 2553.2893 | 40.6608 | 9.9282 | 40.8378 | 58.0314 | 39.951 | 631.6737 | 105.4304 | 1.5139 | 738.618 | 34.85 | 24875.6524 | 0
2554.5 | 106.4375 | 874 | 120 | 13.1 | 0.49797 | 2554.2894 | 25.6585 | 9.9434 | 48.9763 | 40.5256 | 25.4685 | 789.066 | 111.9615 | 1.6077 | 902.6352 | 33.75 | 32320.1453 | 0
2555.5 | 106.4792 | 904 | 123 | 15.3 | 0.50718 | 2555.2896 | 10.6562 | 9.9586 | 54.2689 | 18.1723 | 11.3516 | 886.3159 | 114.7606 | 1.6479 | 1002.7243 | 31.55 | 37223.2878 | 0
2556.5 | 106.5208 | 861 | 161 | 17.4 | 0.51637 | 2556.2897 | -4.3461 | 9.9739 | 55.2871 | -7.531 | 6.1937 | 855.9741 | 150.215 | 2.157 | 1008.3462 | 29.45 | 37959.8697 | 0
2557.5 | 106.5625 | 679 | 237 | 17.6 | 0.52555 | 2557.2899 | -19.3484 | 9.9891 | 51.6747 | -31.7467 | 19.4262 | 640.3451 | 221.124 | 3.1752 | 864.6443 | 29.25 | 31714.3214 | 0
2558.5 | 106.6042 | 508 | 265 | 18.7 | 0.53472 | 2558.29 | -34.3507 | 10.0043 | 44.5717 | -51.2639 | 33.8339 | 421.973 | 247.2484 | 3.5503 | 672.7717 | 28.15 | 23567.2339 | 0
2559.5 | 106.6458 | 455 | 224 | 18.8 | 0.54388 | 2559.2902 | -49.353 | 10.0195 | 35.4201 | -66.47 | 48.3491 | 302.3885 | 208.9948 | 3.001 | 514.3843 | 28.05 | 16655.3165 | 0
2560.5 | 106.6875 | 325 | 182 | 18 | 0.55303 | 2560.2904 | -64.3553 | 10.0347 | 25.2233 | -78.8914 | 62.8576 | 148.2662 | 169.8083 | 2.4383 | 320.5129 | 28.85 | 7982.3429 | 0
2561.5 | 106.7292 | 195 | 121 | 16.1 | 0.56216 | 2561.2905 | -79.3575 | 10.0499 | 14.5968 | -89.8273 | 77.308 | 42.8435 | 112.8945 | 1.6211 | 157.3591 | 30.75 | 396.9768 | 0
2562.5 | 106.7708 | 96 | 18 | 14.3 | 0.57128 | 2562.2907 | -94.3598 | 10.0651 | 3.9598 | -79.7723 | 81.4673 | 14.2438 | 16.7942 | 0.24115 | 31.2792 | 32.55 | -5546.8053 | 0
2563.5 | 106.8125 | 0 | 0 | 12.4 | 0.58038 | 2563.2908 | -109.3621 | 10.0803 | -6.3294 | -69.1597 | 85.3354 | 0 | 0 | 0 | 0 | 34.45 | -7368.5113 | 19440.3329
2564.5 | 106.8542 | 0 | 0 | 11.5 | 0.58948 | 2564.291 | -124.3644 | 10.0955 | -15.8818 | -57.6652 | 88.8407 | 0 | 0 | 0 | 0 | 35.35 | -7584.5581 | 53876.5918
2565.5 | 106.8958 | 0 | 0 | 11.7 | 0.59856 | 2565.2911 | -139.3666 | 10.1107 | -24.2062 | -44.6606 | 91.7603 | 0 | 0 | 0 | 0 | 35.15 | -7536.4441 | 85411.1144
2566.5 | 106.9375 | 0 | 0 | 11.8 | 0.60763 | 2566.2913 | -154.3689 | 10.1258 | -30.6667 | -29.6746 | 93.9014 | 0 | 0 | 0 | 0 | 35.05 | -7512.4093 | 107757.7523
2567.5 | 106.9792 | 0 | 0 | 10.9 | 0.61669 | 2567.2914 | -169.3712 | 10.141 | -34.5336 | -12.7325 | 95.116 | 0 | 0 | 0 | 0 | 35.95 | -7729.2554 | 119628.4655
2568.5 | 107.0208 | 0 | 0 | 11.1 | 0.62573 | 2568.2916 | 175.6266 | 10.1562 | -35.2173 | 5.2717 | 95.3167 | 0 | 0 | 0 | 0 | 35.75 | -7680.9638 | 123885.5195
2569.5 | 107.0625 | 0 | 0 | 10.2 | 0.63476 | 2569.2917 | 160.6243 | 10.1713 | -32.5976 | 22.8055 | 94.488 | 0 | 0 | 0 | 0 | 36.65 | -7898.7424 | 119919.8986
2570.5 | 107.1042 | 0 | 0 | 10.4 | 0.64378 | 2570.2919 | 145.6221 | 10.1865 | -27.106 | 38.6324 | 92.6887 | 0 | 0 | 0 | 0 | 36.45 | -7850.2435 | 99794.1191
2571.5 | 107.1458 | 0 | 0 | 10.5 | 0.65279 | 2571.292 | 130.6198 | 10.2016 | -19.4535 | 52.3987 | 90.0434 | 0 | 0 | 0 | 0 | 36.35 | -7826.0163 | 64638.693
2572.5 | 107.1875 | 0 | 0 | 10.6 | 0.66178 | 2572.2922 | 115.6176 | 10.2168 | -10.3288 | 64.4248 | 86.7281 | 0 | 0 | 0 | 0 | 36.25 | -7801.8039 | 28567.534
2573.5 | 107.2292 | 75 | 1 | 10.8 | 0.67076 | 2573.2923 | 100.6153 | 10.2319 | -0.27915 | 75.2998 | 82.9543 | 9.1995 | 0.93301 | 0.013397 | 10.1459 | 36.05 | -7309.1888 | 15224.3171
2574.5 | 107.2708 | 453 | 41 | 10.9 | 0.67973 | 2574.2925 | 85.6131 | 10.247 | 10.2738 | 85.6767 | 78.957 | 86.7702 | 38.2535 | 0.5493 | 125.573 | 35.95 | -2231.1023 | 0
2575.5 | 107.3125 | 636 | 76 | 12.1 | 0.68869 | 2575.2926 | 70.6108 | 10.2622 | 20.9712 | 83.7415 | 68.8479 | 229.4979 | 70.909 | 1.0182 | 301.425 | 34.75 | 5757.3572 | 0
2576.5 | 107.3542 | 516 | 171 | 13.2 | 0.69763 | 2576.2928 | 55.6086 | 10.2773 | 31.4356 | 72.1071 | 54.3566 | 300.6932 | 159.5452 | 2.291 | 462.5293 | 33.65 | 13074.1483 | 0
2577.5 | 107.3958 | 477 | 243 | 13.3 | 0.70656 | 2577.2929 | 40.6064 | 10.2924 | 41.1579 | 58.2725 | 39.8317 | 366.3023 | 226.7221 | 3.2556 | 596.28 | 33.55 | 18954.1698 | 0
2578.5 | 107.4375 | 577 | 287 | 15.5 | 0.71548 | 2578.2931 | 25.6041 | 10.3075 | 49.3226 | 40.7161 | 25.3376 | 521.4938 | 267.7746 | 3.8451 | 793.1135 | 31.35 | 28092.5671 | 0
2579.5 | 107.4792 | 24 | 287 | 17.6 | 0.72438 | 2579.2932 | 10.6019 | 10.3226 | 54.6355 | 18.2244 | 11.156 | 23.5465 | 267.7746 | 3.8451 | 295.1662 | 29.25 | 6779.9948 | 0
2580.5 | 107.5208 | 6 | 270 | 16.8 | 0.73327 | 2580.2934 | -4.4003 | 10.3377 | 55.6441 | -7.6863 | 5.9701 | 5.9675 | 251.9134 | 3.6173 | 261.4982 | 30.05 | 5120.032 | 0
2581.5 | 107.5625 | 6 | 268 | 17.9 | 0.74215 | 2581.2935 | -19.4025 | 10.3528 | 51.9902 | -32.0519 | 19.3848 | 5.6599 | 250.0474 | 3.5905 | 259.2978 | 28.95 | 5278.953 | 0
2582.5 | 107.6042 | 6 | 228 | 18 | 0.75102 | 2582.2937 | -34.4048 | 10.3679 | 44.8411 | -51.6156 | 33.8177 | 4.9849 | 212.7269 | 3.0546 | 220.7664 | 28.85 | 3614.9916 | 0
2583.5 | 107.6458 | 6 | 210 | 18.2 | 0.75987 | 2583.2938 | -49.407 | 10.383 | 35.656 | -66.8161 | 48.336 | 3.9886 | 195.9327 | 2.8135 | 202.7347 | 28.65 | 2871.6724 | 0
2584.5 | 107.6875 | 0 | 161 | 18.3 | 0.76871 | 2584.2939 | -64.4092 | 10.3981 | 25.4407 | -79.2188 | 62.8395 | 0 | 150.215 | 2.157 | 152.372 | 28.55 | 689.6399 | 0
2585.5 | 107.7292 | 142 | 155 | 16.4 | 0.77754 | 2585.2941 | -79.4114 | 10.4131 | 14.8086 | -89.8627 | 77.1437 | 31.5959 | 144.617 | 2.0766 | 178.2895 | 30.45 | 1383.5095 | 0
2586.5 | 107.7708 | 72 | 25 | 13.6 | 0.78635 | 2586.2942 | -94.4136 | 10.4282 | 4.1766 | -79.4755 | 81.132 | 11.0994 | 23.3253 | 0.33494 | 34.7597 | 33.25 | -5560.3787 | 0
2587.5 | 107.8125 | 0 | 0 | 11.7 | 0.79515 | 2587.2944 | -109.4158 | 10.4433 | -6.098 | -68.8734 | 84.9976 | 0 | 0 | 0 | 0 | 35.15 | -7536.4441 | 11146.1875
2588.5 | 107.8542 | 0 | 0 | 11.9 | 0.80394 | 2588.2945 | -124.418 | 10.4583 | -15.6271 | -57.3912 | 88.4984 | 0 | 0 | 0 | 0 | 34.95 | -7488.3893 | 46509.171
2589.5 | 107.8958 | 0 | 0 | 10 | 0.81271 | 2589.2947 | -139.4202 | 10.4734 | -23.9207 | -44.4089 | 91.4123 | 0 | 0 | 0 | 0 | 36.85 | -7947.3005 | 80373.1666
2590.5 | 107.9375 | 0 | 0 | 8.7 | 0.82148 | 2590.2948 | -154.4224 | 10.4884 | -30.347 | -29.467 | 93.5474 | 0 | 0 | 0 | 0 | 38.15 | -8264.3711 | 94630.9422
2591.5 | 107.9792 | 0 | 0 | 7.5 | 0.83023 | 2591.295 | -169.4246 | 10.5035 | -34.1841 | -12.5999 | 94.7566 | 0 | 0 | 0 | 0 | 39.35 | -8559.2719 | 80264.4301
2592.5 | 108.0208 | 0 | 0 | 6.2 | 0.83896 | 2592.2951 | 175.5733 | 10.5185 | -34.8523 | 5.306 | 94.9534 | 0 | 0 | 0 | 0 | 40.65 | -8881.153 | 75506.6475
2593.5 | 108.0625 | 0 | 0 | 5 | 0.84768 | 2593.2953 | 160.5711 | 10.5335 | -32.2353 | 22.7446 | 94.1226 | 0 | 0 | 0 | 0 | 41.85 | -9180.4943 | 43601.1553
2594.5 | 108.1042 | 0 | 0 | 3.1 | 0.85639 | 2594.2954 | 145.5689 | 10.5485 | -26.7594 | 38.501 | 92.3229 | 0 | 0 | 0 | 0 | 43.75 | -9658.8105 | 41602.8483
2595.5 | 108.1458 | 0 | 0 | 2.1 | 0.86509 | 2595.2956 | 130.5667 | 10.5636 | -19.1272 | 52.2239 | 89.6784 | 0 | 0 | 0 | 0 | 44.75 | -9912.7021 | 20123.6036
2596.5 | 108.1875 | 0 | 0 | 2.2 | 0.87378 | 2596.2957 | 115.5646 | 10.5786 | -10.0209 | 64.2246 | 86.3644 | 0 | 0 | 0 | 0 | 44.65 | -9887.2464 | 18145.4078
2597.5 | 108.2292 | 73 | 2 | 2.3 | 0.88245 | 2597.2958 | 100.5624 | 10.5936 | 0.015185 | 75.0832 | 82.5918 | 9.4124 | 1.866 | 0.026795 | 11.3053 | 44.55 | -9366.8098 | 12551.0656
2598.5 | 108.2708 | 466 | 42 | 5.3 | 0.8911 | 2598.296 | 85.5602 | 10.6086 | 10.5611 | 85.4473 | 78.5949 | 92.1487 | 39.1865 | 0.56269 | 131.8979 | 41.55 | -3330.3718 | 0
2599.5 | 108.3125 | 670 | 71 | 7.4 | 0.89975 | 2599.2961 | 70.5581 | 10.6236 | 21.2589 | 83.9824 | 68.7243 | 243.1137 | 66.2439 | 0.95122 | 310.3088 | 39.45 | 5002.7781 | 0
2600.5 | 108.3542 | 748 | 102 | 10.5 | 0.90838 | 2600.2963 | 55.5559 | 10.6386 | 31.7326 | 72.3561 | 54.2404 | 437.1203 | 95.1673 | 1.3665 | 533.6542 | 36.35 | 15539.7753 | 0
2601.5 | 108.3958 | 742 | 151 | 12.5 | 0.917 | 2601.2964 | 40.5538 | 10.6536 | 41.4738 | 58.5155 | 39.7174 | 570.7506 | 140.8849 | 2.023 | 713.6586 | 34.35 | 23902.618 | 0
2602.5 | 108.4375 | 838 | 147 | 13.6 | 0.9256 | 2602.2966 | 25.5516 | 10.6686 | 49.6649 | 40.9097 | 25.2135 | 758.161 | 137.1529 | 1.9694 | 897.2833 | 33.25 | 32204.8056 | 0
2603.5 | 108.4792 | 862 | 139 | 15.6 | 0.9342 | 2603.2967 | 10.5495 | 10.6835 | 54.9987 | 18.2796 | 10.972 | 846.2428 | 129.6888 | 1.8622 | 977.7938 | 31.25 | 36202.1766 | 0
2604.5 | 108.5208 | 861 | 162 | 17.7 | 0.94277 | 2604.2968 | -4.4527 | 10.6985 | 55.9981 | -7.8405 | 5.7618 | 856.6501 | 151.1481 | 2.1704 | 1009.9685 | 29.15 | 38100.4328 | 0
2605.5 | 108.5625 | 745 | 211 | 18.8 | 0.95134 | 2605.297 | -19.4548 | 10.7135 | 52.3029 | -32.3564 | 19.3488 | 702.9216 | 196.8657 | 2.8269 | 902.6141 | 28.05 | 33653.7706 | 0
2606.5 | 108.6042 | 312 | 335 | 19.8 | 0.95989 | 2606.2971 | -34.457 | 10.7284 | 45.108 | -51.9658 | 33.8036 | 259.2563 | 312.5593 | 4.4881 | 576.3037 | 27.05 | 19595.5992 | 0
2607.5 | 108.6458 | 591 | 196 | 19.9 | 0.96843 | 2607.2973 | -49.4591 | 10.7434 | 35.8899 | -67.1598 | 48.3235 | 392.9701 | 182.8705 | 2.6259 | 578.4665 | 26.95 | 19713.1304 | 0
2608.5 | 108.6875 | 460 | 174 | 19 | 0.97696 | 2608.2974 | -64.4612 | 10.7583 | 25.6567 | -79.5434 | 62.8212 | 210.1135 | 162.3442 | 2.3312 | 374.7889 | 27.85 | 10589.1484 | 0
2609.5 | 108.7292 | 74 | 126 | 17 | 0.98547 | 2609.2976 | -79.4634 | 10.7733 | 15.0192 | -89.5558 | 76.8108 | 16.8844 | 117.5596 | 1.6881 | 136.1321 | 29.85 | -322.5165 | 0
2610.5 | 108.7708 | 0 | 0 | 14.1 | 0.99397 | 2610.2977 | -94.4655 | 10.7882 | 4.3925 | -79.1822 | 80.7992 | 0 | 0 | 0 | 0 | 32.75 | -6963.694 | 0
2611.5 | 108.8125 | 0 | 0 | 11.2 | 1.0025 | 2611.2978 | -109.4676 | 10.8031 | -5.8675 | -68.5909 | 84.6624 | 0 | 0 | 0 | 0 | 35.65 | -7656.8402 | 0
2612.5 | 108.8542 | 0 | 0 | 10.2 | 1.0109 | 2612.298 | -124.4697 | 10.8181 | -15.3732 | -57.1215 | 88.1588 | 0 | 0 | 0 | 0 | 36.65 | -7898.7424 | 0
2613.5 | 108.8958 | 0 | 0 | 9.3 | 1.0194 | 2613.2981 | -139.4718 | 10.833 | -23.6365 | -44.1619 | 91.067 | 0 | 0 | 0 | 0 | 37.55 | -8117.7199 | 0
2614.5 | 108.9375 | 0 | 0 | 9.4 | 1.0278 | 2614.2983 | -154.474 | 10.8479 | -30.0291 | -29.2641 | 93.1962 | 0 | 0 | 0 | 0 | 37.45 | -8093.3299 | 0
2615.5 | 108.9792 | 0 | 0 | 7.4 | 1.0363 | 2615.2984 | -169.4761 | 10.8628 | -33.8373 | -12.4713 | 94.4002 | 0 | 0 | 0 | 0 | 39.45 | -8583.9431 | 3871.8267
2616.5 | 109.0208 | 0 | 0 | 7.5 | 1.0447 | 2616.2985 | 175.5218 | 10.8777 | -34.4905 | 5.3379 | 94.5932 | 0 | 0 | 0 | 0 | 39.35 | -8559.2719 | 0
2617.5 | 109.0625 | 0 | 0 | 7.5 | 1.0531 | 2617.2987 | 160.5197 | 10.8926 | -31.8764 | 22.6829 | 93.7605 | 0 | 0 | 0 | 0 | 39.35 | -8559.2719 | 4692.5451
2618.5 | 109.1042 | 0 | 0 | 7.6 | 1.0615 | 2618.2988 | 145.5176 | 10.9075 | -26.4163 | 38.3701 | 91.9604 | 0 | 0 | 0 | 0 | 39.25 | -8534.6154 | 0
2619.5 | 109.1458 | 0 | 0 | 7.7 | 1.0699 | 2619.299 | 130.5155 | 10.9224 | -18.8043 | 52.0499 | 89.3169 | 0 | 0 | 0 | 0 | 39.15 | -8509.9737 | 0
2620.5 | 109.1875 | 0 | 0 | 4.7 | 1.0782 | 2620.2991 | 115.5134 | 10.9373 | -9.7166 | 64.0253 | 86.0042 | 0 | 0 | 0 | 0 | 42.15 | -9255.6627 | 0
2621.5 | 109.2292 | 91 | 3 | 4.8 | 1.0866 | 2621.2992 | 100.5114 | 10.9521 | 0.3059 | 74.8674 | 82.2328 | 12.2985 | 2.799 | 0.040192 | 15.1377 | 42.05 | -8567.7933 | 0
2622.5 | 109.2708 | 474 | 44 | 6.9 | 1.0949 | 2622.2994 | 85.5093 | 10.967 | 10.8446 | 85.2184 | 78.2364 | 96.6361 | 41.0526 | 0.58949 | 138.2781 | 39.95 | -2653.0808 | 0
2623.5 | 109.3125 | 682 | 69 | 9.9 | 1.1032 | 2623.2995 | 70.5072 | 10.9819 | 21.5427 | 84.2233 | 68.6041 | 248.8007 | 64.3779 | 0.92442 | 314.103 | 36.95 | 5781.2456 | 0
2624.5 | 109.3542 | 777 | 94 | 13 | 1.1115 | 2624.2997 | 55.5051 | 10.9967 | 32.0254 | 72.6059 | 54.1282 | 455.3011 | 87.7032 | 1.2594 | 544.2637 | 33.85 | 16605.1782 | 0
2625.5 | 109.3958 | 843 | 109 | 15 | 1.1198 | 2625.2998 | 40.503 | 11.0116 | 41.7855 | 58.7604 | 39.6081 | 649.4668 | 101.6984 | 1.4603 | 752.6255 | 31.85 | 26202.2374 | 0
2626.5 | 109.4375 | 874 | 122 | 17 | 1.1281 | 2626.2999 | 25.501 | 11.0264 | 50.0032 | 41.1064 | 25.0963 | 791.4909 | 113.8275 | 1.6345 | 906.953 | 29.85 | 33427.5047 | 0
2627.5 | 109.4792 | 898 | 125 | 18 | 1.1364 | 2627.3001 | 10.4989 | 11.0413 | 55.3584 | 18.3379 | 10.8001 | 882.0936 | 116.6266 | 1.6747 | 1000.3949 | 28.85 | 37750.6495 | 0
2628.5 | 109.5208 | 909 | 125 | 20 | 1.1447 | 2628.3002 | -4.5032 | 11.0561 | 56.3489 | -7.9934 | 5.5699 | 904.7081 | 116.6266 | 1.6747 | 1023.0094 | 26.85 | 39200.0494 | 0
2629.5 | 109.5625 | 872 | 133 | 22 | 1.1529 | 2629.3003 | -19.5052 | 11.0709 | 52.6127 | -32.6602 | 19.3182 | 822.903 | 124.0907 | 1.7819 | 948.7756 | 24.85 | 36403.0709 | 0
2630.5 | 109.6042 | 826 | 137 | 23 | 1.1611 | 2630.3005 | -34.5073 | 11.0858 | 45.3723 | -52.3144 | 33.7915 | 686.4612 | 127.8227 | 1.8355 | 816.1194 | 23.85 | 30819.2196 | 0
2631.5 | 109.6458 | 796 | 121 | 22 | 1.1694 | 2631.3006 | -49.5093 | 11.1006 | 36.1219 | -67.5011 | 48.3117 | 529.4023 | 112.8945 | 1.6211 | 643.918 | 24.85 | 23055.0267 | 0
2632.5 | 109.6875 | 679 | 114 | 20 | 1.1776 | 2632.3008 | -64.5114 | 11.1154 | 25.8711 | -79.865 | 62.8028 | 310.3402 | 106.3634 | 1.5273 | 418.2309 | 26.85 | 12720.1149 | 0
2633.5 | 109.7292 | 538 | 98 | 18 | 1.1857 | 2633.3009 | -79.5134 | 11.1302 | 15.2287 | -89.2522 | 76.4804 | 125.7726 | 91.4352 | 1.313 | 218.5208 | 28.85 | 3516.6686 | 0
2634.5 | 109.7708 | 0 | 0 | 14 | 1.1939 | 2634.301 | -94.5155 | 11.145 | 4.6075 | -78.8923 | 80.4689 | 0 | 0 | 0 | 0 | 32.85 | -6987.3884 | 0
2635.5 | 109.8125 | 0 | 0 | 13 | 1.2021 | 2635.3012 | -109.5175 | 11.1598 | -5.6377 | -68.3123 | 84.3298 | 0 | 0 | 0 | 0 | 33.85 | -7225.1462 | 17702.0129
2636.5 | 109.8542 | 0 | 0 | 12 | 1.2102 | 2636.3013 | -124.5196 | 11.1746 | -15.1204 | -56.856 | 87.8218 | 0 | 0 | 0 | 0 | 34.85 | -7464.3841 | 18040.7746
2637.5 | 109.8958 | 0 | 0 | 12 | 1.2184 | 2637.3014 | -139.5216 | 11.1894 | -23.3536 | -43.9196 | 90.7245 | 0 | 0 | 0 | 0 | 34.85 | -7464.3841 | 22855.4437
2638.5 | 109.9375 | 0 | 0 | 10.8 | 1.2265 | 2638.3016 | -154.5236 | 11.2042 | -29.7132 | -29.066 | 92.8479 | 0 | 0 | 0 | 0 | 36.05 | -7753.4234 | 60775.296
2639.5 | 109.9792 | 0 | 0 | 9.9 | 1.2346 | 2639.3017 | -169.5256 | 11.2189 | -33.4931 | -12.3467 | 94.0469 | 0 | 0 | 0 | 0 | 36.95 | -7971.6017 | 69359.1762
2640.5 | 110.0208 | 0 | 0 | 8.7 | 1.2427 | 2640.3018 | 175.4723 | 11.2337 | -34.132 | 5.3673 | 94.2363 | 0 | 0 | 0 | 0 | 38.15 | -8264.3711 | 110230.4724
2641.5 | 110.0625 | 0 | 0 | 7.6 | 1.2508 | 2641.302 | 160.4703 | 11.2485 | -31.5212 | 22.6206 | 93.4017 | 0 | 0 | 0 | 0 | 39.25 | -8534.6154 | 73455.4154
2642.5 | 110.1042 | 0 | 0 | 6.8 | 1.2588 | 2642.3021 | 145.4683 | 11.2632 | -26.077 | 38.2396 | 91.6015 | 0 | 0 | 0 | 0 | 40.05 | -8732.2817 | 71569.7318
2643.5 | 110.1458 | 0 | 0 | 5.9 | 1.2669 | 2643.3022 | 130.4663 | 11.278 | -18.4852 | 51.8768 | 88.9589 | 0 | 0 | 0 | 0 | 40.95 | -8955.7885 | 65138.8639
2644.5 | 110.1875 | 0 | 0 | 5 | 1.2749 | 2644.3024 | 115.4643 | 11.2927 | -9.4159 | 63.8269 | 85.6477 | 0 | 0 | 0 | 0 | 41.85 | -9180.4943 | 40730.2629
2645.5 | 110.2292 | 106 | 3 | 6 | 1.2829 | 2645.3025 | 100.4623 | 11.3074 | 0.59288 | 74.6525 | 81.8775 | 14.9768 | 2.799 | 0.040192 | 17.816 | 40.85 | -8150.8287 | 10250.1718
2646.5 | 110.2708 | 486 | 44 | 7.4 | 1.291 | 2646.3026 | 85.4603 | 11.3222 | 11.1242 | 84.99 | 77.8816 | 102.0271 | 41.0526 | 0.58949 | 143.6692 | 39.45 | -2293.4575 | 0
2647.5 | 110.3125 | 689 | 69 | 9.7 | 1.299 | 2647.3028 | 70.4583 | 11.3369 | 21.8225 | 84.4641 | 68.4873 | 252.6614 | 64.3779 | 0.92442 | 317.9637 | 37.15 | 5901.6384 | 0
2648.5 | 110.3542 | 783 | 94 | 11.1 | 1.3069 | 2648.3029 | 55.4563 | 11.3516 | 32.3141 | 72.8563 | 54.0201 | 460.0136 | 87.7032 | 1.2594 | 548.9762 | 35.75 | 16355.6953 | 0
2649.5 | 110.3958 | 831 | 114 | 14.5 | 1.3149 | 2649.303 | 40.4543 | 11.3663 | 42.0929 | 59.007 | 39.5038 | 641.1849 | 106.3634 | 1.5273 | 749.0756 | 32.35 | 25928.8518 | 0
2650.5 | 110.4375 | 856 | 128 | 15.8 | 1.3229 | 2650.3032 | 25.4523 | 11.381 | 50.3374 | 41.3062 | 24.9861 | 775.8873 | 119.4256 | 1.7149 | 897.0278 | 31.05 | 32712.7776 | 0
2651.5 | 110.4792 | 826 | 158 | 19.2 | 1.3308 | 2651.3033 | 10.4503 | 11.3957 | 55.7143 | 18.3995 | 10.6405 | 811.7969 | 147.416 | 2.1168 | 961.3298 | 27.65 | 36316.4533 | 0
2652.5 | 110.5208 | 843 | 153 | 20.5 | 1.3387 | 2652.3034 | -4.5517 | 11.4104 | 56.6966 | -8.1448 | 5.3956 | 839.2648 | 142.7509 | 2.0498 | 984.0656 | 26.35 | 37608.7971 | 0
2653.5 | 110.5625 | 860 | 140 | 22.9 | 1.3466 | 2653.3036 | -19.5537 | 11.4251 | 52.9195 | -32.9631 | 19.2926 | 811.7057 | 130.6218 | 1.8756 | 944.2031 | 23.95 | 36404.9257 | 0
2654.5 | 110.6042 | 758 | 177 | 24.3 | 1.3545 | 2654.3037 | -34.5556 | 11.4398 | 45.6341 | -52.6612 | 33.7813 | 630.0235 | 165.1432 | 2.3714 | 797.5381 | 22.55 | 30295.2015 | 0
2655.5 | 110.6458 | 485 | 248 | 23.6 | 1.3624 | 2655.3038 | -49.5576 | 11.4545 | 36.3518 | -67.8398 | 48.3004 | 322.6344 | 231.3872 | 3.3226 | 557.3442 | 23.25 | 19622.822 | 0
2656.5 | 110.6875 | 246 | 209 | 23 | 1.3703 | 2656.304 | -64.5596 | 11.4692 | 26.0841 | -80.1837 | 62.7841 | 112.5068 | 194.9997 | 2.8001 | 310.3065 | 23.85 | 8672.4469 | 0
2657.5 | 110.7292 | 316 | 154 | 22.3 | 1.3782 | 2657.3041 | -79.5615 | 11.4838 | 15.437 | -88.9518 | 76.1527 | 75.6297 | 143.684 | 2.0632 | 221.3768 | 24.55 | 4621.7529 | 0
2658.5 | 110.7708 | 0 | 0 | 18.5 | 1.386 | 2658.3042 | -94.5635 | 11.4985 | 4.8215 | -78.6061 | 80.1413 | 0 | 0 | 0 | 0 | 28.35 | -5935.7956 | 0
2659.5 | 110.8125 | 0 | 0 | 16.8 | 1.3938 | 2659.3044 | -109.5655 | 11.5132 | -5.4089 | -68.0377 | 83.9998 | 0 | 0 | 0 | 0 | 30.05 | -6329.5412 | 7440.8901
2660.5 | 110.8542 | 0 | 0 | 16 | 1.4016 | 2660.3045 | -124.5674 | 11.5278 | -14.8686 | -56.595 | 87.4877 | 0 | 0 | 0 | 0 | 30.85 | -6516.3134 | 45116.8131
2661.5 | 110.8958 | 0 | 0 | 15.3 | 1.4094 | 2661.3046 | -139.5694 | 11.5425 | -23.0722 | -43.6821 | 90.3849 | 0 | 0 | 0 | 0 | 31.55 | -6680.5162 | 50883.6191
2662.5 | 110.9375 | 0 | 0 | 15.5 | 1.4172 | 2662.3048 | -154.5713 | 11.5571 | -29.3994 | -28.8727 | 92.5027 | 0 | 0 | 0 | 0 | 31.35 | -6633.5271 | 53083.7937
2663.5 | 110.9792 | 0 | 0 | 15.8 | 1.425 | 2663.3049 | -169.5733 | 11.5717 | -33.1518 | -12.2261 | 93.6968 | 0 | 0 | 0 | 0 | 31.05 | -6563.1545 | 80410.6453
2664.5 | 111.0208 | 0 | 0 | 14 | 1.4328 | 2664.305 | 175.4248 | 11.5863 | -33.777 | 5.3943 | 93.8827 | 0 | 0 | 0 | 0 | 32.85 | -6987.3884 | 73759.4543
2665.5 | 111.0625 | 0 | 0 | 13.3 | 1.4405 | 2665.3051 | 160.4229 | 11.601 | -31.1698 | 22.5574 | 93.0464 | 0 | 0 | 0 | 0 | 33.55 | -7153.6634 | 67965.4793
2666.5 | 111.1042 | 0 | 0 | 12.5 | 1.4482 | 2666.3053 | 145.4209 | 11.6156 | -25.7414 | 38.1094 | 91.2462 | 0 | 0 | 0 | 0 | 34.35 | -7344.5801 | 66567.044
2667.5 | 111.1458 | 0 | 0 | 11.8 | 1.456 | 2667.3054 | 130.419 | 11.6302 | -18.1697 | 51.7046 | 88.6046 | 0 | 0 | 0 | 0 | 35.05 | -7512.4093 | 54951.6283
2668.5 | 111.1875 | 0 | 0 | 11 | 1.4637 | 2668.3055 | 115.4171 | 11.6448 | -9.119 | 63.6295 | 85.2949 | 0 | 0 | 0 | 0 | 35.85 | -7705.1022 | 35323.5061
2669.5 | 111.2292 | 0 | 2 | 11.9 | 1.4714 | 2669.3057 | 100.4152 | 11.6594 | 0.87603 | 74.4384 | 81.5259 | 0 | 1.866 | 0.026795 | 1.8928 | 34.95 | -7405.5131 | 10176.586
2670.5 | 111.2708 | 136 | 74 | 13.7 | 1.479 | 2670.3058 | 85.4132 | 11.674 | 11.3999 | 84.7622 | 77.5306 | 29.3649 | 69.0429 | 0.99141 | 99.3993 | 33.15 | -2706.4115 | 0
2671.5 | 111.3125 | 185 | 168 | 15.8 | 1.4867 | 2671.3059 | 70.4113 | 11.6886 | 22.0981 | 84.7048 | 68.374 | 68.1811 | 156.7461 | 2.2508 | 227.178 | 31.05 | 3383.7264 | 0
2672.5 | 111.3542 | 464 | 198 | 18 | 1.4943 | 2672.306 | 55.4094 | 11.7031 | 32.5984 | 73.1073 | 53.916 | 273.2822 | 184.7365 | 2.6527 | 460.6714 | 28.85 | 14119.1156 | 0
2673.5 | 111.3958 | 643 | 201 | 19.6 | 1.502 | 2673.3062 | 40.4075 | 11.7177 | 42.3958 | 59.2553 | 39.4046 | 496.835 | 187.5356 | 2.6929 | 687.0635 | 27.25 | 24399.4466 | 0
2674.5 | 111.4375 | 559 | 288 | 20.8 | 1.5096 | 2674.3063 | 25.4056 | 11.7323 | 50.6672 | 41.5092 | 24.8828 | 507.1083 | 268.7077 | 3.8585 | 779.6744 | 26.05 | 28727.7797 | 0
2675.5 | 111.4792 | 311 | 390 | 21.8 | 1.5172 | 2675.3064 | 10.4037 | 11.7468 | 56.0665 | 18.4645 | 10.4935 | 305.7987 | 363.875 | 5.225 | 674.8987 | 25.05 | 24366.4367 | 0
2676.5 | 111.5208 | 265 | 394 | 22.8 | 1.5248 | 2676.3065 | -4.5982 | 11.7614 | 57.0409 | -8.2945 | 5.2398 | 263.8926 | 367.607 | 5.2786 | 636.7782 | 24.05 | 22922.0832 | 0
2677.5 | 111.5625 | 55 | 381 | 23.4 | 1.5324 | 2677.3067 | -19.6001 | 11.7759 | 53.2232 | -33.2649 | 19.2719 | 51.918 | 355.4778 | 5.1044 | 412.5002 | 23.45 | 13236.3089 | 0
2678.5 | 111.6042 | 79 | 347 | 24.3 | 1.5399 | 2678.3068 | -34.602 | 11.7905 | 45.8933 | -53.0059 | 33.7729 | 65.6685 | 323.7554 | 4.6489 | 394.0729 | 22.55 | 12629.6688 | 0
2679.5 | 111.6458 | 19 | 243 | 24.8 | 1.5475 | 2679.3069 | -49.6039 | 11.805 | 36.5797 | -68.1757 | 48.2895 | 12.642 | 226.7221 | 3.2556 | 242.6196 | 22.05 | 6109.0637 | 0
2680.5 | 111.6875 | 71 | 207 | 24.9 | 1.555 | 2680.307 | -64.6057 | 11.8196 | 26.2954 | -80.4992 | 62.7651 | 32.4924 | 193.1336 | 2.7733 | 228.3993 | 21.95 | 5508.5289 | 0
2681.5 | 111.7292 | 292 | 135 | 23 | 1.5625 | 2681.3072 | -79.6076 | 11.8341 | 15.6441 | -88.655 | 75.8279 | 71.4921 | 125.9567 | 1.8087 | 199.2574 | 23.85 | 3810.2151 | 0
2682.5 | 111.7708 | 0 | 0 | 20.5 | 1.57 | 2682.3073 | -94.6095 | 11.8486 | 5.0346 | -78.3236 | 79.8165 | 0 | 0 | 0 | 0 | 26.35 | -5478.0421 | 0
2683.5 | 111.8125 | 0 | 0 | 18.5 | 1.5775 | 2683.3074 | -109.6114 | 11.8631 | -5.1811 | -67.7671 | 83.6727 | 0 | 0 | 0 | 0 | 28.35 | -5935.7956 | 18114.0092
2684.5 | 111.8542 | 0 | 0 | 17 | 1.585 | 2684.3075 | -124.6132 | 11.8776 | -14.618 | -56.3385 | 87.1564 | 0 | 0 | 0 | 0 | 29.85 | -6282.9962 | 53627.7236
2685.5 | 111.8958 | 0 | 0 | 16.1 | 1.5925 | 2685.3077 | -139.6151 | 11.8921 | -22.7923 | -43.4493 | 90.0483 | 0 | 0 | 0 | 0 | 30.75 | -6492.9151 | 87173.7645
2686.5 | 111.9375 | 0 | 0 | 15 | 1.5999 | 2686.3078 | -154.617 | 11.9066 | -29.0878 | -28.6842 | 92.1606 | 0 | 0 | 0 | 0 | 31.85 | -6751.1108 | 110894.7068
2687.5 | 111.9792 | 0 | 0 | 14.6 | 1.6073 | 2687.3079 | -169.6188 | 11.9211 | -32.8134 | -12.1096 | 93.35 | 0 | 0 | 0 | 0 | 32.25 | -6845.4442 | 123626.1684
2688.5 | 112.0208 | 0 | 0 | 14 | 1.6147 | 2688.308 | 175.3793 | 11.9356 | -33.4255 | 5.4189 | 93.5326 | 0 | 0 | 0 | 0 | 32.85 | -6987.3884 | 128808.5915
2689.5 | 112.0625 | 0 | 0 | 13.4 | 1.6222 | 2689.3082 | 160.3775 | 11.95 | -30.8222 | 22.4935 | 92.6948 | 0 | 0 | 0 | 0 | 33.45 | -7129.8654 | 118802.3237
2690.5 | 112.1042 | 0 | 0 | 13 | 1.6295 | 2690.3083 | 145.3756 | 11.9645 | -25.4097 | 37.9796 | 90.8945 | 0 | 0 | 0 | 0 | 33.85 | -7225.1462 | 102897.0516
2691.5 | 112.1458 | 0 | 0 | 13.9 | 1.6369 | 2691.3084 | 130.3738 | 11.979 | -17.8582 | 51.5333 | 88.2541 | 0 | 0 | 0 | 0 | 32.95 | -7011.0976 | 75429.7627
2692.5 | 112.1875 | 0 | 0 | 12.7 | 1.6443 | 2692.3085 | 115.3719 | 11.9934 | -8.826 | 63.4331 | 84.9459 | 0 | 0 | 0 | 0 | 34.15 | -7296.7621 | 42532.7923
2693.5 | 112.2292 | 0 | 1 | 11.6 | 1.6516 | 2693.3087 | 100.3701 | 12.0079 | 1.1552 | 74.2252 | 81.1782 | 0 | 0.93301 | 0.013397 | 0.94641 | 35.25 | -7519.0556 | 19918.8663
2694.5 | 112.2708 | 0 | 25 | 12.4 | 1.659 | 2694.3088 | 85.3683 | 12.0223 | 11.6714 | 84.5351 | 77.1835 | 0 | 23.3253 | 0.33494 | 23.6603 | 34.45 | -6332.5584 | 0
2695.5 | 112.3125 | 0 | 83 | 12.3 | 1.6663 | 2695.3089 | 70.3664 | 12.0368 | 22.3694 | 84.9453 | 68.2642 | 0 | 77.4401 | 1.112 | 78.552 | 34.55 | -3953.0938 | 0
2696.5 | 112.3542 | 0 | 87 | 12.1 | 1.6736 | 2696.309 | 55.3646 | 12.0512 | 32.8782 | 73.3589 | 53.8161 | 0 | 81.1721 | 1.1656 | 82.3377 | 34.75 | -3835.2777 | 0
2697.5 | 112.3958 | 0 | 109 | 12 | 1.6809 | 2697.3091 | 40.3628 | 12.0656 | 42.6942 | 59.5054 | 39.3104 | 0 | 101.6984 | 1.4603 | 103.1587 | 34.85 | -2947.6296 | 0
2698.5 | 112.4375 | 0 | 125 | 12.7 | 1.6881 | 2698.3093 | 25.361 | 12.08 | 50.9926 | 41.7153 | 24.7864 | 0 | 116.6266 | 1.6747 | 118.3013 | 34.15 | -2116.9978 | 0
2699.5 | 112.4792 | 0 | 201 | 13.3 | 1.6954 | 2699.3094 | 10.3592 | 12.0945 | 56.4148 | 18.5329 | 10.3593 | 0 | 187.5356 | 2.6929 | 190.2284 | 33.55 | 1175.3976 | 0
2700.5 | 112.5208 | 0 | 153 | 13.8 | 1.7026 | 2700.3095 | -4.6427 | 12.1089 | 57.3818 | -8.4425 | 5.1036 | 0 | 142.7509 | 2.0498 | 144.8008 | 33.05 | -694.79 | 0
2701.5 | 112.5625 | 0 | 203 | 14 | 1.7099 | 2701.3096 | -19.6445 | 12.1233 | 53.5239 | -33.5654 | 19.2559 | 0 | 189.4016 | 2.7197 | 192.1213 | 32.85 | 1424.5489 | 0
2702.5 | 112.6042 | 0 | 133 | 13.4 | 1.7171 | 2702.3098 | -34.6463 | 12.1377 | 46.1499 | -53.3485 | 33.7662 | 0 | 124.0907 | 1.7819 | 125.8726 | 33.45 | -1618.5962 | 0
2703.5 | 112.6458 | 0 | 99 | 12.5 | 1.7243 | 2703.3099 | -49.6481 | 12.152 | 36.8055 | -68.5087 | 48.279 | 0 | 92.3683 | 1.3263 | 93.6946 | 34.35 | -3242.2068 | 0
2704.5 | 112.6875 | 0 | 143 | 11 | 1.7315 | 2704.31 | -64.6499 | 12.1664 | 26.5052 | -80.8113 | 62.7458 | 0 | 133.4208 | 1.9158 | 135.3367 | 35.85 | -1779.4518 | 0
2705.5 | 112.7292 | 0 | 86 | 11.9 | 1.7387 | 2705.3101 | -79.6517 | 12.1808 | 15.85 | -88.3616 | 75.5059 | 0 | 80.2391 | 1.1522 | 81.3913 | 34.95 | -3924.7114 | 0
2706.5 | 112.7708 | 0 | 0 | 10.8 | 1.7458 | 2706.3102 | -94.6535 | 12.1952 | 5.2465 | -78.0449 | 79.4946 | 0 | 0 | 0 | 0 | 36.05 | -7753.4234 | 173.2856
2707.5 | 112.8125 | 0 | 0 | 9.8 | 1.753 | 2707.3103 | -109.6552 | 12.2095 | -4.9543 | -67.5007 | 83.3485 | 0 | 0 | 0 | 0 | 37.05 | -7995.9177 | 23446.4927
2708.5 | 112.8542 | 0 | 0 | 9.7 | 1.7601 | 2708.3105 | -124.657 | 12.2239 | -14.3685 | -56.0864 | 86.828 | 0 | 0 | 0 | 0 | 37.15 | -8020.2486 | 55373.277
2709.5 | 112.8958 | 0 | 0 | 8.6 | 1.7672 | 2709.3106 | -139.6588 | 12.2382 | -22.5141 | -43.2215 | 89.7148 | 0 | 0 | 0 | 0 | 38.25 | -8288.8647 | 89557.2341
2710.5 | 112.9375 | 0 | 0 | 7.5 | 1.7743 | 2710.3107 | -154.6606 | 12.2526 | -28.7784 | -28.5005 | 91.8218 | 0 | 0 | 0 | 0 | 39.35 | -8559.2719 | 114275.0011
2711.5 | 112.9792 | 0 | 0 | 7.4 | 1.7814 | 2711.3108 | -169.6623 | 12.2669 | -32.4781 | -11.9971 | 93.0066 | 0 | 0 | 0 | 0 | 39.45 | -8583.9431 | 127615.4325
2712.5 | 113.0208 | 0 | 0 | 6.3 | 1.7884 | 2712.3109 | 175.3359 | 12.2813 | -33.0777 | 5.441 | 93.1861 | 0 | 0 | 0 | 0 | 40.55 | -8856.3041 | 131292.7868
2713.5 | 113.0625 | 0 | 0 | 6.3 | 1.7955 | 2713.3111 | 160.3341 | 12.2956 | -30.4785 | 22.4289 | 92.3468 | 0 | 0 | 0 | 0 | 40.55 | -8856.3041 | 119797.5478
2714.5 | 113.1042 | 0 | 0 | 6.2 | 1.8025 | 2714.3112 | 145.3324 | 12.3099 | -25.082 | 37.8502 | 90.5467 | 0 | 0 | 0 | 0 | 40.65 | -8881.153 | 102033.0191
2715.5 | 113.1458 | 0 | 0 | 6.1 | 1.8096 | 2715.3113 | 130.3306 | 12.3242 | -17.5506 | 51.3628 | 87.9075 | 0 | 0 | 0 | 0 | 40.75 | -8906.0167 | 74488.1602
2716.5 | 113.1875 | 0 | 0 | 6 | 1.8166 | 2716.3114 | 115.3289 | 12.3385 | -8.5369 | 63.2377 | 84.601 | 0 | 0 | 0 | 0 | 40.85 | -8930.8952 | 39116.007
2717.5 | 113.2292 | 81 | 7 | 7.6 | 1.8236 | 2717.3115 | 100.3271 | 12.3528 | 1.4304 | 74.0129 | 80.8346 | 12.9021 | 6.5311 | 0.093782 | 19.527 | 39.25 | -7679.6356 | 12901.4786
2718.5 | 113.2708 | 356 | 60 | 8.9 | 1.8306 | 2718.3116 | 85.3254 | 12.3671 | 11.9388 | 84.3086 | 76.8404 | 81.0487 | 55.9808 | 0.80385 | 137.8333 | 37.95 | -2180.4617 | 0
2719.5 | 113.3125 | 467 | 142 | 9.3 | 1.8375 | 2719.3118 | 70.3236 | 12.3814 | 22.6364 | 85.1855 | 68.1579 | 173.7471 | 132.4878 | 1.9024 | 308.1373 | 37.55 | 5373.9244 | 0
2720.5 | 113.3542 | 116 | 245 | 11.1 | 1.8445 | 2720.3119 | 55.3219 | 12.3957 | 33.1535 | 73.6108 | 53.7203 | 68.6405 | 228.5881 | 3.2824 | 300.511 | 35.75 | 5476.7646 | 0
2721.5 | 113.3958 | 47 | 312 | 11.5 | 1.8514 | 2721.312 | 40.3201 | 12.41 | 42.9879 | 59.757 | 39.2213 | 36.4114 | 291.1 | 4.18 | 331.6913 | 35.35 | 6938.3875 | 0
2722.5 | 113.4375 | 256 | 375 | 12.8 | 1.8583 | 2722.3121 | 25.3184 | 12.4242 | 51.3135 | 41.9245 | 24.697 | 232.5837 | 349.8798 | 5.024 | 587.4875 | 34.05 | 18449.9834 | 0
2723.5 | 113.4792 | 263 | 405 | 13.7 | 1.8652 | 2723.3122 | 10.3167 | 12.4385 | 56.759 | 18.6048 | 10.2381 | 258.8124 | 377.8701 | 5.426 | 642.1085 | 33.15 | 21055.8522 | 0
2724.5 | 113.5208 | 644 | 296 | 14.4 | 1.8721 | 2724.3123 | -4.685 | 12.4527 | 57.7192 | -8.5885 | 4.9878 | 641.5614 | 276.1718 | 3.9656 | 921.6988 | 32.45 | 33463.4386 | 0
2725.5 | 113.5625 | 333 | 370 | 14.8 | 1.879 | 2725.3125 | -19.6868 | 12.467 | 53.8214 | -33.8643 | 19.2444 | 314.3924 | 345.2147 | 4.9571 | 664.5642 | 32.05 | 22299.3763 | 0
2726.5 | 113.6042 | 434 | 306 | 15 | 1.8859 | 2726.3126 | -34.6885 | 12.4812 | 46.4038 | -53.6886 | 33.7609 | 360.8119 | 285.5019 | 4.0996 | 650.4134 | 31.85 | 21726.9261 | 0
2727.5 | 113.6458 | 640 | 190 | 15 | 1.8927 | 2727.3127 | -49.6902 | 12.4955 | 37.0293 | -68.8387 | 48.2688 | 426.0074 | 177.2724 | 2.5455 | 605.8254 | 31.85 | 19774.6623 | 0
2728.5 | 113.6875 | 722 | 114 | 14.6 | 1.8996 | 2728.3128 | -64.6919 | 12.5097 | 26.7134 | -81.1201 | 62.726 | 330.8537 | 106.3634 | 1.5273 | 438.7445 | 32.25 | 12364.7719 | 0
2729.5 | 113.7292 | 550 | 98 | 13.5 | 1.9064 | 2729.3129 | -79.6936 | 12.5239 | 16.0546 | -88.072 | 75.1868 | 140.6174 | 91.4352 | 1.313 | 233.3656 | 33.35 | 3111.7166 | 0
2730.5 | 113.7708 | 0 | 0 | 12 | 1.9132 | 2730.313 | -94.6953 | 12.5381 | 5.4574 | -77.7702 | 79.1756 | 0 | 0 | 0 | 0 | 34.85 | -7464.3841 | 1921.5984
2731.5 | 113.8125 | 0 | 0 | 10.3 | 1.92 | 2731.3131 | -109.697 | 12.5524 | -4.7286 | -67.2385 | 83.0272 | 0 | 0 | 0 | 0 | 36.55 | -7874.4856 | 24451.015
2732.5 | 113.8542 | 0 | 0 | 8.9 | 1.9268 | 2732.3132 | -124.6987 | 12.5666 | -14.1204 | -55.839 | 86.5028 | 0 | 0 | 0 | 0 | 37.95 | -8215.4282 | 58308.4211
2733.5 | 113.8958 | 0 | 0 | 7.9 | 1.9335 | 2733.3134 | -139.7004 | 12.5808 | -22.2376 | -42.9985 | 89.3845 | 0 | 0 | 0 | 0 | 38.95 | -8460.7348 | 88629.8624
2734.5 | 113.9375 | 0 | 0 | 6.9 | 1.9403 | 2734.3135 | -154.7021 | 12.5949 | -28.4715 | -28.3217 | 91.4863 | 0 | 0 | 0 | 0 | 39.95 | -8707.5216 | 110962.3572
2735.5 | 113.9792 | 0 | 0 | 6.1 | 1.947 | 2735.3136 | -169.7037 | 12.6091 | -32.146 | -11.8886 | 92.6667 | 0 | 0 | 0 | 0 | 40.75 | -8906.0167 | 121216.4183
2736.5 | 114.0208 | 0 | 0 | 5.1 | 1.9537 | 2736.3137 | 175.2946 | 12.6233 | -32.7337 | 5.4607 | 92.8432 | 0 | 0 | 0 | 0 | 41.75 | -9155.4678 | 129449.4879
2737.5 | 114.0625 | 0 | 0 | 4.2 | 1.9604 | 2737.3138 | 160.2929 | 12.6375 | -30.1389 | 22.3634 | 92.0027 | 0 | 0 | 0 | 0 | 42.65 | -9381.2394 | 119981.9533
2738.5 | 114.1042 | 0 | 0 | 3.5 | 1.9671 | 2738.3139 | 145.2912 | 12.6516 | -24.7585 | 37.721 | 90.2029 | 0 | 0 | 0 | 0 | 43.35 | -9557.6683 | 102343.7908
2739.5 | 114.1458 | 0 | 0 | 2.7 | 1.9738 | 2739.314 | 130.2896 | 12.6658 | -17.2471 | 51.1932 | 87.5649 | 0 | 0 | 0 | 0 | 44.15 | -9760.1895 | 78167.9344
2740.5 | 114.1875 | 0 | 0 | 2 | 1.9804 | 2740.3141 | 115.2879 | 12.68 | -8.252 | 63.0434 | 84.26 | 0 | 0 | 0 | 0 | 44.85 | -9938.1727 | 45823.0892
2741.5 | 114.2292 | 85 | 7 | 1.5 | 1.9871 | 2741.3143 | 100.2862 | 12.6941 | 1.7014 | 73.8016 | 80.495 | 14.0363 | 6.5311 | 0.093782 | 20.6612 | 45.35 | -9161.107 | 21231.9916
2742.5 | 114.2708 | 368 | 72 | 4 | 1.9937 | 2742.3144 | 85.2846 | 12.7082 | 12.202 | 84.0829 | 76.5014 | 85.8992 | 67.1769 | 0.96462 | 154.0408 | 42.85 | -2686.973 | 0
2743.5 | 114.3125 | 208 | 173 | 8.5 | 2.0003 | 2743.3145 | 70.2829 | 12.7224 | 22.8989 | 85.4254 | 68.0553 | 77.7321 | 161.4112 | 2.3178 | 241.4611 | 38.35 | 2258.8833 | 0
2744.5 | 114.3542 | 529 | 185 | 11 | 2.0069 | 2744.3146 | 55.2813 | 12.7365 | 33.4241 | 73.8632 | 53.6286 | 313.7063 | 172.6073 | 2.4785 | 488.7922 | 35.85 | 13696.4278 | 0
2745.5 | 114.3958 | 277 | 323 | 12.5 | 2.0135 | 2745.3147 | 40.2796 | 12.7506 | 43.2768 | 60.0102 | 39.1372 | 214.8514 | 301.3631 | 4.3274 | 520.5419 | 34.35 | 15447.0976 | 0
2746.5 | 114.4375 | 190 | 375 | 14 | 2.02 | 2746.3148 | 25.278 | 12.7647 | 51.6298 | 42.1368 | 24.6144 | 172.7349 | 349.8798 | 5.024 | 527.6387 | 32.85 | 16115.02 | 0
2747.5 | 114.4792 | 353 | 382 | 15.5 | 2.0266 | 2747.3149 | 10.2764 | 12.7788 | 57.0991 | 18.6805 | 10.1301 | 347.4971 | 356.4109 | 5.1178 | 709.0257 | 31.35 | 24410.8243 | 0
2748.5 | 114.5208 | 277 | 406 | 16 | 2.0331 | 2748.315 | -4.7253 | 12.7929 | 58.053 | -8.7324 | 4.8929 | 275.9906 | 378.8032 | 5.4394 | 660.2331 | 30.85 | 22391.6755 | 0
2749.5 | 114.5625 | 273 | 380 | 16.5 | 2.0396 | 2749.3151 | -19.7269 | 12.807 | 54.1156 | -34.1615 | 19.2371 | 257.7565 | 354.5448 | 5.091 | 617.3923 | 30.35 | 20632.7578 | 0
2750.5 | 114.6042 | 354 | 330 | 16.7 | 2.0461 | 2750.3152 | -34.7285 | 12.8211 | 46.655 | -54.0262 | 33.7571 | 294.316 | 307.8942 | 4.4212 | 606.6313 | 30.15 | 20208.225 | 0
2751.5 | 114.6458 | 447 | 242 | 16.6 | 2.0526 | 2751.3153 | -49.7302 | 12.8352 | 37.2509 | -69.1653 | 48.2588 | 297.5977 | 225.7891 | 3.2422 | 526.629 | 30.25 | 16682.0517 | 0
2752.5 | 114.6875 | 547 | 151 | 16 | 2.0591 | 2752.3155 | -64.7318 | 12.8493 | 26.9199 | -81.4252 | 62.7058 | 250.8321 | 140.8849 | 2.023 | 393.74 | 30.85 | 10723.4048 | 0
2753.5 | 114.7292 | 469 | 107 | 15.2 | 2.0656 | 2753.3156 | -79.7334 | 12.8633 | 16.2579 | -87.7862 | 74.8708 | 122.407 | 99.8324 | 1.4335 | 223.6729 | 31.65 | 3089.3777 | 0
2754.5 | 114.7708 | 0 | 0 | 12.4 | 2.072 | 2754.3157 | -94.735 | 12.8774 | 5.6671 | -77.4994 | 78.8596 | 0 | 0 | 0 | 0 | 34.45 | -7368.5113 | 2263.1123
2755.5 | 114.8125 | 0 | 0 | 8.7 | 2.0784 | 2755.3158 | -109.7366 | 12.8914 | -4.5041 | -66.9806 | 82.7091 | 0 | 0 | 0 | 0 | 38.15 | -8264.3711 | 23367.872
2756.5 | 114.8542 | 0 | 0 | 6.9 | 2.0849 | 2756.3159 | -124.7382 | 12.9055 | -13.8737 | -55.5962 | 86.1806 | 0 | 0 | 0 | 0 | 39.95 | -8707.5216 | 54573.1918
2757.5 | 114.8958 | 0 | 0 | 4.1 | 2.0913 | 2757.316 | -139.7398 | 12.9195 | -21.9629 | -42.7805 | 89.0575 | 0 | 0 | 0 | 0 | 42.75 | -9406.3991 | 77657.9423
2758.5 | 114.9375 | 0 | 0 | 4.3 | 2.0976 | 2758.3161 | -154.7414 | 12.9336 | -28.1671 | -28.1477 | 91.1543 | 0 | 0 | 0 | 0 | 42.55 | -9356.0944 | 115741.8896
2759.5 | 114.9792 | 0 | 0 | 2.6 | 2.104 | 2759.3162 | -169.743 | 12.9476 | -31.8171 | -11.7841 | 92.3305 | 0 | 0 | 0 | 0 | 44.25 | -9785.5713 | 130725.7487
2760.5 | 115.0208 | 0 | 0 | 0.8 | 2.1104 | 2760.3163 | 175.2554 | 12.9616 | -32.3936 | 5.4779 | 92.5041 | 0 | 0 | 0 | 0 | 46.05 | -10244.9741 | 135189.6549
2761.5 | 115.0625 | 0 | 0 | 1 | 2.1167 | 2761.3164 | 160.2538 | 12.9756 | -29.8035 | 22.2971 | 91.6625 | 0 | 0 | 0 | 0 | 45.85 | -10193.6925 | 126156.8831
2762.5 | 115.1042 | 0 | 0 | 0.2 | 2.123 | 2762.3165 | 145.2522 | 12.9896 | -24.4391 | 37.5923 | 89.863 | 0 | 0 | 0 | 0 | 46.65 | -10399.1741 | 108409.6275
2763.5 | 115.1458 | 0 | 0 | 0.4 | 2.1293 | 2763.3166 | 130.2507 | 13.0036 | -16.9479 | 51.0245 | 87.2265 | 0 | 0 | 0 | 0 | 46.45 | -10347.7149 | 82856.2377
2764.5 | 115.1875 | 0 | 0 | -0.3 | 2.1356 | 2764.3167 | 115.2491 | 13.0176 | -7.9712 | 62.8501 | 83.9233 | 0 | 0 | 0 | 0 | 47.15 | -10528.0811 | 47244.8679
2765.5 | 115.2292 | 103 | 8 | -0.1 | 2.1419 | 2765.3168 | 100.2475 | 13.0316 | 1.9681 | 73.5913 | 80.1597 | 17.603 | 7.4641 | 0.10718 | 25.1743 | 46.95 | -9374.2306 | 24055.5363
2766.5 | 115.2708 | 483 | 54 | 4.1 | 2.1482 | 2766.3169 | 85.246 | 13.0456 | 12.4607 | 83.858 | 76.1666 | 115.4847 | 50.3827 | 0.72346 | 166.5908 | 42.75 | -2112.2994 | 0
2767.5 | 115.3125 | 609 | 93 | 8.3 | 2.1544 | 2767.317 | 70.2444 | 13.0596 | 23.1569 | 85.6648 | 67.9562 | 228.5668 | 86.7702 | 1.246 | 316.5829 | 38.55 | 5498.997 | 0
2768.5 | 115.3542 | 744 | 114 | 10.6 | 2.1607 | 2768.3171 | 55.2428 | 13.0735 | 33.69 | 74.1158 | 53.541 | 442.1198 | 106.3634 | 1.5273 | 550.0106 | 36.25 | 16280.1446 | 0
2769.5 | 115.3958 | 850 | 111 | 13.8 | 2.1669 | 2769.3172 | 40.2413 | 13.0875 | 43.5608 | 60.2649 | 39.0581 | 660.031 | 103.5644 | 1.4871 | 765.0826 | 33.05 | 26463.9519 | 0
2770.5 | 115.4375 | 875 | 123 | 17 | 2.1731 | 2770.3174 | 25.2397 | 13.1015 | 51.9412 | 42.3523 | 24.5387 | 795.9707 | 114.7606 | 1.6479 | 912.3791 | 29.85 | 33665.0849 | 0
2771.5 | 115.4792 | 880 | 135 | 18.2 | 2.1793 | 2771.3175 | 10.2382 | 13.1154 | 57.435 | 18.7598 | 10.0353 | 866.5366 | 125.9567 | 1.8087 | 994.3019 | 28.65 | 37530.0641 | 0
2772.5 | 115.5208 | 867 | 163 | 20.5 | 2.1854 | 2772.3176 | -4.7634 | 13.1293 | 58.3831 | -8.874 | 4.8195 | 863.9345 | 152.0811 | 2.1838 | 1018.1994 | 26.35 | 39103.3286 | 0
2773.5 | 115.5625 | 854 | 144 | 21.7 | 2.1916 | 2773.3177 | -19.7649 | 13.1433 | 54.4066 | -34.4568 | 19.234 | 806.3306 | 134.3538 | 1.9292 | 942.6137 | 25.15 | 36065.6557 | 0
2774.5 | 115.6042 | 831 | 137 | 24 | 2.1977 | 2774.3178 | -34.7664 | 13.1572 | 46.9035 | -54.361 | 33.7545 | 690.9149 | 127.8227 | 1.8355 | 820.5731 | 22.85 | 31237.1805 | 0
2775.5 | 115.6458 | 733 | 149 | 24.2 | 2.2039 | 2775.3179 | -49.768 | 13.1711 | 37.4703 | -69.4886 | 48.249 | 488.1011 | 139.0189 | 1.9962 | 629.1162 | 22.65 | 22898.7428 | 0
2776.5 | 115.6875 | 553 | 154 | 24.5 | 2.21 | 2776.318 | -64.7695 | 13.185 | 27.1247 | -81.7267 | 62.6851 | 253.7611 | 143.684 | 2.0632 | 399.5082 | 22.35 | 12911.9784 | 0
2777.5 | 115.7292 | 531 | 106 | 24.7 | 2.2161 | 2777.3181 | -79.771 | 13.1989 | 16.4598 | -87.5042 | 74.558 | 141.3856 | 98.8993 | 1.4201 | 241.7051 | 22.15 | 6046.9101 | 0
2778.5 | 115.7708 | 0 | 0 | 20 | 2.2221 | 2778.3182 | -94.7725 | 13.2128 | 5.8756 | -77.2328 | 78.5467 | 0 | 0 | 0 | 0 | 26.85 | -5591.9254 | 2597.899
2779.5 | 115.8125 | 0 | 0 | 17.2 | 2.2282 | 2779.3183 | -109.7741 | 13.2267 | -4.2808 | -66.7271 | 82.394 | 0 | 0 | 0 | 0 | 29.65 | -6236.5103 | 16396.7455
2780.5 | 115.8542 | 0 | 0 | 13.4 | 2.2343 | 2780.3184 | -124.7756 | 13.2406 | -13.6284 | -55.3582 | 85.8618 | 0 | 0 | 0 | 0 | 33.45 | -7129.8654 | 57165.7371
2781.5 | 115.8958 | 0 | 0 | 12.7 | 2.2403 | 2781.3185 | -139.7771 | 13.2545 | -21.6902 | -42.5674 | 88.7339 | 0 | 0 | 0 | 0 | 34.15 | -7296.7621 | 87259.914
2782.5 | 115.9375 | 0 | 0 | 10.9 | 2.2463 | 2782.3186 | -154.7786 | 13.2684 | -27.8653 | -27.9785 | 90.8258 | 0 | 0 | 0 | 0 | 35.95 | -7729.2554 | 101099.4202
2783.5 | 115.9792 | 0 | 0 | 10.2 | 2.2523 | 2783.3187 | -169.7801 | 13.2822 | -31.4915 | -11.6836 | 91.9979 | 0 | 0 | 0 | 0 | 36.65 | -7898.7424 | 116914.0645
2784.5 | 116.0208 | 0 | 0 | 9.4 | 2.2583 | 2784.3188 | 175.2184 | 13.2961 | -32.0574 | 5.4927 | 92.169 | 0 | 0 | 0 | 0 | 37.45 | -8093.3299 | 110868.1287
2785.5 | 116.0625 | 0 | 0 | 9.7 | 2.2643 | 2785.3189 | 160.2169 | 13.3099 | -29.4724 | 22.2301 | 91.3263 | 0 | 0 | 0 | 0 | 37.15 | -8020.2486 | 59520.7509
2786.5 | 116.1042 | 0 | 0 | 8.9 | 2.2702 | 2786.319 | 145.2154 | 13.3238 | -24.1241 | 37.4638 | 89.5273 | 0 | 0 | 0 | 0 | 37.95 | -8215.4282 | 64232.7123
2787.5 | 116.1458 | 0 | 0 | 7.2 | 2.2762 | 2787.3191 | 130.214 | 13.3376 | -16.6529 | 50.8567 | 86.8923 | 0 | 0 | 0 | 0 | 39.65 | -8633.3301 | 49486.7354
2788.5 | 116.1875 | 0 | 0 | 10.4 | 2.2821 | 2788.3192 | 115.2125 | 13.3514 | -7.6947 | 62.6578 | 83.5908 | 0 | 0 | 0 | 0 | 36.45 | -7850.2435 | 2338.8465
2789.5 | 116.2292 | 132 | 9 | 9.6 | 2.288 | 2789.3193 | 100.211 | 13.3653 | 2.2305 | 73.382 | 79.8287 | 23.3102 | 8.3971 | 0.12058 | 31.8279 | 37.25 | -6651.0264 | 1073.2611
2790.5 | 116.2708 | 495 | 54 | 11.9 | 2.2939 | 2790.3194 | 85.2095 | 13.3791 | 12.715 | 83.634 | 75.8362 | 121.1236 | 50.3827 | 0.72346 | 172.2297 | 34.95 | 52.6055 | 0
2791.5 | 116.3125 | 598 | 96 | 15.1 | 2.2998 | 2791.3195 | 70.2081 | 13.3929 | 23.4102 | 85.9038 | 67.8608 | 225.361 | 89.5692 | 1.2862 | 316.2163 | 31.75 | 7117.8164 | 0
2792.5 | 116.3542 | 675 | 136 | 16.4 | 2.3056 | 2792.3196 | 55.2066 | 13.4067 | 33.951 | 74.3685 | 53.4576 | 401.9064 | 126.8897 | 1.8221 | 530.6182 | 30.45 | 16810.0545 | 0
2793.5 | 116.3958 | 785 | 143 | 20.6 | 2.3115 | 2793.3197 | 40.2051 | 13.4205 | 43.8399 | 60.5209 | 38.9841 | 610.1969 | 133.4208 | 1.9158 | 745.5335 | 26.25 | 27187.5184 | 0
2794.5 | 116.4375 | 869 | 126 | 21.9 | 2.3173 | 2794.3198 | 25.2037 | 13.4343 | 52.2478 | 42.5707 | 24.4698 | 790.9462 | 117.5596 | 1.6881 | 910.1939 | 24.95 | 34691.2646 | 0
2795.5 | 116.4792 | 874 | 138 | 24.1 | 2.3231 | 2795.3199 | 10.2022 | 13.4481 | 57.7665 | 18.843 | 9.9537 | 860.8444 | 128.7558 | 1.8488 | 991.449 | 22.75 | 38741.113 | 0
2796.5 | 116.5208 | 867 | 160 | 24.4 | 2.3289 | 2796.3199 | -4.7992 | 13.4618 | 58.7094 | -9.0131 | 4.7677 | 864 | 149.282 | 2.1436 | 1015.4257 | 22.45 | 39857.4733 | 0
2797.5 | 116.5625 | 848 | 147 | 23.6 | 2.3347 | 2797.32 | -19.8007 | 13.4756 | 54.6943 | -34.75 | 19.2347 | 800.6621 | 137.1529 | 1.9694 | 939.7844 | 23.25 | 36367.7828 | 0
2798.5 | 116.6042 | 843 | 132 | 21.8 | 2.3405 | 2798.3201 | -34.8021 | 13.4894 | 47.1492 | -54.6929 | 33.7531 | 700.9036 | 123.1577 | 1.7685 | 825.8297 | 25.05 | 30974.8801 | 0
2799.5 | 116.6458 | 776 | 134 | 20.1 | 2.3463 | 2799.3202 | -49.8036 | 13.5031 | 37.6876 | -69.8084 | 48.2392 | 516.8335 | 125.0237 | 1.7953 | 643.6524 | 26.75 | 22612.8939 | 0
2800.5 | 116.6875 | 642 | 125 | 17.3 | 2.352 | 2800.3203 | -64.805 | 13.5169 | 27.3279 | -82.0243 | 62.6638 | 294.813 | 116.6266 | 1.6747 | 413.1143 | 29.55 | 11874.7209 | 0
2801.5 | 116.7292 | 537 | 100 | 15.6 | 2.3577 | 2801.3204 | -79.8064 | 13.5306 | 16.6604 | -87.2263 | 74.2484 | 145.7784 | 93.3013 | 1.3397 | 240.4194 | 31.25 | 3916.5925 | 0
2802.5 | 116.7708 | 0 | 0 | 13.8 | 2.3634 | 2802.3205 | -94.8079 | 13.5444 | 6.0829 | -76.9703 | 78.2371 | 0 | 0 | 0 | 0 | 33.05 | -7034.8215 | 0
2803.5 | 116.8125 | 0 | 0 | 13.1 | 2.3691 | 2803.3206 | -109.8093 | 13.5581 | -4.0589 | -66.4781 | 82.0823 | 0 | 0 | 0 | 0 | 33.75 | -7201.3038 | 0
2804.5 | 116.8542 | 0 | 0 | 11.3 | 2.3748 | 2804.3207 | -124.8107 | 13.5718 | -13.3847 | -55.1249 | 85.5463 | 0 | 0 | 0 | 0 | 35.55 | -7632.7313 | 4568.3828
2805.5 | 116.8958 | 0 | 0 | 10.6 | 2.3805 | 2805.3208 | -139.8121 | 13.5855 | -21.4195 | -42.3593 | 88.4137 | 0 | 0 | 0 | 0 | 36.25 | -7801.8039 | 14018.7963
2806.5 | 116.9375 | 0 | 0 | 10.8 | 2.3861 | 2806.3209 | -154.8135 | 13.5992 | -27.5662 | -27.8142 | 90.501 | 0 | 0 | 0 | 0 | 36.05 | -7753.4234 | 20335.6568
2807.5 | 116.9792 | 0 | 0 | 11 | 2.3917 | 2807.321 | -169.8149 | 13.6129 | -31.1695 | -11.587 | 91.6692 | 0 | 0 | 0 | 0 | 35.85 | -7705.1022 | 45808.4647
2808.5 | 117.0208 | 0 | 0 | 11.3 | 2.3974 | 2808.3211 | 175.1837 | 13.6266 | -31.7253 | 5.505 | 91.8378 | 0 | 0 | 0 | 0 | 35.55 | -7632.7313 | 94537.8587
2809.5 | 117.0625 | 0 | 0 | 10.5 | 2.403 | 2809.3212 | 160.1823 | 13.6403 | -29.1456 | 22.1622 | 90.9942 | 0 | 0 | 0 | 0 | 36.35 | -7826.0163 | 109892.5856
2810.5 | 117.1042 | 0 | 0 | 10.8 | 2.4085 | 2810.3213 | 145.1809 | 13.654 | -23.8136 | 37.3358 | 89.1959 | 0 | 0 | 0 | 0 | 36.05 | -7753.4234 | 96483.4107
2811.5 | 117.1458 | 0 | 0 | 9 | 2.4141 | 2811.3214 | 130.1795 | 13.6676 | -16.3623 | 50.6899 | 86.5624 | 0 | 0 | 0 | 0 | 37.85 | -8190.9789 | 70944.83
2812.5 | 117.1875 | 0 | 0 | 11.3 | 2.4197 | 2812.3215 | 115.1781 | 13.6813 | -7.4226 | 62.4667 | 83.2628 | 0 | 0 | 0 | 0 | 35.55 | -7632.7313 | 42590.5557
2813.5 | 117.2292 | 171 | 10 | 11.5 | 2.4252 | 2813.3216 | 100.1767 | 13.695 | 2.4885 | 73.1738 | 79.5021 | 31.1562 | 9.3301 | 0.13397 | 40.6203 | 35.35 | -5806.0189 | 16902.542
2814.5 | 117.2708 | 528 | 50 | 12.8 | 2.4307 | 2814.3216 | 85.1753 | 13.7086 | 12.9648 | 83.4109 | 75.5103 | 132.1089 | 46.6506 | 0.66987 | 179.4294 | 34.05 | 583.3531 | 0
2815.5 | 117.3125 | 638 | 87 | 15 | 2.4362 | 2815.3217 | 70.1739 | 13.7223 | 23.6589 | 86.1422 | 67.7691 | 241.3812 | 81.1721 | 1.1656 | 323.7189 | 31.85 | 7422.7663 | 0
2816.5 | 117.3542 | 727 | 120 | 17.1 | 2.4417 | 2816.3218 | 55.1726 | 13.7359 | 34.2071 | 74.6214 | 53.3784 | 433.6754 | 111.9615 | 1.6077 | 547.2446 | 29.75 | 17701.0968 | 0
2817.5 | 117.3958 | 814 | 125 | 18.2 | 2.4472 | 2817.3219 | 40.1712 | 13.7495 | 44.1138 | 60.7782 | 38.915 | 633.3561 | 116.6266 | 1.6747 | 751.6574 | 28.65 | 26905.9897 | 0
2818.5 | 117.4375 | 827 | 145 | 21.3 | 2.4527 | 2818.322 | 25.1698 | 13.7631 | 52.5494 | 42.7922 | 24.4076 | 753.0902 | 135.2868 | 1.9426 | 890.3197 | 25.55 | 33685.622 | 0
2819.5 | 117.4792 | 796 | 184 | 21.9 | 2.4581 | 2819.3221 | 10.1685 | 13.7768 | 58.0936 | 18.9302 | 9.8852 | 784.1823 | 171.6743 | 2.4651 | 958.3217 | 24.95 | 36798.5193 | 0
2820.5 | 117.5208 | 861 | 163 | 22.5 | 2.4635 | 2820.3222 | -4.8329 | 13.7904 | 59.032 | -9.1496 | 4.7373 | 858.0587 | 152.0811 | 2.1838 | 1012.3235 | 24.35 | 39297.8901 | 0
2821.5 | 117.5625 | 842 | 149 | 24.6 | 2.4689 | 2821.3223 | -19.8342 | 13.804 | 54.9786 | -35.0408 | 19.2391 | 794.976 | 139.0189 | 1.9962 | 935.9911 | 22.25 | 36423.7641 | 0
2822.5 | 117.6042 | 813 | 145 | 24.7 | 2.4743 | 2822.3224 | -34.8356 | 13.8176 | 47.3922 | -55.0216 | 33.7527 | 675.9633 | 135.2868 | 1.9426 | 813.1928 | 22.15 | 31069.2233 | 0
2823.5 | 117.6458 | 769 | 135 | 25.8 | 2.4797 | 2823.3225 | -49.8369 | 13.8311 | 37.9028 | -70.1244 | 48.2294 | 512.2695 | 125.9567 | 1.8087 | 640.0348 | 21.05 | 23729.9888 | 0
2824.5 | 117.6875 | 623 | 131 | 26.9 | 2.4851 | 2824.3226 | -64.8383 | 13.8447 | 27.5293 | -82.318 | 62.642 | 286.2989 | 122.2247 | 1.7551 | 410.2787 | 19.95 | 13910.837 | 0
2825.5 | 117.7292 | 542 | 105 | 25 | 2.4904 | 2825.3226 | -79.8396 | 13.8583 | 16.8595 | -86.9524 | 73.942 | 149.9226 | 97.9663 | 1.4067 | 249.2956 | 21.85 | 6445.5448 | 0
2826.5 | 117.7708 | 0 | 0 | 24 | 2.4958 | 2826.3227 | -94.8409 | 13.8719 | 6.2888 | -76.7122 | 77.9307 | 0 | 0 | 0 | 0 | 22.85 | -4691.2202 | 0
2827.5 | 117.8125 | 0 | 0 | 19.9 | 2.5011 | 2827.3228 | -109.8423 | 13.8854 | -3.8382 | -66.2336 | 81.7738 | 0 | 0 | 0 | 0 | 26.95 | -5614.7465 | 0
2828.5 | 117.8542 | 0 | 0 | 16.9 | 2.5064 | 2828.3229 | -124.8436 | 13.899 | -13.1426 | -54.8964 | 85.2342 | 0 | 0 | 0 | 0 | 29.95 | -6306.2613 | 0
2829.5 | 117.8958 | 0 | 0 | 16.8 | 2.5117 | 2829.323 | -139.8449 | 13.9125 | -21.1509 | -42.1562 | 88.0971 | 0 | 0 | 0 | 0 | 30.05 | -6329.5412 | 0
2830.5 | 117.9375 | 0 | 0 | 14.8 | 2.5169 | 2830.3231 | -154.8462 | 13.926 | -27.2699 | -27.6547 | 90.1799 | 0 | 0 | 0 | 0 | 32.05 | -6798.2479 | 0
2831.5 | 117.9792 | 0 | 0 | 13.8 | 2.5222 | 2831.3232 | -169.8476 | 13.9396 | -30.8511 | -11.4945 | 91.3444 | 0 | 0 | 0 | 0 | 33.05 | -7034.8215 | 12710.1616
2832.5 | 118.0208 | 0 | 0 | 12.7 | 2.5274 | 2832.3233 | 175.1511 | 13.9531 | -31.3974 | 5.515 | 91.5106 | 0 | 0 | 0 | 0 | 34.15 | -7296.7621 | 52134.543
2833.5 | 118.0625 | 0 | 0 | 12.7 | 2.5327 | 2833.3233 | 160.1498 | 13.9666 | -28.8233 | 22.0936 | 90.6664 | 0 | 0 | 0 | 0 | 34.15 | -7296.7621 | 29390.1573
2834.5 | 118.1042 | 0 | 0 | 11.7 | 2.5379 | 2834.3234 | 145.1485 | 13.9801 | -23.5075 | 37.208 | 88.8688 | 0 | 0 | 0 | 0 | 35.15 | -7536.4441 | 20500.8534
2835.5 | 118.1458 | 0 | 0 | 11.6 | 2.5431 | 2835.3235 | 130.1472 | 13.9936 | -16.0762 | 50.5239 | 86.2369 | 0 | 0 | 0 | 0 | 35.25 | -7560.4937 | 2953.8609
2836.5 | 118.1875 | 0 | 0 | 9.6 | 2.5482 | 2836.3236 | 115.1459 | 14.0071 | -7.155 | 62.2768 | 82.9392 | 0 | 0 | 0 | 0 | 37.25 | -8044.5942 | 32546.6044
2837.5 | 118.2292 | 59 | 12 | 9.5 | 2.5534 | 2837.3237 | 100.1446 | 14.0206 | 2.742 | 72.9668 | 79.18 | 11.0757 | 11.1962 | 0.16077 | 22.4326 | 37.35 | -7086.7525 | 0
2838.5 | 118.2708 | 426 | 73 | 13.5 | 2.5585 | 2838.3238 | 85.1434 | 14.0341 | 13.2099 | 83.1888 | 75.1889 | 108.8999 | 68.1099 | 0.97801 | 177.9878 | 33.35 | 687.0289 | 0
2839.5 | 118.3125 | 486 | 125 | 17.5 | 2.5637 | 2839.3239 | 70.1421 | 14.0476 | 23.9027 | 86.3799 | 67.681 | 184.5647 | 116.6266 | 1.6747 | 302.866 | 29.35 | 7093.949 | 0
2840.5 | 118.3542 | 594 | 163 | 19.4 | 2.5688 | 2840.3239 | 55.1408 | 14.061 | 34.4582 | 74.8743 | 53.3033 | 354.9617 | 152.0811 | 2.1838 | 509.2266 | 27.45 | 16567.1671 | 0
2841.5 | 118.3958 | 549 | 239 | 22.4 | 2.5739 | 2841.324 | 40.1395 | 14.0745 | 44.3826 | 61.0367 | 38.8509 | 427.5511 | 222.99 | 3.202 | 653.7431 | 24.45 | 23575.1669 | 0
2842.5 | 118.4375 | 815 | 175 | 24.3 | 2.579 | 2842.3241 | 25.1383 | 14.0879 | 52.846 | 43.0165 | 24.352 | 742.4891 | 163.2772 | 2.3446 | 908.1109 | 22.55 | 35136.5782 | 0
2843.5 | 118.4792 | 892 | 130 | 26.3 | 2.584 | 2843.3242 | 10.137 | 14.1014 | 58.4161 | 19.0212 | 9.8299 | 878.9046 | 121.2917 | 1.7417 | 1001.9379 | 20.55 | 39685.3335 | 0
2844.5 | 118.5208 | 903 | 130 | 28.3 | 2.5891 | 2844.3243 | -4.8643 | 14.1148 | 59.3505 | -9.2832 | 4.7278 | 899.9275 | 121.2917 | 1.7417 | 1022.9608 | 18.55 | 41040.4729 | 0
2845.5 | 118.5625 | 872 | 135 | 30.2 | 2.5941 | 2845.3244 | -19.8655 | 14.1282 | 55.2595 | -35.3291 | 19.2468 | 823.2616 | 125.9567 | 1.8087 | 951.027 | 16.65 | 38298.3309 | 0
2846.5 | 118.6042 | 849 | 129 | 30.2 | 2.5991 | 2846.3245 | -34.8668 | 14.1416 | 47.6323 | -55.3469 | 33.7533 | 705.8907 | 120.3586 | 1.7283 | 827.9776 | 16.65 | 32910.6719 | 0
2847.5 | 118.6458 | 782 | 132 | 31.2 | 2.6041 | 2847.3245 | -49.868 | 14.1551 | 38.1156 | -70.4366 | 48.2195 | 521.03 | 123.1577 | 1.7685 | 645.9562 | 15.65 | 25153.2499 | 0
2848.5 | 118.6875 | 558 | 151 | 31.1 | 2.6091 | 2848.3246 | -64.8693 | 14.1685 | 27.729 | -82.6076 | 62.6195 | 256.6226 | 140.8849 | 2.023 | 399.5305 | 15.75 | 14342.4563 | 0
2849.5 | 118.7292 | 526 | 106 | 29.1 | 2.6141 | 2849.3247 | -79.8705 | 14.1819 | 17.0571 | -86.6827 | 73.6391 | 148.1673 | 98.8993 | 1.4201 | 248.4868 | 17.75 | 7302.7081 | 0
2850.5 | 118.7708 | 0 | 0 | 26 | 2.6191 | 2850.3248 | -94.8718 | 14.1953 | 6.4934 | -76.4584 | 77.6277 | 0 | 0 | 0 | 0 | 20.85 | -4249.7485 | 0
2851.5 | 118.8125 | 0 | 0 | 21 | 2.624 | 2851.3249 | -109.873 | 14.2086 | -3.619 | -65.9936 | 81.4688 | 0 | 0 | 0 | 0 | 25.85 | -5364.5289 | 21225.9241
2852.5 | 118.8542 | 0 | 0 | 19.4 | 2.6289 | 2852.3249 | -124.8742 | 14.222 | -12.9023 | -54.6728 | 84.9256 | 0 | 0 | 0 | 0 | 27.45 | -5729.0738 | 44339.2069
2853.5 | 118.8958 | 0 | 0 | 18.2 | 2.6338 | 2853.325 | -139.8755 | 14.2354 | -20.8845 | -41.9582 | 87.7842 | 0 | 0 | 0 | 0 | 28.65 | -6004.9693 | 73396.4827
2854.5 | 118.9375 | 0 | 0 | 17 | 2.6387 | 2854.3251 | -154.8767 | 14.2488 | -26.9766 | -27.5 | 89.8627 | 0 | 0 | 0 | 0 | 29.85 | -6282.9962 | 65802.9045
2855.5 | 118.9792 | 0 | 0 | 16 | 2.6436 | 2855.3252 | -169.8779 | 14.2621 | -30.5363 | -11.4058 | 91.0236 | 0 | 0 | 0 | 0 | 30.85 | -6516.3134 | 73302.2154
2856.5 | 119.0208 | 0 | 0 | 15.1 | 2.6484 | 2856.3253 | 175.1209 | 14.2755 | -31.0738 | 5.5225 | 91.1877 | 0 | 0 | 0 | 0 | 31.75 | -6727.5645 | 116990.8036
2857.5 | 119.0625 | 0 | 0 | 16.3 | 2.6533 | 2857.3254 | 160.1197 | 14.2888 | -28.5056 | 22.0242 | 90.3429 | 0 | 0 | 0 | 0 | 30.55 | -6446.1628 | 102842.4152
2858.5 | 119.1042 | 0 | 0 | 14.4 | 2.6581 | 2858.3254 | 145.1185 | 14.3021 | -23.2061 | 37.0806 | 88.5461 | 0 | 0 | 0 | 0 | 32.45 | -6892.6998 | 95385.1468
2859.5 | 119.1458 | 0 | 0 | 14.6 | 2.6629 | 2859.3255 | 130.1173 | 14.3155 | -15.7946 | 50.359 | 85.9159 | 0 | 0 | 0 | 0 | 32.25 | -6845.4442 | 64085.8372
2860.5 | 119.1875 | 0 | 0 | 13.7 | 2.6677 | 2860.3256 | 115.1161 | 14.3288 | -6.8919 | 62.088 | 82.6202 | 0 | 0 | 0 | 0 | 33.15 | -7058.5603 | 41074.989
2861.5 | 119.2292 | 30 | 11 | 13.9 | 2.6725 | 2861.3257 | 100.1149 | 14.3421 | 2.9908 | 72.761 | 78.8626 | 5.7949 | 10.2631 | 0.14737 | 16.2054 | 32.95 | -6301.5519 | 16545.9858
2862.5 | 119.2708 | 307 | 86 | 17 | 2.6773 | 2862.3258 | 85.1137 | 14.3554 | 13.4503 | 82.9677 | 74.8721 | 80.1192 | 80.2391 | 1.1522 | 161.5105 | 29.85 | 788.6624 | 0
2863.5 | 119.3125 | 204 | 184 | 18 | 2.682 | 2863.3258 | 70.1125 | 14.3687 | 24.1416 | 86.6169 | 67.5966 | 77.7494 | 171.6743 | 2.4651 | 251.8889 | 28.85 | 4977.6752 | 0
2864.5 | 119.3542 | 582 | 184 | 20.3 | 2.6867 | 2864.3259 | 55.1113 | 14.382 | 34.7043 | 75.127 | 53.2324 | 348.3684 | 171.6743 | 2.4651 | 522.5078 | 26.55 | 17354.2043 | 0
2865.5 | 119.3958 | 726 | 167 | 21.7 | 2.6915 | 2865.326 | 40.1101 | 14.3953 | 44.6462 | 61.2962 | 38.7916 | 565.866 | 155.8131 | 2.2374 | 723.9165 | 25.15 | 26490.1049 | 0
2866.5 | 119.4375 | 625 | 252 | 24 | 2.6962 | 2866.3261 | 25.109 | 14.4085 | 53.1373 | 43.2438 | 24.3029 | 569.614 | 235.1192 | 3.3762 | 808.1094 | 22.85 | 30691.4609 | 0
2867.5 | 119.4792 | 706 | 233 | 24.3 | 2.7008 | 2867.3261 | 10.1078 | 14.4218 | 58.7339 | 19.1163 | 9.7873 | 695.7245 | 217.392 | 3.1216 | 916.2381 | 22.55 | 35492.4236 | 0
2868.5 | 119.5208 | 554 | 333 | 25.7 | 2.7055 | 2868.3262 | -4.8934 | 14.4351 | 59.6651 | -9.4139 | 4.7385 | 552.1065 | 310.6932 | 4.4614 | 867.261 | 21.15 | 33657.0164 | 0
2869.5 | 119.5625 | 157 | 382 | 26 | 2.7102 | 2869.3263 | -19.8945 | 14.4483 | 55.5368 | -35.6147 | 19.2578 | 148.215 | 356.4109 | 5.1178 | 509.7436 | 20.85 | 18069.1323 | 0
2870.5 | 119.6042 | 226 | 373 | 26.3 | 2.7148 | 2870.3264 | -34.8957 | 14.4615 | 47.8695 | -55.6688 | 33.7546 | 187.902 | 348.0137 | 4.9973 | 540.913 | 20.55 | 19499.5755 | 0
2871.5 | 119.6458 | 242 | 291 | 26.7 | 2.7194 | 2871.3265 | -49.8969 | 14.4748 | 38.3263 | -70.7448 | 48.2095 | 161.2711 | 271.5067 | 3.8987 | 436.6764 | 20.15 | 15023.0358 | 0
2872.5 | 119.6875 | 0 | 125 | 25 | 2.724 | 2872.3265 | -64.898 | 14.488 | 27.9269 | -82.8931 | 62.5964 | 0 | 116.6266 | 1.6747 | 118.3013 | 21.85 | 710.0201 | 0
2873.5 | 119.7292 | 14 | 126 | 22.3 | 2.7286 | 2873.3266 | -79.8992 | 14.5012 | 17.2533 | -86.4174 | 73.3396 | 4.0138 | 117.5596 | 1.6881 | 123.2615 | 24.55 | 325.8174 | 0
2874.5 | 119.7708 | 0 | 0 | 17.7 | 2.7332 | 2874.3267 | -94.9003 | 14.5145 | 6.6966 | -76.209 | 77.3282 | 0 | 0 | 0 | 0 | 29.15 | -6120.5548 | 0
2875.5 | 119.8125 | 0 | 0 | 14 | 2.7377 | 2875.3268 | -109.9014 | 14.5277 | -3.4014 | -65.7584 | 81.1673 | 0 | 0 | 0 | 0 | 32.85 | -6987.3884 | 21399.71
2876.5 | 119.8542 | 0 | 0 | 12 | 2.7423 | 2876.3268 | -124.9026 | 14.5409 | -12.6637 | -54.4541 | 84.6207 | 0 | 0 | 0 | 0 | 34.85 | -7464.3841 | 54861.8615
2877.5 | 119.8958 | 0 | 0 | 11.6 | 2.7468 | 2877.3269 | -139.9037 | 14.554 | -20.6204 | -41.7652 | 87.475 | 0 | 0 | 0 | 0 | 35.25 | -7560.4937 | 79064.501
2878.5 | 119.9375 | 0 | 0 | 11.1 | 2.7513 | 2878.327 | -154.9048 | 14.5672 | -26.6862 | -27.3502 | 89.5493 | 0 | 0 | 0 | 0 | 35.75 | -7680.9638 | 86421.5425
2879.5 | 119.9792 | 0 | 0 | 10.7 | 2.7558 | 2879.3271 | -169.906 | 14.5804 | -30.2253 | -11.3211 | 90.707 | 0 | 0 | 0 | 0 | 36.15 | -7777.6063 | 97649.6079
2880.5 | 120.0208 | 0 | 0 | 10.3 | 2.7603 | 2880.3271 | 175.0929 | 14.5936 | -30.7545 | 5.5277 | 90.869 | 0 | 0 | 0 | 0 | 36.55 | -7874.4856 | 94878.0963
2881.5 | 120.0625 | 0 | 0 | 9.9 | 2.7647 | 2881.3272 | 160.0918 | 14.6067 | -28.1926 | 21.954 | 90.0238 | 0 | 0 | 0 | 0 | 36.95 | -7971.6017 | 109230.4418
2882.5 | 120.1042 | 0 | 0 | 9.4 | 2.7692 | 2882.3273 | 145.0907 | 14.6199 | -22.9093 | 36.9536 | 88.228 | 0 | 0 | 0 | 0 | 37.45 | -8093.3299 | 97775.2503
2883.5 | 120.1458 | 0 | 0 | 9 | 2.7736 | 2883.3274 | 130.0896 | 14.633 | -15.5178 | 50.195 | 85.5996 | 0 | 0 | 0 | 0 | 37.85 | -8190.9789 | 70381.2913
2884.5 | 120.1875 | 0 | 0 | 9 | 2.778 | 2884.3274 | 115.0885 | 14.6462 | -6.6335 | 61.9005 | 82.3059 | 0 | 0 | 0 | 0 | 37.85 | -8190.9789 | 35008.0445
2885.5 | 120.2292 | 0 | 12 | 9 | 2.7824 | 2885.3275 | 100.0874 | 14.6593 | 3.235 | 72.5565 | 78.5499 | 0 | 11.1962 | 0.16077 | 11.3569 | 37.85 | -7693.7215 | 4488.2957
2886.5 | 120.2708 | 0 | 65 | 10 | 2.7868 | 2886.3276 | 85.0863 | 14.6724 | 13.686 | 82.7478 | 74.5601 | 0 | 60.6458 | 0.87083 | 61.5167 | 36.85 | -5253.823 | 0
2887.5 | 120.3125 | 11 | 151 | 11 | 2.7912 | 2887.3277 | 70.0852 | 14.6856 | 24.3757 | 86.853 | 67.516 | 4.2067 | 140.8849 | 2.023 | 147.1146 | 35.85 | -1263.7592 | 0
2888.5 | 120.3542 | 12 | 206 | 12 | 2.7955 | 2888.3277 | 55.0841 | 14.6987 | 34.9451 | 75.3795 | 53.1655 | 7.1941 | 192.2006 | 2.7599 | 202.1546 | 34.85 | 1386.8561 | 0
2889.5 | 120.3958 | 18 | 268 | 12 | 2.7998 | 2889.3278 | 40.083 | 14.7118 | 44.9044 | 61.5567 | 38.7372 | 14.0404 | 250.0474 | 3.5905 | 267.6784 | 34.85 | 4255.7844 | 0
2890.5 | 120.4375 | 18 | 306 | 13 | 2.8041 | 2890.3279 | 25.082 | 14.7249 | 53.4233 | 43.4739 | 24.2603 | 16.4104 | 285.5019 | 4.0996 | 306.0119 | 33.85 | 6173.4381 | 0
2891.5 | 120.4792 | 102 | 398 | 14 | 2.8084 | 2891.3279 | 10.0809 | 14.7379 | 59.047 | 19.2156 | 9.7574 | 100.5245 | 371.3391 | 5.3322 | 477.1957 | 32.85 | 13906.3973 | 0
2892.5 | 120.5208 | 469 | 356 | 16 | 2.8127 | 2892.328 | -4.9202 | 14.751 | 59.9756 | -9.5414 | 4.7684 | 467.3767 | 332.1525 | 4.7695 | 804.2988 | 30.85 | 28699.5216 | 0
2893.5 | 120.5625 | 733 | 220 | 18 | 2.817 | 2893.3281 | -19.9212 | 14.7641 | 55.8107 | -35.8973 | 19.2717 | 691.9258 | 205.2628 | 2.9474 | 900.136 | 28.85 | 33360.8639 | 0
2894.5 | 120.6042 | 824 | 129 | 18 | 2.8212 | 2894.3282 | -34.9223 | 14.7772 | 48.1039 | -55.9869 | 33.7567 | 685.0775 | 120.3586 | 1.7283 | 807.1644 | 28.85 | 29290.1465 | 0
2895.5 | 120.6458 | 750 | 132 | 19 | 2.8255 | 2895.3282 | -49.9234 | 14.7902 | 38.5347 | -71.0489 | 48.1992 | 499.9071 | 123.1577 | 1.7685 | 624.8332 | 27.85 | 21537.2202 | 0
2896.5 | 120.6875 | 711 | 112 | 18 | 2.8297 | 2896.3283 | -64.9244 | 14.8033 | 28.123 | -83.1742 | 62.5726 | 327.504 | 104.4974 | 1.5005 | 433.5019 | 28.85 | 12929.5141 | 0
2897.5 | 120.7292 | 522 | 109 | 18 | 2.8339 | 2897.3284 | -79.9255 | 14.8163 | 17.4479 | -86.1564 | 73.0437 | 152.2371 | 101.6984 | 1.4603 | 255.3958 | 28.85 | 5131.2234 | 0
2898.5 | 120.7708 | 0 | 0 | 15 | 2.8381 | 2898.3284 | -94.9265 | 14.8293 | 6.8983 | -75.9641 | 77.0322 | 0 | 0 | 0 | 0 | 31.85 | -6751.1108 | 0
2899.5 | 120.8125 | 0 | 0 | 13 | 2.8423 | 2899.3285 | -109.9276 | 14.8424 | -3.1853 | -65.5278 | 80.8694 | 0 | 0 | 0 | 0 | 33.85 | -7225.1462 | 0
2900.5 | 120.8542 | 0 | 0 | 11 | 2.8464 | 2900.3286 | -124.9286 | 14.8554 | -12.427 | -54.2403 | 84.3194 | 0 | 0 | 0 | 0 | 35.85 | -7705.1022 | 960.7202
2901.5 | 120.8958 | 0 | 0 | 11 | 2.8505 | 2901.3286 | -139.9296 | 14.8684 | -20.3588 | -41.5773 | 87.1697 | 0 | 0 | 0 | 0 | 35.85 | -7705.1022 | 50590.0127
2902.5 | 120.9375 | 0 | 0 | 9 | 2.8547 | 2902.3287 | -154.9307 | 14.8814 | -26.399 | -27.2051 | 89.24 | 0 | 0 | 0 | 0 | 37.85 | -8190.9789 | 64395.8599
2903.5 | 120.9792 | 0 | 0 | 9 | 2.8588 | 2903.3288 | -169.9317 | 14.8944 | -29.9182 | -11.2403 | 90.3945 | 0 | 0 | 0 | 0 | 37.85 | -8190.9789 | 77358.4817
2904.5 | 121.0208 | 0 | 0 | 8 | 2.8629 | 2904.3288 | 175.0673 | 14.9074 | -30.4398 | 5.5305 | 90.5548 | 0 | 0 | 0 | 0 | 38.85 | -8436.1375 | 90414.432
2905.5 | 121.0625 | 0 | 0 | 8 | 2.8669 | 2905.3289 | 160.0663 | 14.9204 | -27.8843 | 21.883 | 89.7093 | 0 | 0 | 0 | 0 | 38.85 | -8436.1375 | 45867.0846
2906.5 | 121.1042 | 0 | 0 | 7 | 2.871 | 2906.329 | 145.0653 | 14.9333 | -22.6174 | 36.827 | 87.9144 | 0 | 0 | 0 | 0 | 39.85 | -8682.7763 | 68364.656
2907.5 | 121.1458 | 0 | 0 | 7 | 2.875 | 2907.3291 | 130.0642 | 14.9463 | -15.2457 | 50.032 | 85.288 | 0 | 0 | 0 | 0 | 39.85 | -8682.7763 | 45978.8927
2908.5 | 121.1875 | 0 | 0 | 6 | 2.8791 | 2908.3291 | 115.0632 | 14.9593 | -6.3798 | 61.7142 | 81.9964 | 0 | 0 | 0 | 0 | 40.85 | -8930.8952 | 36453.8115
2909.5 | 121.2292 | 110 | 19 | 8 | 2.8831 | 2909.3292 | 100.0622 | 14.9722 | 3.4745 | 72.3532 | 78.2419 | 22.4157 | 17.7272 | 0.25455 | 40.3975 | 38.85 | -6667.3514 | 7872.3417
2910.5 | 121.2708 | 0 | 73 | 9 | 2.8871 | 2910.3293 | 85.0612 | 14.9851 | 13.9168 | 82.5291 | 74.2529 | 0 | 68.1099 | 0.97801 | 69.0879 | 37.85 | -5165.9965 | 0
2911.5 | 121.3125 | 6 | 140 | 9 | 2.891 | 2911.3293 | 70.0602 | 14.9981 | 24.6047 | 87.0882 | 67.439 | 2.302 | 130.6218 | 1.8756 | 134.7994 | 37.85 | -2288.8508 | 0
2912.5 | 121.3542 | 0 | 125 | 10 | 2.895 | 2912.3294 | 55.0593 | 15.011 | 35.1808 | 75.6316 | 53.1028 | 0 | 116.6266 | 1.6747 | 118.3013 | 36.85 | -2767.5361 | 0
2913.5 | 121.3958 | 0 | 154 | 11 | 2.8989 | 2913.3294 | 40.0583 | 15.0239 | 45.1572 | 61.818 | 38.6876 | 0 | 143.684 | 2.0632 | 145.7472 | 35.85 | -1323.6325 | 0
2914.5 | 121.4375 | 0 | 177 | 11 | 2.9029 | 2914.3295 | 25.0573 | 15.0368 | 53.704 | 43.7067 | 24.2239 | 0 | 165.1432 | 2.3714 | 167.5146 | 35.85 | -370.5559 | 0
2915.5 | 121.4792 | 6 | 267 | 12 | 2.9068 | 2915.3296 | 10.0563 | 15.0497 | 59.3552 | 19.3189 | 9.7398 | 5.9135 | 249.1144 | 3.5771 | 258.605 | 34.85 | 3858.513 | 0
2916.5 | 121.5208 | 138 | 411 | 13 | 2.9107 | 2916.3296 | -4.9447 | 15.0626 | 60.2819 | -9.6656 | 4.8161 | 137.5128 | 383.4682 | 5.5064 | 526.4873 | 33.85 | 15826.8493 | 0
2917.5 | 121.5625 | 24 | 360 | 14 | 2.9145 | 2917.3297 | -19.9456 | 15.0755 | 56.081 | -36.1768 | 19.2883 | 22.6528 | 335.8846 | 4.8231 | 363.3605 | 32.85 | 8922.1764 | 0
2918.5 | 121.6042 | 18 | 303 | 14 | 2.9184 | 2918.3298 | -34.9466 | 15.0884 | 48.3354 | -56.3012 | 33.7593 | 14.9648 | 282.7028 | 4.0594 | 301.7271 | 32.85 | 6223.588 | 0
2919.5 | 121.6458 | 0 | 196 | 13 | 2.9222 | 2919.3298 | -49.9476 | 15.1013 | 38.7408 | -71.3487 | 48.1887 | 0 | 182.8705 | 2.6259 | 185.4964 | 33.85 | 896.7243 | 0
2920.5 | 121.6875 | 326 | 254 | 13 | 2.9261 | 2920.3299 | -64.9485 | 15.1141 | 28.3172 | -83.4509 | 62.548 | 150.2875 | 236.9852 | 3.403 | 390.6757 | 33.85 | 9880.4013 | 0
2921.5 | 121.7292 | 28 | 130 | 12 | 2.9299 | 2921.33 | -79.9495 | 15.127 | 17.6409 | -85.8999 | 72.7515 | 8.3025 | 121.2917 | 1.7417 | 131.3358 | 34.85 | -1713.9089 | 0
2922.5 | 121.7708 | 0 | 0 | 12 | 2.9337 | 2922.33 | -94.9504 | 15.1398 | 7.0985 | -75.7239 | 76.7399 | 0 | 0 | 0 | 0 | 34.85 | -7464.3841 | 0
2923.5 | 121.8125 | 0 | 0 | 11 | 2.9375 | 2923.3301 | -109.9514 | 15.1527 | -2.9708 | -65.302 | 80.5752 | 0 | 0 | 0 | 0 | 35.85 | -7705.1022 | 13014.7681
2924.5 | 121.8542 | 0 | 0 | 10 | 2.9412 | 2924.3302 | -124.9523 | 15.1655 | -12.1923 | -54.0315 | 84.022 | 0 | 0 | 0 | 0 | 36.85 | -7947.3005 | 9827.8584
2925.5 | 121.8958 | 0 | 0 | 10 | 2.945 | 2925.3302 | -139.9532 | 15.1783 | -20.0997 | -41.3945 | 86.8684 | 0 | 0 | 0 | 0 | 36.85 | -7947.3005 | 32866.4873
2926.5 | 121.9375 | 0 | 0 | 8 | 2.9487 | 2926.3303 | -154.9542 | 15.1912 | -26.115 | -27.0649 | 88.9348 | 0 | 0 | 0 | 0 | 38.85 | -8436.1375 | 0
2927.5 | 121.9792 | 0 | 0 | 9 | 2.9524 | 2927.3303 | -169.9551 | 15.204 | -29.6151 | -11.1633 | 90.0863 | 0 | 0 | 0 | 0 | 37.85 | -8190.9789 | 1257.5411
2928.5 | 122.0208 | 0 | 0 | 8 | 2.9561 | 2928.3304 | 175.044 | 15.2168 | -30.1296 | 5.531 | 90.2449 | 0 | 0 | 0 | 0 | 38.85 | -8436.1375 | 9720.5107
2929.5 | 122.0625 | 0 | 0 | 8 | 2.9598 | 2929.3305 | 160.043 | 15.2296 | -27.5808 | 21.8113 | 89.3993 | 0 | 0 | 0 | 0 | 38.85 | -8436.1375 | 8171.776
2930.5 | 122.1042 | 0 | 0 | 7 | 2.9635 | 2930.3305 | 145.0421 | 15.2423 | -22.3304 | 36.7008 | 87.6057 | 0 | 0 | 0 | 0 | 39.85 | -8682.7763 | 4250.1262
2931.5 | 122.1458 | 0 | 0 | 4 | 2.9671 | 2931.3306 | 130.0412 | 15.2551 | -14.9785 | 49.87 | 84.9812 | 0 | 0 | 0 | 0 | 42.85 | -9431.5736 | 24734.6912
2932.5 | 122.1875 | 0 | 0 | 5 | 2.9708 | 2932.3306 | 115.0403 | 15.2679 | -6.1309 | 61.5292 | 81.6917 | 0 | 0 | 0 | 0 | 41.85 | -9180.4943 | 35619.0164
2933.5 | 122.2292 | 213 | 14 | 7 | 2.9744 | 2933.3307 | 100.0394 | 15.2807 | 3.7091 | 72.1514 | 77.939 | 44.5072 | 13.0622 | 0.18756 | 57.7569 | 39.85 | -6153.9181 | 0
2934.5 | 122.2708 | 505 | 56 | 7 | 2.978 | 2934.3308 | 85.0385 | 15.2934 | 14.1426 | 82.3117 | 73.9506 | 139.6154 | 52.2487 | 0.75026 | 192.6143 | 39.85 | -249.2502 | 0
2935.5 | 122.3125 | 579 | 106 | 11 | 2.9816 | 2935.3308 | 70.0376 | 15.3062 | 24.8286 | 87.3223 | 67.3657 | 222.8268 | 98.8993 | 1.4201 | 323.1463 | 35.85 | 6443.7028 | 0
2936.5 | 122.3542 | 495 | 194 | 11.4 | 2.9851 | 2936.3309 | 55.0367 | 15.3189 | 35.4112 | 75.8833 | 53.0441 | 297.5939 | 181.0045 | 2.5991 | 481.1975 | 35.45 | 13460.3644 | 0
2937.5 | 122.3958 | 579 | 240 | 12 | 2.9887 | 2937.3309 | 40.0358 | 15.3316 | 45.4046 | 62.08 | 38.6427 | 452.2311 | 223.923 | 3.2154 | 679.3696 | 34.85 | 22281.4857 | 0
2938.5 | 122.4375 | 292 | 375 | 13 | 2.9922 | 2938.331 | 25.0349 | 15.3443 | 53.9792 | 43.9421 | 24.1937 | 266.3522 | 349.8798 | 5.024 | 621.256 | 33.85 | 19976.2498 | 0
2939.5 | 122.4792 | 281 | 413 | 14 | 2.9957 | 2939.3311 | 10.0341 | 15.3571 | 59.6584 | 19.4264 | 9.7342 | 276.9544 | 385.3342 | 5.5332 | 667.8218 | 32.85 | 22252.8683 | 0
2940.5 | 122.5208 | 752 | 234 | 14 | 2.9992 | 2940.3311 | -4.9668 | 15.3698 | 60.584 | -9.7863 | 4.8803 | 749.2737 | 218.325 | 3.135 | 970.7337 | 32.85 | 35515.7198 | 0
2941.5 | 122.5625 | 696 | 228 | 14 | 3.0027 | 2941.3312 | -19.9677 | 15.3825 | 56.3476 | -36.4529 | 19.3075 | 656.8553 | 212.7269 | 3.0546 | 872.6368 | 32.85 | 31220.5942 | 0
2942.5 | 122.6042 | 781 | 170 | 16 | 3.0062 | 2942.3312 | -34.9686 | 15.3952 | 48.5639 | -56.6114 | 33.7624 | 649.2836 | 158.6122 | 2.2776 | 810.1734 | 30.85 | 28956.7388 | 0
2943.5 | 122.6458 | 644 | 173 | 16 | 3.0097 | 2943.3313 | -49.9694 | 15.4078 | 38.9445 | -71.644 | 48.1778 | 429.4328 | 161.4112 | 2.3178 | 593.1617 | 30.85 | 19454.9876 | 0
2944.5 | 122.6875 | 678 | 122 | 17 | 3.0131 | 2944.3314 | -64.9703 | 15.4205 | 28.5096 | -83.7231 | 62.5227 | 312.8267 | 113.8275 | 1.6345 | 428.2888 | 29.85 | 12469.4228 | 0
2945.5 | 122.7292 | 526 | 111 | 16 | 3.0165 | 2945.3314 | -79.9711 | 15.4332 | 17.8322 | -85.6479 | 72.4629 | 158.4958 | 103.5644 | 1.4871 | 263.5474 | 30.85 | 5022.9811 | 0
2946.5 | 122.7708 | 0 | 0 | 13 | 3.0199 | 2946.3315 | -94.972 | 15.4458 | 7.2971 | -75.4883 | 76.4513 | 0 | 0 | 0 | 0 | 33.85 | -7225.1462 | 119.0593
2947.5 | 122.8125 | 0 | 0 | 10 | 3.0233 | 2947.3315 | -109.9728 | 15.4585 | -2.7581 | -65.0811 | 80.2848 | 0 | 0 | 0 | 0 | 36.85 | -7947.3005 | 20308.6294
2948.5 | 122.8542 | 0 | 0 | 9 | 3.0267 | 2948.3316 | -124.9737 | 15.4711 | -11.9596 | -53.8277 | 83.7284 | 0 | 0 | 0 | 0 | 37.85 | -8190.9789 | 44932.4963
2949.5 | 122.8958 | 0 | 0 | 8 | 3.03 | 2949.3316 | -139.9745 | 15.4838 | -19.8431 | -41.2167 | 86.571 | 0 | 0 | 0 | 0 | 38.85 | -8436.1375 | 26721.4089
2950.5 | 122.9375 | 0 | 0 | 8 | 3.0334 | 2950.3317 | -154.9753 | 15.4964 | -25.8343 | -26.9295 | 88.6339 | 0 | 0 | 0 | 0 | 38.85 | -8436.1375 | 33489.2298
2951.5 | 122.9792 | 0 | 0 | 7 | 3.0367 | 2951.3317 | -169.9762 | 15.509 | -29.316 | -11.0902 | 89.7825 | 0 | 0 | 0 | 0 | 39.85 | -8682.7763 | 88054.5427
2952.5 | 123.0208 | 0 | 0 | 5 | 3.04 | 2952.3318 | 175.023 | 15.5216 | -29.824 | 5.5292 | 89.9397 | 0 | 0 | 0 | 0 | 41.85 | -9180.4943 | 36004.4014
2953.5 | 123.0625 | 0 | 0 | 4 | 3.0433 | 2953.3319 | 160.0222 | 15.5342 | -27.2823 | 21.7389 | 89.0941 | 0 | 0 | 0 | 0 | 42.85 | -9431.5736 | 24198.0567
2954.5 | 123.1042 | 0 | 0 | 3 | 3.0466 | 2954.3319 | 145.0214 | 15.5468 | -22.0484 | 36.575 | 87.3017 | 0 | 0 | 0 | 0 | 43.85 | -9684.1331 | 78614.2009
2955.5 | 123.1458 | 0 | 0 | 3 | 3.0498 | 2955.332 | 130.0205 | 15.5594 | -14.7162 | 49.7091 | 84.6793 | 0 | 0 | 0 | 0 | 43.85 | -9684.1331 | 47101.1995
2956.5 | 123.1875 | 0 | 0 | 2 | 3.0531 | 2956.332 | 115.0197 | 15.572 | -5.8869 | 61.3456 | 81.392 | 0 | 0 | 0 | 0 | 44.85 | -9938.1727 | 14595.3719
2957.5 | 123.2292 | 236 | 15 | 3 | 3.0563 | 2957.3321 | 100.0189 | 15.5846 | 3.9388 | 71.951 | 77.641 | 50.5128 | 13.9952 | 0.20096 | 64.7089 | 43.85 | -6850.8838 | 537.3304
2958.5 | 123.2708 | 517 | 56 | 6 | 3.0595 | 2958.3321 | 85.0181 | 15.5971 | 14.3635 | 82.0957 | 73.6533 | 145.5087 | 52.2487 | 0.75026 | 198.5077 | 40.85 | -239.3319 | 0
2959.5 | 123.3125 | 619 | 102 | 9 | 3.0627 | 2959.3322 | 70.0173 | 15.6097 | 25.0474 | 87.5554 | 67.2961 | 238.9144 | 95.1673 | 1.3665 | 335.4482 | 37.85 | 6496.4602 | 0
2960.5 | 123.3542 | 723 | 128 | 11 | 3.0659 | 2960.3322 | 55.0165 | 15.6222 | 35.6362 | 76.1344 | 52.9895 | 435.2183 | 119.4256 | 1.7149 | 556.3588 | 35.85 | 16654.8006 | 0
2961.5 | 123.3958 | 721 | 164 | 12 | 3.0691 | 2961.3323 | 40.0157 | 15.6348 | 45.6463 | 62.3425 | 38.6024 | 563.4571 | 153.0141 | 2.1972 | 718.6684 | 34.85 | 24002.1658 | 0
2962.5 | 123.4375 | 542 | 285 | 13 | 3.0722 | 2962.3323 | 25.0149 | 15.6473 | 54.2489 | 44.1801 | 24.1696 | 494.487 | 265.9086 | 3.8183 | 764.2139 | 33.85 | 26235.5945 | 0
2963.5 | 123.4792 | 563 | 292 | 15 | 3.0753 | 2963.3324 | 10.0142 | 15.6598 | 59.9565 | 19.5382 | 9.74 | 554.8847 | 272.4397 | 3.9121 | 831.2364 | 31.85 | 29644.1772 | 0
2964.5 | 123.5208 | 500 | 326 | 16 | 3.0784 | 2964.3324 | -4.9866 | 15.6724 | 60.8817 | -9.9034 | 4.9595 | 498.1281 | 304.1621 | 4.3676 | 806.6578 | 30.85 | 28802.8099 | 0
2965.5 | 123.5625 | 733 | 221 | 17 | 3.0815 | 2965.3325 | -19.9874 | 15.6849 | 56.6106 | -36.7255 | 19.329 | 691.6834 | 206.1958 | 2.9608 | 900.84 | 29.85 | 33159.8523 | 0
2966.5 | 123.6042 | 812 | 138 | 20 | 3.0846 | 2966.3325 | -34.9882 | 15.6974 | 48.7894 | -56.9173 | 33.7659 | 675.0282 | 128.7558 | 1.8488 | 805.6328 | 26.85 | 29682.3193 | 0
2967.5 | 123.6458 | 694 | 167 | 19 | 3.0877 | 2967.3326 | -49.9889 | 15.7099 | 39.146 | -71.9348 | 48.1666 | 462.8755 | 155.8131 | 2.2374 | 620.926 | 27.85 | 21366.1428 | 0
2968.5 | 123.6875 | 415 | 200 | 18 | 3.0907 | 2968.3326 | -64.9897 | 15.7223 | 28.7 | -83.9907 | 62.4967 | 191.647 | 186.6025 | 2.6795 | 380.9291 | 28.85 | 10627.6379 | 0
2969.5 | 123.7292 | 154 | 146 | 15 | 3.0938 | 2969.3327 | -79.9904 | 15.7348 | 18.0219 | -85.4007 | 72.1782 | 47.1329 | 136.2199 | 1.956 | 185.3087 | 31.85 | 1362.5434 | 0
2970.5 | 123.7708 | 0 | 0 | 11 | 3.0968 | 2970.3327 | -94.9912 | 15.7473 | 7.494 | -75.2574 | 76.1665 | 0 | 0 | 0 | 0 | 35.85 | -7705.1022 | 605.2683
2971.5 | 123.8125 | 0 | 0 | 9 | 3.0998 | 2971.3328 | -109.9919 | 15.7597 | -2.5471 | -64.865 | 79.9982 | 0 | 0 | 0 | 0 | 37.85 | -8190.9789 | 23101.1104
2972.5 | 123.8542 | 0 | 0 | 9 | 3.1028 | 2972.3328 | -124.9927 | 15.7722 | -11.7291 | -53.629 | 83.4388 | 0 | 0 | 0 | 0 | 37.85 | -8190.9789 | 57375.967
2973.5 | 123.8958 | 0 | 0 | 9 | 3.1057 | 2973.3329 | -139.9934 | 15.7846 | -19.5893 | -41.0441 | 86.2778 | 0 | 0 | 0 | 0 | 37.85 | -8190.9789 | 83894.2316
2974.5 | 123.9375 | 0 | 0 | 8 | 3.1087 | 2974.3329 | -154.9942 | 15.7971 | -25.5571 | -26.7988 | 88.3372 | 0 | 0 | 0 | 0 | 38.85 | -8436.1375 | 107672.8331
2975.5 | 123.9792 | 0 | 0 | 8 | 3.1116 | 2975.333 | -169.9949 | 15.8095 | -29.0212 | -11.0209 | 89.4832 | 0 | 0 | 0 | 0 | 38.85 | -8436.1375 | 119177.0511
2976.5 | 124.0208 | 0 | 0 | 8 | 3.1145 | 2976.333 | 175.0044 | 15.8219 | -29.5233 | 5.5251 | 89.6391 | 0 | 0 | 0 | 0 | 38.85 | -8436.1375 | 121916.679
2977.5 | 124.0625 | 0 | 0 | 8 | 3.1174 | 2977.3331 | 160.0036 | 15.8343 | -26.9888 | 21.6658 | 88.7936 | 0 | 0 | 0 | 0 | 38.85 | -8436.1375 | 113606.8267
2978.5 | 124.1042 | 0 | 0 | 8 | 3.1203 | 2978.3331 | 145.0029 | 15.8467 | -21.7714 | 36.4496 | 87.0027 | 0 | 0 | 0 | 0 | 38.85 | -8436.1375 | 65386.4397
2979.5 | 124.1458 | 0 | 0 | 8 | 3.1232 | 2979.3332 | 130.0022 | 15.8591 | -14.4589 | 49.5493 | 84.3824 | 0 | 0 | 0 | 0 | 38.85 | -8436.1375 | 68684.7121
2980.5 | 124.1875 | 0 | 0 | 7 | 3.126 | 2980.3332 | 115.0015 | 15.8715 | -5.6479 | 61.1634 | 81.0973 | 0 | 0 | 0 | 0 | 39.85 | -8682.7763 | 37221.0209
2981.5 | 124.2292 | 38 | 19 | 7 | 3.1288 | 2981.3333 | 100.0008 | 15.8839 | 4.1635 | 71.752 | 77.348 | 8.3231 | 17.7272 | 0.25455 | 26.3049 | 39.85 | -7531.0305 | 0
2982.5 | 124.2708 | 0 | 59 | 8 | 3.1317 | 2982.3333 | 85.0001 | 15.8963 | 14.5794 | 81.8811 | 73.3612 | 0 | 55.0477 | 0.79045 | 55.8382 | 38.85 | -5991.2887 | 0
2983.5 | 124.3125 | 0 | 115 | 9 | 3.1345 | 2983.3334 | 69.9994 | 15.9086 | 25.261 | 87.7872 | 67.2302 | 0 | 107.2965 | 1.5407 | 108.8372 | 37.85 | -3425.5957 | 0
2984.5 | 124.3542 | 17 | 188 | 10 | 3.1372 | 2984.3334 | 54.9987 | 15.921 | 35.8558 | 76.3848 | 52.9388 | 10.2453 | 175.4064 | 2.5187 | 188.1705 | 36.85 | 291.6526 | 0
2985.5 | 124.3958 | 266 | 331 | 12 | 3.14 | 2985.3335 | 39.998 | 15.9333 | 45.8825 | 62.6054 | 38.5668 | 207.9807 | 308.8272 | 4.4346 | 521.2424 | 34.85 | 15357.9654 | 0
2986.5 | 124.4375 | 268 | 382 | 14 | 3.1428 | 2986.3335 | 24.9973 | 15.9456 | 54.5129 | 44.4204 | 24.1513 | 244.5415 | 356.4109 | 5.1178 | 606.0702 | 32.85 | 19549.1034 | 0
2987.5 | 124.4792 | 323 | 399 | 14 | 3.1455 | 2987.3336 | 9.9966 | 15.958 | 60.2495 | 19.6541 | 9.7569 | 318.328 | 372.2721 | 5.3456 | 695.9456 | 32.85 | 23484.2575 | 0
2988.5 | 124.5208 | 457 | 350 | 14 | 3.1482 | 2988.3336 | -5.0041 | 15.9703 | 61.1751 | -10.0166 | 5.052 | 455.2246 | 326.5544 | 4.6891 | 786.4682 | 32.85 | 27447.744 | 0
2989.5 | 124.5625 | 115 | 390 | 14 | 3.1509 | 2989.3336 | -20.0047 | 15.9826 | 56.8698 | -36.9942 | 19.3526 | 108.5022 | 363.875 | 5.225 | 477.6022 | 32.85 | 13924.193 | 0
2990.5 | 124.6042 | 403 | 327 | 12 | 3.1536 | 2990.3337 | -35.0054 | 15.9949 | 49.012 | -57.2188 | 33.7696 | 335.0056 | 305.0952 | 4.381 | 644.4817 | 34.85 | 20753.9387 | 0
2991.5 | 124.6458 | 322 | 290 | 12 | 3.1563 | 2991.3337 | -50.0061 | 16.0072 | 39.345 | -72.2208 | 48.1548 | 214.8126 | 270.5737 | 3.8853 | 489.2715 | 34.85 | 13958.1353 | 0
2992.5 | 124.6875 | 543 | 182 | 12 | 3.1589 | 2992.3338 | -65.0067 | 16.0195 | 28.8885 | -84.2535 | 62.4698 | 250.9834 | 169.8083 | 2.4383 | 423.23 | 34.85 | 11066.5395 | 0
2993.5 | 124.7292 | 397 | 125 | 9 | 3.1616 | 2993.3338 | -80.0074 | 16.0318 | 18.2098 | -85.1581 | 71.8974 | 123.3558 | 116.6266 | 1.6747 | 241.6571 | 37.85 | 2389.8621 | 0
2994.5 | 124.7708 | 135 | 98 | 9 | 3.1642 | 2994.3339 | -95.008 | 16.044 | 7.6892 | -75.0313 | 75.8856 | 32.9209 | 91.4352 | 1.313 | 125.6691 | 37.85 | -2688.6177 | 0
2995.5 | 124.8125 | 0 | 0 | 9 | 3.1668 | 2995.3339 | -110.0087 | 16.0563 | -2.3381 | -64.6538 | 79.7156 | 0 | 0 | 0 | 0 | 37.85 | -8190.9789 | 3409.9071
2996.5 | 124.8542 | 0 | 0 | 8 | 3.1694 | 2996.334 | -125.0093 | 16.0686 | -11.5008 | -53.4354 | 83.1533 | 0 | 0 | 0 | 0 | 38.85 | -8436.1375 | 34464.2733
2997.5 | 124.8958 | 0 | 0 | 7 | 3.172 | 2997.334 | -140.01 | 16.0808 | -19.3382 | -40.8765 | 85.9888 | 0 | 0 | 0 | 0 | 39.85 | -8682.7763 | 17174.616
2998.5 | 124.9375 | 0 | 0 | 8 | 3.1745 | 2998.334 | -155.0106 | 16.093 | -25.2834 | -26.6729 | 88.0449 | 0 | 0 | 0 | 0 | 38.85 | -8436.1375 | 37005.4523
2999.5 | 124.9792 | 0 | 0 | 7 | 3.177 | 2999.3341 | -170.0113 | 16.1053 | -28.7306 | -10.9553 | 89.1885 | 0 | 0 | 0 | 0 | 39.85 | -8682.7763 | 9572.6886
3000.5 | 125.0208 | 0 | 0 | 7 | 3.1796 | 3000.3341 | 174.9881 | 16.1175 | -29.2273 | 5.5188 | 89.3432 | 0 | 0 | 0 | 0 | 39.85 | -8682.7763 | 34602.8743
3001.5 | 125.0625 | 0 | 0 | 8 | 3.1821 | 3001.3342 | 159.9875 | 16.1297 | -26.7005 | 21.5919 | 88.498 | 0 | 0 | 0 | 0 | 38.85 | -8436.1375 | 32146.2989
3002.5 | 125.1042 | 0 | 0 | 7 | 3.1846 | 3002.3342 | 144.9869 | 16.1419 | -21.4996 | 36.3247 | 86.7086 | 0 | 0 | 0 | 0 | 39.85 | -8682.7763 | 0
3003.5 | 125.1458 | 0 | 0 | 7 | 3.187 | 3003.3343 | 129.9862 | 16.1541 | -14.2066 | 49.3906 | 84.0906 | 0 | 0 | 0 | 0 | 39.85 | -8682.7763 | 24861.2531
3004.5 | 125.1875 | 0 | 0 | 7 | 3.1895 | 3004.3343 | 114.9856 | 16.1663 | -5.4139 | 60.9827 | 80.8078 | 0 | 0 | 0 | 0 | 39.85 | -8682.7763 | 41638.821
3005.5 | 125.2292 | 92 | 22 | 7 | 3.1919 | 3005.3343 | 99.985 | 16.1785 | 4.3833 | 71.5547 | 77.0603 | 20.6011 | 20.5263 | 0.29474 | 41.4222 | 39.85 | -6869.1269 | 17436.9812
3006.5 | 125.2708 | 16 | 83 | 8 | 3.1944 | 3006.3344 | 84.9844 | 16.1907 | 14.7902 | 81.6681 | 73.0742 | 4.6581 | 77.4401 | 1.112 | 83.2102 | 38.85 | -4792.8205 | 0
3007.5 | 125.3125 | 273 | 187 | 8 | 3.1968 | 3007.3344 | 69.9838 | 16.2028 | 25.4693 | 88.0176 | 67.168 | 105.9323 | 174.4734 | 2.5053 | 282.911 | 38.85 | 3950.9846 | 0
3008.5 | 125.3542 | 53 | 230 | 10 | 3.1992 | 3008.3345 | 54.9832 | 16.215 | 36.07 | 76.6343 | 52.8921 | 31.9758 | 214.5929 | 3.0814 | 249.6502 | 36.85 | 2983.512 | 0
3009.5 | 125.3958 | 142 | 327 | 8 | 3.2015 | 3009.3345 | 39.9826 | 16.2271 | 46.113 | 62.8686 | 38.5356 | 111.0754 | 305.0952 | 4.381 | 420.5516 | 38.85 | 9977.5103 | 0
3010.5 | 125.4375 | 0 | 143 | 11 | 3.2039 | 3010.3345 | 24.982 | 16.2393 | 54.7712 | 44.663 | 24.1387 | 0 | 133.4208 | 1.9158 | 135.3367 | 35.85 | -1779.4518 | 0
3011.5 | 125.4792 | 0 | 201 | 10 | 3.2062 | 3011.3346 | 9.9814 | 16.2514 | 60.5372 | 19.7743 | 9.7844 | 0 | 187.5356 | 2.6929 | 190.2284 | 36.85 | 381.7606 | 0
3012.5 | 125.5208 | 0 | 263 | 10 | 3.2086 | 3012.3346 | -5.0191 | 16.2635 | 61.4639 | -10.1259 | 5.1564 | 0 | 245.3823 | 3.5235 | 248.9059 | 36.85 | 2950.9237 | 0
3013.5 | 125.5625 | 0 | 240 | 12 | 3.2109 | 3013.3346 | -20.0197 | 16.2756 | 57.1253 | -37.259 | 19.378 | 0 | 223.923 | 3.2154 | 227.1384 | 34.85 | 2480.7634 | 0
3014.5 | 125.6042 | 6 | 206 | 12 | 3.2132 | 3014.3347 | -35.0203 | 16.2877 | 49.2315 | -57.5157 | 33.7735 | 4.9875 | 192.2006 | 2.7599 | 199.9479 | 34.85 | 1290.2407 | 0
3015.5 | 125.6458 | 87 | 300 | 12 | 3.2154 | 3015.3347 | -50.0209 | 16.2998 | 39.5416 | -72.502 | 48.1426 | 58.0532 | 279.9038 | 4.0192 | 341.9763 | 34.85 | 7508.8839 | 0
3016.5 | 125.6875 | 472 | 222 | 10 | 3.2177 | 3016.3348 | -65.0214 | 16.3119 | 29.075 | -84.5115 | 62.4421 | 218.3684 | 207.1288 | 2.9742 | 428.4714 | 36.85 | 10813.1149 | 0
3017.5 | 125.7292 | 28 | 126 | 8 | 3.2199 | 3017.3348 | -80.022 | 16.324 | 18.3959 | -84.9204 | 71.6205 | 8.8287 | 117.5596 | 1.6881 | 128.0763 | 38.85 | -2828.3765 | 0
3018.5 | 125.7708 | 0 | 55 | 8 | 3.2222 | 3018.3348 | -95.0225 | 16.3361 | 7.8827 | -74.8101 | 75.6087 | 0 | 51.3157 | 0.73686 | 52.0526 | 38.85 | -6157.0412 | 0
3019.5 | 125.8125 | 0 | 0 | 6 | 3.2244 | 3019.3349 | -110.0231 | 16.3481 | -2.1309 | -64.4477 | 79.437 | 0 | 0 | 0 | 0 | 40.85 | -8930.8952 | 0
3020.5 | 125.8542 | 0 | 0 | 3.9 | 3.2266 | 3020.3349 | -125.0236 | 16.3602 | -11.2749 | -53.2468 | 82.8719 | 0 | 0 | 0 | 0 | 42.95 | -9456.763 | 11456.4893
3021.5 | 125.8958 | 0 | 0 | 2 | 3.2287 | 3021.3349 | -140.0242 | 16.3722 | -19.0901 | -40.7141 | 85.7041 | 0 | 0 | 0 | 0 | 44.85 | -9938.1727 | 75984.8429
3022.5 | 125.9375 | 0 | 0 | 2 | 3.2309 | 3022.335 | -155.0247 | 16.3843 | -25.0133 | -26.5517 | 87.7571 | 0 | 0 | 0 | 0 | 44.85 | -9938.1727 | 102797.9892
3023.5 | 125.9792 | 0 | 0 | 1 | 3.2331 | 3023.335 | -170.0253 | 16.3963 | -28.4444 | -10.8935 | 88.8984 | 0 | 0 | 0 | 0 | 45.85 | -10193.6925 | 109641.6112
3024.5 | 126.0208 | 0 | 0 | 3 | 3.2352 | 3024.3351 | 174.9742 | 16.4083 | -28.9363 | 5.5103 | 89.0522 | 0 | 0 | 0 | 0 | 43.85 | -9684.1331 | 121549.7698
3025.5 | 126.0625 | 0 | 0 | 3 | 3.2373 | 3025.3351 | 159.9737 | 16.4203 | -26.4173 | 21.5175 | 88.2074 | 0 | 0 | 0 | 0 | 43.85 | -9684.1331 | 113396.7052
3026.5 | 126.1042 | 0 | 0 | 3 | 3.2394 | 3026.3351 | 144.9732 | 16.4323 | -21.2329 | 36.2003 | 86.4196 | 0 | 0 | 0 | 0 | 43.85 | -9684.1331 | 95014.5541
3027.5 | 126.1458 | 0 | 0 | 3 | 3.2415 | 3027.3352 | 129.9726 | 16.4443 | -13.9596 | 49.2331 | 83.8039 | 0 | 0 | 0 | 0 | 43.85 | -9684.1331 | 73433.7318
3028.5 | 126.1875 | 0 | 0 | 3 | 3.2435 | 3028.3352 | 114.9721 | 16.4563 | -5.1849 | 60.8034 | 80.5235 | 0 | 0 | 0 | 0 | 43.85 | -9684.1331 | 44418.2431
3029.5 | 126.2292 | 86 | 22 | 4 | 3.2456 | 3029.3352 | 99.9716 | 16.4683 | 4.5979 | 71.3589 | 76.7778 | 19.6706 | 20.5263 | 0.29474 | 40.4916 | 42.85 | -7658.6682 | 22688.1301
3030.5 | 126.2708 | 398 | 86 | 7 | 3.2476 | 3030.3353 | 84.9711 | 16.4803 | 14.9958 | 81.4566 | 72.7926 | 117.7412 | 80.2391 | 1.1522 | 199.1325 | 39.85 | 36.1437 | 765.8468
3031.5 | 126.3125 | 597 | 107 | 8 | 3.2496 | 3031.3353 | 69.9706 | 16.4922 | 25.6724 | 88.2466 | 67.1094 | 232.2166 | 99.8324 | 1.4335 | 333.4825 | 38.85 | 6165.2333 | 0
3032.5 | 126.3542 | 484 | 218 | 9 | 3.2516 | 3032.3353 | 54.9701 | 16.5042 | 36.2786 | 76.8829 | 52.8494 | 292.2938 | 203.3968 | 2.9206 | 498.6112 | 37.85 | 13640.4734 | 0
3033.5 | 126.3958 | 71 | 323 | 11 | 3.2536 | 3033.3354 | 39.9696 | 16.5161 | 46.3377 | 63.1318 | 38.5088 | 55.5584 | 301.3631 | 4.3274 | 361.2489 | 35.85 | 8112.0058 | 0
3034.5 | 126.4375 | 48 | 385 | 11 | 3.2556 | 3034.3354 | 24.9691 | 16.528 | 55.0236 | 44.9077 | 24.1317 | 43.8052 | 359.2099 | 5.158 | 408.1731 | 35.85 | 10166.5607 | 0
3035.5 | 126.4792 | 443 | 364 | 12 | 3.2575 | 3035.3354 | 9.9686 | 16.54 | 60.8195 | 19.8987 | 9.8218 | 436.5069 | 339.6166 | 4.8767 | 781.0002 | 34.85 | 26731.3359 | 0
3036.5 | 126.5208 | 60 | 375 | 13 | 3.2594 | 3036.3355 | -5.0319 | 16.5519 | 61.7482 | -10.2311 | 5.271 | 59.7463 | 349.8798 | 5.024 | 414.6501 | 33.85 | 10930.109 | 0
3037.5 | 126.5625 | 30 | 316 | 14 | 3.2614 | 3037.3355 | -20.0323 | 16.5638 | 57.3769 | -37.5196 | 19.405 | 28.2958 | 294.832 | 4.2336 | 327.3614 | 32.85 | 7345.974 | 0
3038.5 | 126.6042 | 513 | 294 | 14 | 3.2633 | 3038.3355 | -35.0328 | 16.5757 | 49.448 | -57.8079 | 33.7774 | 426.4075 | 274.3057 | 3.9389 | 704.6521 | 32.85 | 23865.465 | 0
3039.5 | 126.6458 | 303 | 300 | 14 | 3.2651 | 3039.3356 | -50.0333 | 16.5876 | 39.7358 | -72.7782 | 48.1298 | 202.2358 | 279.9038 | 4.0192 | 486.1588 | 32.85 | 14298.8419 | 0
3040.5 | 126.6875 | 89 | 232 | 14 | 3.267 | 3040.3356 | -65.0338 | 16.5995 | 29.2594 | -84.7645 | 62.4136 | 41.2147 | 216.4589 | 3.1082 | 260.7818 | 32.85 | 4430.8195 | 0
3041.5 | 126.7292 | 49 | 156 | 14 | 3.2689 | 3041.3356 | -80.0342 | 16.6114 | 18.5802 | -84.6876 | 71.3477 | 15.6714 | 145.55 | 2.09 | 163.3114 | 32.85 | 163.1212 | 0
3042.5 | 126.7708 | 75 | 94 | 11 | 3.2707 | 3042.3356 | -95.0347 | 16.6232 | 8.0744 | -74.5938 | 75.3358 | 18.9865 | 87.7032 | 1.2594 | 107.9491 | 35.85 | -2978.6046 | 4376.7777
3043.5 | 126.8125 | 0 | 0 | 8 | 3.2725 | 3043.3357 | -110.0351 | 16.6351 | -1.9258 | -64.2465 | 79.1625 | 0 | 0 | 0 | 0 | 38.85 | -8436.1375 | 25870.4312
3044.5 | 126.8542 | 0 | 0 | 7 | 3.2743 | 3044.3357 | -125.0356 | 16.6469 | -11.0513 | -53.0634 | 82.5947 | 0 | 0 | 0 | 0 | 39.85 | -8682.7763 | 55801.5715
3045.5 | 126.8958 | 0 | 0 | 6 | 3.2761 | 3045.3357 | -140.036 | 16.6588 | -18.8449 | -40.5567 | 85.4238 | 0 | 0 | 0 | 0 | 40.85 | -8930.8952 | 87743.1864
3046.5 | 126.9375 | 0 | 0 | 6 | 3.2779 | 3046.3358 | -155.0365 | 16.6706 | -24.7469 | -26.4353 | 87.4738 | 0 | 0 | 0 | 0 | 40.85 | -8930.8952 | 111904.7697
3047.5 | 126.9792 | 0 | 0 | 4 | 3.2796 | 3047.3358 | -170.0369 | 16.6824 | -28.1626 | -10.8354 | 88.6131 | 0 | 0 | 0 | 0 | 42.85 | -9431.5736 | 122725.9949
3048.5 | 127.0208 | 0 | 0 | 2 | 3.2813 | 3048.3358 | 174.9627 | 16.6943 | -28.6503 | 5.4996 | 88.766 | 0 | 0 | 0 | 0 | 44.85 | -9938.1727 | 127250.9703
3049.5 | 127.0625 | 0 | 0 | 2 | 3.2831 | 3049.3359 | 159.9622 | 16.7061 | -26.1394 | 21.4424 | 87.9219 | 0 | 0 | 0 | 0 | 44.85 | -9938.1727 | 119629.8797
3050.5 | 127.1042 | 0 | 0 | 0 | 3.2848 | 3050.3359 | 144.9618 | 16.7179 | -20.9716 | 36.0764 | 86.1358 | 0 | 0 | 0 | 0 | 46.85 | -10450.6925 | 100830.6045
3051.5 | 127.1458 | 0 | 0 | 1 | 3.2864 | 3051.3359 | 129.9614 | 16.7297 | -13.7177 | 49.0767 | 83.5225 | 0 | 0 | 0 | 0 | 45.85 | -10193.6925 | 76575.0045
3052.5 | 127.1875 | 0 | 0 | 1 | 3.2881 | 3052.3359 | 114.961 | 16.7414 | -4.9612 | 60.6257 | 80.2445 | 0 | 0 | 0 | 0 | 45.85 | -10193.6925 | 45276.8878
3053.5 | 127.2292 | 265 | 18 | 0 | 3.2898 | 3053.336 | 99.9606 | 16.7532 | 4.8074 | 71.1649 | 76.5007 | 61.86 | 16.7942 | 0.24115 | 78.8954 | 46.85 | -6996.2974 | 24716.2314
3054.5 | 127.2708 | 564 | 53 | 4 | 3.2914 | 3054.336 | 84.9601 | 16.765 | 15.1963 | 81.2469 | 72.5162 | 169.4457 | 49.4497 | 0.71007 | 219.6054 | 42.85 | 183.7455 | 2738.3719
3055.5 | 127.3125 | 706 | 82 | 8 | 3.293 | 3055.336 | 69.9597 | 16.7767 | 25.8702 | 88.4741 | 67.0545 | 275.2383 | 76.507 | 1.0986 | 352.844 | 38.85 | 7012.9663 | 0
3056.5 | 127.3542 | 788 | 103 | 11 | 3.2946 | 3056.336 | 54.9593 | 16.7885 | 36.4818 | 77.1303 | 52.8104 | 476.3099 | 96.1003 | 1.3799 | 573.7902 | 35.85 | 17418.0252 | 0
3057.5 | 127.3958 | 804 | 124 | 13 | 3.2962 | 3057.3361 | 39.9589 | 16.8002 | 46.5566 | 63.395 | 38.4864 | 629.3361 | 115.6936 | 1.6613 | 746.691 | 33.85 | 25468.361 | 0
3058.5 | 127.4375 | 828 | 159 | 14 | 3.2978 | 3058.3361 | 24.9586 | 16.8119 | 55.2703 | 45.1545 | 24.1301 | 755.6489 | 148.349 | 2.1302 | 906.1282 | 32.85 | 32686.9981 | 0
3059.5 | 127.4792 | 838 | 158 | 16 | 3.2993 | 3059.3361 | 9.9582 | 16.8237 | 61.0965 | 20.0274 | 9.8687 | 825.6001 | 147.416 | 2.1168 | 975.1329 | 30.85 | 36179.4143 | 0
3060.5 | 127.5208 | 843 | 158 | 17 | 3.3009 | 3060.3361 | -5.0422 | 16.8354 | 62.0278 | -10.3319 | 5.3945 | 839.2664 | 147.416 | 2.1168 | 988.7992 | 29.85 | 37011.1024 | 0
3061.5 | 127.5625 | 751 | 230 | 18 | 3.3024 | 3061.3362 | -20.0426 | 16.8471 | 57.6247 | -37.7758 | 19.4335 | 708.2141 | 214.5929 | 3.0814 | 925.8884 | 28.85 | 34488.4222 | 0
3062.5 | 127.6042 | 287 | 373 | 18 | 3.3039 | 3062.3362 | -35.043 | 16.8588 | 49.6613 | -58.095 | 33.7813 | 238.5446 | 348.0137 | 4.9973 | 591.5556 | 28.85 | 19849.8207 | 0
3063.5 | 127.6458 | 619 | 207 | 19 | 3.3054 | 3063.3362 | -50.0433 | 16.8705 | 39.9275 | -73.0494 | 48.1165 | 413.2559 | 193.1336 | 2.7733 | 609.1628 | 27.85 | 20851.1004 | 0
3064.5 | 127.6875 | 420 | 213 | 18 | 3.3069 | 3064.3362 | -65.0437 | 16.8821 | 29.4418 | -85.0125 | 62.3842 | 194.6872 | 198.7317 | 2.8537 | 396.2726 | 28.85 | 11299.4467 | 0
3065.5 | 127.7292 | 21 | 126 | 17 | 3.3083 | 3065.3363 | -80.0441 | 16.8938 | 18.7627 | -84.4598 | 71.0791 | 6.8095 | 117.5596 | 1.6881 | 126.0572 | 29.85 | -763.6418 | 0
3066.5 | 127.7708 | 42 | 93 | 14 | 3.3098 | 3066.3363 | -95.0444 | 16.9055 | 8.2641 | -74.3825 | 75.0671 | 10.8229 | 86.7702 | 1.246 | 98.839 | 32.85 | -2659.7684 | 8328.5231
3067.5 | 127.8125 | 0 | 0 | 12 | 3.3112 | 3067.3363 | -110.0448 | 16.9171 | -1.7228 | -64.0504 | 78.8922 | 0 | 0 | 0 | 0 | 34.85 | -7464.3841 | 26624.5772
3068.5 | 127.8542 | 0 | 0 | 10 | 3.3126 | 3068.3363 | -125.0451 | 16.9288 | -10.8302 | -52.8851 | 82.3219 | 0 | 0 | 0 | 0 | 36.85 | -7947.3005 | 57272.3796
3069.5 | 127.8958 | 0 | 0 | 9 | 3.314 | 3069.3364 | -140.0455 | 16.9404 | -18.6029 | -40.4045 | 85.148 | 0 | 0 | 0 | 0 | 37.85 | -8190.9789 | 91283.3756
3070.5 | 127.9375 | 0 | 0 | 8 | 3.3154 | 3070.3364 | -155.0458 | 16.952 | -24.4843 | -26.3234 | 87.1952 | 0 | 0 | 0 | 0 | 38.85 | -8436.1375 | 113663.8848
3071.5 | 127.9792 | 0 | 0 | 7 | 3.3167 | 3071.3364 | -170.0462 | 16.9636 | -27.8854 | -10.7809 | 88.3326 | 0 | 0 | 0 | 0 | 39.85 | -8682.7763 | 128039.9969
3072.5 | 128.0208 | 0 | 0 | 7 | 3.3181 | 3072.3364 | 174.9535 | 16.9753 | -28.3694 | 5.4867 | 88.4849 | 0 | 0 | 0 | 0 | 39.85 | -8682.7763 | 129163.0609
3073.5 | 128.0625 | 0 | 0 | 7 | 3.3194 | 3073.3365 | 159.9532 | 16.9869 | -25.8668 | 21.3667 | 87.6415 | 0 | 0 | 0 | 0 | 39.85 | -8682.7763 | 122264.9658
3074.5 | 128.1042 | 0 | 0 | 7 | 3.3207 | 3074.3365 | 144.9528 | 16.9984 | -20.7156 | 35.9531 | 85.8572 | 0 | 0 | 0 | 0 | 39.85 | -8682.7763 | 104701.3674
3075.5 | 128.1458 | 0 | 0 | 7 | 3.322 | 3075.3365 | 129.9525 | 17.01 | -13.4811 | 48.9217 | 83.2464 | 0 | 0 | 0 | 0 | 39.85 | -8682.7763 | 70214.3121
3076.5 | 128.1875 | 0 | 0 | 6 | 3.3233 | 3076.3365 | 114.9522 | 17.0216 | -4.7426 | 60.4496 | 79.9709 | 0 | 0 | 0 | 0 | 40.85 | -8930.8952 | 28514.197
3077.5 | 128.2292 | 0 | 10 | 7 | 3.3245 | 3077.3365 | 99.9519 | 17.0332 | 5.0118 | 70.9726 | 76.229 | 0 | 9.3301 | 0.13397 | 9.4641 | 39.85 | -8268.3951 | 7931.6571
3078.5 | 128.2708 | 0 | 64 | 8 | 3.3258 | 3078.3366 | 84.9516 | 17.0447 | 15.3915 | 81.039 | 72.2453 | 0 | 59.7128 | 0.85744 | 60.5703 | 38.85 | -5784.0982 | 1539.6827
3079.5 | 128.3125 | 91 | 191 | 8 | 3.327 | 3079.3366 | 69.9512 | 17.0563 | 26.0625 | 88.6999 | 67.0031 | 35.552 | 178.2054 | 2.5589 | 216.3163 | 38.85 | 1035.1695 | 0
3080.5 | 128.3542 | 257 | 280 | 10 | 3.3282 | 3080.3366 | 54.9509 | 17.0678 | 36.6793 | 77.3765 | 52.7753 | 155.4702 | 261.2436 | 3.7513 | 420.4651 | 36.85 | 10462.5615 | 0
3081.5 | 128.3958 | 35 | 277 | 12 | 3.3294 | 3081.3366 | 39.9506 | 17.0793 | 46.7697 | 63.6579 | 38.4681 | 27.4034 | 258.4445 | 3.7111 | 289.559 | 34.85 | 5213.8188 | 0
3082.5 | 128.4375 | 71 | 377 | 13 | 3.3306 | 3082.3366 | 24.9504 | 17.0909 | 55.5109 | 45.403 | 24.1337 | 64.7942 | 351.7458 | 5.0508 | 421.5908 | 33.85 | 11234.005 | 0
3083.5 | 128.4792 | 12 | 232 | 13 | 3.3317 | 3083.3367 | 9.9501 | 17.1024 | 61.3678 | 20.1602 | 9.9245 | 11.8204 | 216.4589 | 3.1082 | 231.3876 | 33.85 | 2906.0483 | 0
3084.5 | 128.5208 | 36 | 390 | 13 | 3.3329 | 3084.3367 | -5.0502 | 17.1139 | 62.3028 | -10.4283 | 5.5254 | 35.8327 | 363.875 | 5.225 | 404.9327 | 33.85 | 10504.6376 | 0
3085.5 | 128.5625 | 36 | 374 | 13 | 3.334 | 3085.3367 | -20.0505 | 17.1254 | 57.8686 | -38.0273 | 19.4632 | 33.9428 | 348.9468 | 5.0106 | 387.9002 | 33.85 | 9758.8777 | 0
3086.5 | 128.6042 | 0 | 158 | 15 | 3.3351 | 3086.3367 | -35.0508 | 17.1369 | 49.8716 | -58.377 | 33.785 | 0 | 147.416 | 2.1168 | 149.5328 | 31.85 | -203.8887 | 0
3087.5 | 128.6458 | 87 | 278 | 16 | 3.3362 | 3087.3367 | -50.0511 | 17.1483 | 40.1168 | -73.3152 | 48.1024 | 58.0987 | 259.3775 | 3.7245 | 321.2007 | 30.85 | 7547.3052 | 0
3088.5 | 128.6875 | 535 | 200 | 16 | 3.3373 | 3088.3368 | -65.0513 | 17.1598 | 29.6221 | -85.2553 | 62.3539 | 248.2448 | 186.6025 | 2.6795 | 437.5268 | 30.85 | 12640.5893 | 0
3089.5 | 128.7292 | 559 | 108 | 13 | 3.3384 | 3089.3368 | -80.0516 | 17.1713 | 18.9432 | -84.237 | 70.8146 | 183.7018 | 100.7654 | 1.4469 | 285.9141 | 33.85 | 5293.4668 | 0
3090.5 | 128.7708 | 155 | 95 | 10 | 3.3394 | 3090.3368 | -95.0519 | 17.1827 | 8.4519 | -74.1763 | 74.8026 | 40.6326 | 88.6362 | 1.2728 | 130.5416 | 36.85 | -2231.5994 | 0
3091.5 | 128.8125 | 0 | 0 | 9 | 3.3405 | 3091.3368 | -110.0521 | 17.1942 | -1.522 | -63.8594 | 78.6263 | 0 | 0 | 0 | 0 | 37.85 | -8190.9789 | 0
3092.5 | 128.8542 | 0 | 0 | 9 | 3.3415 | 3092.3368 | -125.0524 | 17.2056 | -10.6118 | -52.712 | 82.0534 | 0 | 0 | 0 | 0 | 37.85 | -8190.9789 | 0
3093.5 | 128.8958 | 0 | 0 | 8 | 3.3425 | 3093.3368 | -140.0526 | 17.217 | -18.364 | -40.2573 | 84.8767 | 0 | 0 | 0 | 0 | 38.85 | -8436.1375 | 0
3094.5 | 128.9375 | 0 | 0 | 8 | 3.3435 | 3094.3369 | -155.0529 | 17.2284 | -24.2257 | -26.2162 | 86.9214 | 0 | 0 | 0 | 0 | 38.85 | -8436.1375 | 0
3095.5 | 128.9792 | 0 | 0 | 8 | 3.3444 | 3095.3369 | -170.0531 | 17.2398 | -27.6128 | -10.73 | 88.057 | 0 | 0 | 0 | 0 | 38.85 | -8436.1375 | 2165.7976
3096.5 | 129.0208 | 0 | 0 | 8 | 3.3454 | 3096.3369 | 174.9467 | 17.2512 | -28.0936 | 5.4718 | 88.2088 | 0 | 0 | 0 | 0 | 38.85 | -8436.1375 | 9673.2706
3097.5 | 129.0625 | 0 | 0 | 8 | 3.3463 | 3097.3369 | 159.9464 | 17.2626 | -25.5997 | 21.2905 | 87.3663 | 0 | 0 | 0 | 0 | 38.85 | -8436.1375 | 3905.6398
3098.5 | 129.1042 | 0 | 0 | 7 | 3.3472 | 3098.3369 | 144.9462 | 17.274 | -20.4651 | 35.8303 | 85.584 | 0 | 0 | 0 | 0 | 39.85 | -8682.7763 | 43412.2018
3099.5 | 129.1458 | 0 | 0 | 7 | 3.3481 | 3099.3369 | 129.946 | 17.2854 | -13.2499 | 48.7679 | 82.9757 | 0 | 0 | 0 | 0 | 39.85 | -8682.7763 | 13421.3031
3100.5 | 129.1875 | 0 | 0 | 4 | 3.349 | 3100.337 | 114.9457 | 17.2967 | -4.5293 | 60.2751 | 79.7028 | 0 | 0 | 0 | 0 | 42.85 | -9431.5736 | 30100.2241
3101.5 | 129.2292 | 174 | 30 | 4 | 3.3499 | 3101.337 | 99.9455 | 17.3081 | 5.2108 | 70.7822 | 75.9627 | 42.2043 | 27.9904 | 0.40192 | 70.5966 | 42.85 | -6340.537 | 11104.1354
3102.5 | 129.2708 | 102 | 106 | 7 | 3.3507 | 3102.337 | 84.9453 | 17.3194 | 15.5814 | 80.833 | 71.98 | 31.5537 | 98.8993 | 1.4201 | 131.8731 | 39.85 | -2908.7739 | 0
3103.5 | 129.3125 | 17 | 166 | 9 | 3.3516 | 3103.337 | 69.9451 | 17.3308 | 26.2495 | 88.9238 | 66.9553 | 6.6546 | 154.8801 | 2.224 | 163.7587 | 37.85 | -1020.882 | 0
3104.5 | 129.3542 | 47 | 234 | 12 | 3.3524 | 3104.337 | 54.9449 | 17.3421 | 36.8712 | 77.6212 | 52.7439 | 28.4528 | 218.325 | 3.135 | 249.9128 | 34.85 | 3477.9269 | 0
3105.5 | 129.3958 | 562 | 266 | 13 | 3.3532 | 3105.337 | 39.9447 | 17.3534 | 46.977 | 63.9204 | 38.454 | 440.1067 | 248.1814 | 3.5637 | 691.8518 | 33.85 | 23067.2524 | 0
3106.5 | 129.4375 | 762 | 187 | 14 | 3.354 | 3106.337 | 24.9445 | 17.3647 | 55.7456 | 45.6532 | 24.1422 | 695.3501 | 174.4734 | 2.5053 | 872.3288 | 32.85 | 31207.1074 | 0
3107.5 | 129.4792 | 677 | 256 | 16 | 3.3548 | 3107.337 | 9.9443 | 17.376 | 61.6336 | 20.2972 | 9.9884 | 666.7386 | 238.8513 | 3.4297 | 909.0196 | 30.85 | 33284.6738 | 0
3108.5 | 129.5208 | 818 | 182 | 17 | 3.3555 | 3108.3371 | -5.0559 | 17.3873 | 62.5729 | -10.5201 | 5.6624 | 814.0086 | 169.8083 | 2.4383 | 986.2553 | 29.85 | 36899.7172 | 0
3109.5 | 129.5625 | 817 | 163 | 18 | 3.3563 | 3109.3371 | -20.0561 | 17.3986 | 58.1085 | -38.2741 | 19.494 | 770.1667 | 152.0811 | 2.1838 | 924.4316 | 28.85 | 34424.6341 | 0
3110.5 | 129.6042 | 787 | 151 | 18 | 3.357 | 3110.3371 | -35.0562 | 17.4099 | 50.0786 | -58.6538 | 33.7886 | 654.0722 | 140.8849 | 2.023 | 796.9802 | 28.85 | 28844.2354 | 0
3111.5 | 129.6458 | 792 | 125 | 18 | 3.3577 | 3111.3371 | -50.0564 | 17.4211 | 40.3035 | -73.5758 | 48.0877 | 529.0497 | 116.6266 | 1.6747 | 647.351 | 28.85 | 22292.7936 | 0
3112.5 | 129.6875 | 719 | 113 | 19 | 3.3584 | 3112.3371 | -65.0566 | 17.4324 | 29.8002 | -85.4929 | 62.3228 | 333.9686 | 105.4304 | 1.5139 | 440.9129 | 27.85 | 13484.358 | 0
3113.5 | 129.7292 | 592 | 104 | 18 | 3.359 | 3113.3371 | -80.0568 | 17.4436 | 19.1217 | -84.0193 | 70.5545 | 197.0831 | 97.0333 | 1.3933 | 295.5098 | 28.85 | 6887.595 | 0
3114.5 | 129.7708 | 254 | 97 | 15 | 3.3597 | 3114.3371 | -95.0569 | 17.4549 | 8.6376 | -73.9751 | 74.5424 | 67.6976 | 90.5022 | 1.2996 | 159.4994 | 31.85 | 232.4935 | 0
3115.5 | 129.8125 | 0 | 0 | 12 | 3.3603 | 3115.3371 | -110.0571 | 17.4661 | -1.3234 | -63.6735 | 78.3646 | 0 | 0 | 0 | 0 | 34.85 | -7464.3841 | 14308.0299
3116.5 | 129.8542 | 0 | 0 | 11 | 3.361 | 3116.3371 | -125.0572 | 17.4773 | -10.3959 | -52.544 | 81.7895 | 0 | 0 | 0 | 0 | 35.85 | -7705.1022 | 54263.0358
3117.5 | 129.8958 | 0 | 0 | 10 | 3.3616 | 3117.3372 | -140.0574 | 17.4885 | -18.1283 | -40.1152 | 84.61 | 0 | 0 | 0 | 0 | 36.85 | -7947.3005 | 57525.4073
3118.5 | 129.9375 | 0 | 0 | 9 | 3.3622 | 3118.3372 | -155.0575 | 17.4997 | -23.971 | -26.1137 | 86.6523 | 0 | 0 | 0 | 0 | 37.85 | -8190.9789 | 54174.6165
3119.5 | 129.9792 | 0 | 0 | 8 | 3.3628 | 3119.3372 | -170.0577 | 17.5109 | -27.345 | -10.6827 | 87.7864 | 0 | 0 | 0 | 0 | 38.85 | -8436.1375 | 82225.6936
3120.5 | 130.0208 | 0 | 0 | 8 | 3.3633 | 3120.3372 | 174.9422 | 17.5221 | -27.8232 | 5.4548 | 87.938 | 0 | 0 | 0 | 0 | 38.85 | -8436.1375 | 110970.8861
3121.5 | 130.0625 | 0 | 0 | 6 | 3.3639 | 3121.3372 | 159.942 | 17.5333 | -25.338 | 21.2137 | 87.0964 | 0 | 0 | 0 | 0 | 40.85 | -8930.8952 | 47207.3386
3122.5 | 130.1042 | 0 | 0 | 5 | 3.3644 | 3122.3372 | 144.9419 | 17.5444 | -20.2201 | 35.7082 | 85.3162 | 0 | 0 | 0 | 0 | 41.85 | -9180.4943 | 92389.6617
3123.5 | 130.1458 | 0 | 0 | 4 | 3.3649 | 3123.3372 | 129.9418 | 17.5556 | -13.0241 | 48.6154 | 82.7105 | 0 | 0 | 0 | 0 | 42.85 | -9431.5736 | 7339.6622
3124.5 | 130.1875 | 0 | 0 | 3 | 3.3654 | 3124.3372 | 114.9417 | 17.5667 | -4.3213 | 60.1024 | 79.4401 | 0 | 0 | 0 | 0 | 43.85 | -9684.1331 | 44839.947
3125.5 | 130.2292 | 271 | 21 | 6 | 3.3659 | 3125.3372 | 99.9415 | 17.5779 | 5.4047 | 70.5937 | 75.7021 | 66.9273 | 19.5933 | 0.28135 | 86.8019 | 40.85 | -5130.3138 | 22715.2879
3126.5 | 130.2708 | 557 | 57 | 7 | 3.3663 | 3126.3372 | 84.9414 | 17.589 | 15.766 | 80.6289 | 71.7202 | 174.7077 | 53.1817 | 0.76366 | 228.6531 | 39.85 | 1328.6891 | 218.3615
3127.5 | 130.3125 | 701 | 85 | 11 | 3.3668 | 3127.3372 | 69.9413 | 17.6001 | 26.431 | 89.1459 | 66.9111 | 274.9038 | 79.3061 | 1.1388 | 355.3487 | 35.85 | 7853.6685 | 0
3128.5 | 130.3542 | 683 | 146 | 13 | 3.3672 | 3128.3373 | 54.9412 | 17.6112 | 37.0574 | 77.8644 | 52.7162 | 413.7366 | 136.2199 | 1.956 | 551.9124 | 33.85 | 16940.0749 | 0
3129.5 | 130.3958 | 792 | 139 | 17 | 3.3676 | 3129.3373 | 39.9411 | 17.6223 | 47.1783 | 64.1823 | 38.4438 | 620.3086 | 129.6888 | 1.8622 | 751.8596 | 29.85 | 26636.8153 | 0
3130.5 | 130.4375 | 840 | 156 | 18 | 3.368 | 3130.3373 | 24.941 | 17.6334 | 55.9743 | 45.9048 | 24.1556 | 766.4474 | 145.55 | 2.09 | 914.0873 | 28.85 | 33971.7168 | 0
3131.5 | 130.4792 | 856 | 149 | 19 | 3.3684 | 3131.3373 | 9.9409 | 17.6445 | 61.8937 | 20.4383 | 10.06 | 842.8393 | 139.0189 | 1.9962 | 983.8544 | 27.85 | 37256.7921 | 0
3132.5 | 130.5208 | 873 | 144 | 21 | 3.3688 | 3132.3373 | -5.0592 | 17.6556 | 62.8382 | -10.6072 | 5.8044 | 868.5241 | 134.3538 | 1.9292 | 1004.8072 | 25.85 | 38630.4706 | 0
3133.5 | 130.5625 | 865 | 139 | 22 | 3.3691 | 3133.3373 | -20.0593 | 17.6666 | 58.3445 | -38.5158 | 19.5255 | 815.2561 | 129.6888 | 1.8622 | 946.8071 | 24.85 | 36316.8827 | 0
3134.5 | 130.6042 | 823 | 140 | 22 | 3.3695 | 3134.3373 | -35.0594 | 17.6777 | 50.2826 | -58.925 | 33.7917 | 683.9662 | 130.6218 | 1.8756 | 816.4636 | 24.85 | 30609.8547 | 0
3135.5 | 130.6458 | 760 | 143 | 23 | 3.3698 | 3135.3373 | -50.0594 | 17.6887 | 40.4876 | -73.8308 | 48.0723 | 507.8265 | 133.4208 | 1.9158 | 643.1631 | 23.85 | 23246.4119 | 0
3136.5 | 130.6875 | 667 | 128 | 22 | 3.3701 | 3136.3373 | -65.0595 | 17.6998 | 29.9762 | -85.7252 | 62.2907 | 310.1452 | 119.4256 | 1.7149 | 431.2857 | 24.85 | 13745.0228 | 0
3137.5 | 130.7292 | 577 | 105 | 21 | 3.3704 | 3137.3373 | -80.0596 | 17.7108 | 19.2981 | -83.8068 | 70.2987 | 194.5164 | 97.9663 | 1.4067 | 293.8895 | 25.85 | 7503.2799 | 0
3138.5 | 130.7708 | 229 | 95 | 19 | 3.3706 | 3138.3373 | -95.0597 | 17.7218 | 8.8213 | -73.7791 | 74.2865 | 62.0194 | 88.6362 | 1.2728 | 151.9283 | 27.85 | 831.3068 | 7177.879
3139.5 | 130.8125 | 0 | 0 | 13 | 3.3709 | 3139.3373 | -110.0597 | 17.7328 | -1.1271 | -63.4928 | 78.1075 | 0 | 0 | 0 | 0 | 33.85 | -7225.1462 | 26234.9245
3140.5 | 130.8542 | 0 | 0 | 11 | 3.3711 | 3140.3373 | -125.0598 | 17.7438 | -10.1829 | -52.3813 | 81.5301 | 0 | 0 | 0 | 0 | 35.85 | -7705.1022 | 57760.7087
3141.5 | 130.8958 | 0 | 0 | 11 | 3.3714 | 3141.3373 | -140.0598 | 17.7548 | -17.8961 | -39.9782 | 84.3481 | 0 | 0 | 0 | 0 | 35.85 | -7705.1022 | 86372.356
3142.5 | 130.9375 | 0 | 0 | 10 | 3.3716 | 3142.3373 | -155.0599 | 17.7658 | -23.7205 | -26.0157 | 86.3882 | 0 | 0 | 0 | 0 | 36.85 | -7947.3005 | 110683.9112
3143.5 | 130.9792 | 0 | 0 | 8 | 3.3718 | 3143.3373 | -170.0599 | 17.7768 | -27.082 | -10.6389 | 87.5209 | 0 | 0 | 0 | 0 | 38.85 | -8436.1375 | 120932.8753
3144.5 | 131.0208 | 0 | 0 | 7 | 3.3719 | 3144.3373 | 174.94 | 17.7878 | -27.558 | 5.4358 | 87.6723 | 0 | 0 | 0 | 0 | 39.85 | -8682.7763 | 123491.3126
3145.5 | 131.0625 | 0 | 0 | 7 | 3.3721 | 3145.3373 | 159.94 | 17.7987 | -25.0819 | 21.1364 | 86.8319 | 0 | 0 | 0 | 0 | 39.85 | -8682.7763 | 112558.5193
3146.5 | 131.1042 | 0 | 0 | 6 | 3.3722 | 3146.3373 | 144.9399 | 17.8097 | -19.9806 | 35.5867 | 85.0538 | 0 | 0 | 0 | 0 | 40.85 | -8930.8952 | 99438.1137
3147.5 | 131.1458 | 0 | 0 | 4 | 3.3724 | 3147.3373 | 129.9399 | 17.8206 | -12.8038 | 48.4643 | 82.4508 | 0 | 0 | 0 | 0 | 42.85 | -9431.5736 | 76167.9283
3148.5 | 131.1875 | 0 | 0 | 6 | 3.3725 | 3148.3373 | 114.9399 | 17.8315 | -4.1187 | 59.9314 | 79.1831 | 0 | 0 | 0 | 0 | 40.85 | -8930.8952 | 46461.3843
3149.5 | 131.2292 | 299 | 21 | 6 | 3.3726 | 3149.3373 | 99.9399 | 17.8424 | 5.5932 | 70.4072 | 75.447 | 75.1312 | 19.5933 | 0.28135 | 95.0058 | 40.85 | -4771.1098 | 27033.1361
3150.5 | 131.2708 | 580 | 58 | 10 | 3.3726 | 3150.3373 | 84.9398 | 17.8533 | 15.9453 | 80.4269 | 71.466 | 184.3628 | 54.1147 | 0.77705 | 239.2546 | 36.85 | 2528.3482 | 5894.9586
3151.5 | 131.3125 | 616 | 108 | 14 | 3.3727 | 3151.3373 | 69.9398 | 17.8642 | 26.6071 | 89.366 | 66.8703 | 241.9732 | 100.7654 | 1.4469 | 344.1855 | 32.85 | 8082.6099 | 0
3152.5 | 131.3542 | 654 | 158 | 16 | 3.3727 | 3152.3373 | 54.9398 | 17.8751 | 37.238 | 78.1059 | 52.6921 | 396.3883 | 147.416 | 2.1168 | 545.9211 | 30.85 | 17386.5784 | 0
3153.5 | 131.3958 | 840 | 119 | 18.1 | 3.3728 | 3153.3373 | 39.9398 | 17.886 | 47.3737 | 64.4433 | 38.4376 | 657.9599 | 111.0285 | 1.5943 | 770.5827 | 28.75 | 27711.5353 | 0
3154.5 | 131.4375 | 870 | 129 | 20 | 3.3728 | 3154.3373 | 24.9398 | 17.8969 | 56.1968 | 46.1577 | 24.1736 | 793.7087 | 120.3586 | 1.7283 | 915.7956 | 26.85 | 34505.7437 | 0
3155.5 | 131.4792 | 898 | 128 | 22 | 3.3728 | 3155.3373 | 9.9398 | 17.9078 | 62.148 | 20.5835 | 10.1386 | 883.9776 | 119.4256 | 1.7149 | 1005.1181 | 24.85 | 38870.001 | 0
3156.5 | 131.5208 | 873 | 142 | 24 | 3.3728 | 3156.3373 | -5.0602 | 17.9186 | 63.0986 | -10.6894 | 5.9503 | 868.2965 | 132.4878 | 1.9024 | 1002.6867 | 22.85 | 39210.9374 | 0
3157.5 | 131.5625 | 859 | 143 | 26 | 3.3727 | 3157.3373 | -20.0602 | 17.9295 | 58.5763 | -38.7523 | 19.5577 | 809.4398 | 133.4208 | 1.9158 | 944.7764 | 20.85 | 37116.8342 | 0
3158.5 | 131.6042 | 793 | 168 | 27 | 3.3727 | 3158.3373 | -35.0602 | 17.9403 | 50.4832 | -59.1906 | 33.7945 | 659.0128 | 156.7461 | 2.2508 | 818.0097 | 19.85 | 31784.9293 | 0
3159.5 | 131.6458 | 556 | 219 | 27 | 3.3726 | 3159.3373 | -50.0602 | 17.9511 | 40.6692 | -74.0802 | 48.0561 | 371.6322 | 204.3298 | 2.934 | 578.896 | 19.85 | 21315.4518 | 0
3160.5 | 131.6875 | 152 | 242 | 25 | 3.3725 | 3160.3373 | -65.0601 | 17.9619 | 30.1499 | -85.9521 | 62.2578 | 70.755 | 225.7891 | 3.2422 | 299.7863 | 21.85 | 8656.255 | 0
3161.5 | 131.7292 | 82 | 158 | 21 | 3.3724 | 3161.3373 | -80.0601 | 17.9727 | 19.4725 | -83.5996 | 70.0474 | 27.9819 | 147.416 | 2.1168 | 177.5147 | 25.85 | 2407.8688 | 0
3162.5 | 131.7708 | 167 | 120 | 16 | 3.3723 | 3162.3373 | -95.0601 | 17.9835 | 9.0028 | -73.5882 | 74.0352 | 45.9329 | 111.9615 | 1.6077 | 159.5022 | 30.85 | 467.4123 | 8234.8396
3163.5 | 131.8125 | 0 | 0 | 12 | 3.3722 | 3163.3373 | -110.06 | 17.9943 | -0.93328 | -63.3173 | 77.8548 | 0 | 0 | 0 | 0 | 34.85 | -7464.3841 | 26363.7644
3164.5 | 131.8542 | 0 | 0 | 11 | 3.372 | 3164.3373 | -125.06 | 18.0051 | -9.9726 | -52.2237 | 81.2753 | 0 | 0 | 0 | 0 | 35.85 | -7705.1022 | 57451.4258
3165.5 | 131.8958 | 0 | 0 | 12 | 3.3719 | 3165.3373 | -140.06 | 18.0159 | -17.6672 | -39.8462 | 84.091 | 0 | 0 | 0 | 0 | 34.85 | -7464.3841 | 78031.4792
3166.5 | 131.9375 | 0 | 0 | 12 | 3.3717 | 3166.3373 | -155.0599 | 18.0267 | -23.4741 | -25.9222 | 86.129 | 0 | 0 | 0 | 0 | 34.85 | -7464.3841 | 104543.5764
3167.5 | 131.9792 | 0 | 0 | 12 | 3.3715 | 3167.3373 | -170.0599 | 18.0374 | -26.8239 | -10.5985 | 87.2606 | 0 | 0 | 0 | 0 | 34.85 | -7464.3841 | 119736.0474
3168.5 | 132.0208 | 0 | 0 | 10.9 | 3.3713 | 3168.3373 | 174.9402 | 18.0481 | -27.2983 | 5.4148 | 87.412 | 0 | 0 | 0 | 0 | 35.95 | -7729.2554 | 120023.064
3169.5 | 132.0625 | 0 | 0 | 10 | 3.3711 | 3169.3373 | 159.9402 | 18.0589 | -24.8315 | 21.0587 | 86.5728 | 0 | 0 | 0 | 0 | 36.85 | -7947.3005 | 71896.4478
3170.5 | 132.1042 | 0 | 0 | 11 | 3.3708 | 3170.3373 | 144.9403 | 18.0696 | -19.7468 | 35.4659 | 84.797 | 0 | 0 | 0 | 0 | 35.85 | -7705.1022 | 58140.9195
3171.5 | 132.1458 | 0 | 0 | 10 | 3.3706 | 3171.3373 | 129.9404 | 18.0803 | -12.5889 | 48.3147 | 82.1968 | 0 | 0 | 0 | 0 | 36.85 | -7947.3005 | 29913.5169
3172.5 | 132.1875 | 0 | 0 | 10 | 3.3703 | 3172.3373 | 114.9404 | 18.091 | -3.9215 | 59.7623 | 78.9318 | 0 | 0 | 0 | 0 | 36.85 | -7947.3005 | 10640.6978
3173.5 | 132.2292 | 0 | 16 | 11 | 3.37 | 3173.3373 | 99.9405 | 18.1017 | 5.7763 | 70.2227 | 75.1977 | 0 | 14.9282 | 0.21436 | 15.1426 | 35.85 | -7042.0924 | 0
3174.5 | 132.2708 | 0 | 70 | 11 | 3.3697 | 3174.3373 | 84.9406 | 18.1124 | 16.1192 | 80.2271 | 71.2176 | 0 | 65.3109 | 0.93782 | 66.2487 | 35.85 | -4804.4342 | 0
3175.5 | 132.3125 | 0 | 141 | 11 | 3.3694 | 3175.3373 | 69.9407 | 18.1231 | 26.7777 | 89.5839 | 66.833 | 0 | 131.5548 | 1.889 | 133.4438 | 35.85 | -1862.328 | 0
3176.5 | 132.3542 | 0 | 163 | 12 | 3.369 | 3176.3373 | 54.9407 | 18.1338 | 37.4129 | 78.3455 | 52.6715 | 0 | 152.0811 | 2.1838 | 154.2649 | 34.85 | -709.9714 | 0
3177.5 | 132.3958 | 0 | 149 | 12 | 3.3687 | 3177.3373 | 39.9408 | 18.1444 | 47.563 | 64.7034 | 38.4352 | 0 | 139.0189 | 1.9962 | 141.0151 | 34.85 | -1290.105 | 0
3178.5 | 132.4375 | 0 | 143 | 12 | 3.3683 | 3178.3373 | 24.9409 | 18.1551 | 56.4131 | 46.4117 | 24.196 | 0 | 133.4208 | 1.9158 | 135.3367 | 34.85 | -1538.7337 | 0
3179.5 | 132.4792 | 0 | 196 | 12 | 3.3679 | 3179.3373 | 9.941 | 18.1657 | 62.3964 | 20.7327 | 10.2236 | 0 | 182.8705 | 2.6259 | 185.4964 | 34.85 | 657.4864 | 0
3180.5 | 132.5208 | 0 | 251 | 12 | 3.3675 | 3180.3373 | -5.0589 | 18.1763 | 63.354 | -10.7666 | 6.0991 | 0 | 234.1862 | 3.3628 | 237.549 | 34.85 | 2936.5827 | 0
3181.5 | 132.5625 | 6 | 197 | 13 | 3.3671 | 3181.3373 | -20.0588 | 18.187 | 58.8041 | -38.9834 | 19.5903 | 5.6527 | 183.8035 | 2.6393 | 192.0955 | 33.85 | 1185.6625 | 0
3182.5 | 132.6042 | 134 | 369 | 14 | 3.3667 | 3182.3372 | -35.0587 | 18.1976 | 50.6807 | -59.4504 | 33.7968 | 111.356 | 344.2817 | 4.9437 | 460.5814 | 32.85 | 13178.9469 | 0
3183.5 | 132.6458 | 25 | 247 | 14.4 | 3.3662 | 3183.3372 | -50.0586 | 18.2082 | 40.8481 | -74.3239 | 48.039 | 16.7156 | 230.4541 | 3.3092 | 250.4789 | 32.45 | 4074.3992 | 0
3184.5 | 132.6875 | 311 | 236 | 14 | 3.3657 | 3184.3372 | -65.0584 | 18.2188 | 30.3213 | -86.1735 | 62.224 | 144.9309 | 220.191 | 3.1618 | 368.2837 | 32.85 | 9137.7364 | 0
3185.5 | 132.7292 | 287 | 151 | 13 | 3.3653 | 3185.3372 | -80.0583 | 18.2294 | 19.6447 | -83.3977 | 69.8006 | 99.0978 | 140.8849 | 2.023 | 242.0058 | 33.85 | 3370.9604 | 0
3186.5 | 132.7708 | 203 | 109 | 11.5 | 3.3648 | 3186.3372 | -95.0582 | 18.2399 | 9.1821 | -73.4026 | 73.7883 | 56.6749 | 101.6984 | 1.4603 | 159.8336 | 35.35 | -586.3188 | 0
3187.5 | 132.8125 | 33 | 0 | 9.8 | 3.3643 | 3187.3372 | -110.0581 | 18.2505 | -0.7419 | -63.1469 | 77.6068 | 7.0824 | 0 | 0 | 7.0824 | 37.05 | -7685.8163 | 0
3188.5 | 132.8542 | 0 | 0 | 9 | 3.3637 | 3188.3372 | -125.0579 | 18.2611 | -9.7653 | -52.0713 | 81.0253 | 0 | 0 | 0 | 0 | 37.85 | -8190.9789 | 8526.8703
3189.5 | 132.8958 | 0 | 0 | 7 | 3.3632 | 3189.3372 | -140.0578 | 18.2716 | -17.442 | -39.7193 | 83.8387 | 0 | 0 | 0 | 0 | 39.85 | -8682.7763 | 44864.6241
3190.5 | 132.9375 | 0 | 0 | 8 | 3.3626 | 3190.3372 | -155.0577 | 18.2821 | -23.232 | -25.8332 | 85.8749 | 0 | 0 | 0 | 0 | 38.85 | -8436.1375 | 27450.8601
3191.5 | 132.9792 | 0 | 0 | 7 | 3.362 | 3191.3372 | -170.0575 | 18.2927 | -26.5707 | -10.5616 | 87.0055 | 0 | 0 | 0 | 0 | 39.85 | -8682.7763 | 110762.5949
3192.5 | 133.0208 | 0 | 0 | 8 | 3.3615 | 3192.3372 | 174.9426 | 18.3032 | -27.044 | 5.3919 | 87.1571 | 0 | 0 | 0 | 0 | 38.85 | -8436.1375 | 124468.0421
3193.5 | 133.0625 | 0 | 0 | 8 | 3.3608 | 3193.3371 | 159.9428 | 18.3137 | -24.5867 | 20.9806 | 86.3193 | 0 | 0 | 0 | 0 | 38.85 | -8436.1375 | 111769.6507
3194.5 | 133.1042 | 0 | 0 | 8 | 3.3602 | 3194.3371 | 144.9429 | 18.3242 | -19.5187 | 35.3459 | 84.5459 | 0 | 0 | 0 | 0 | 38.85 | -8436.1375 | 93107.8336
3195.5 | 133.1458 | 0 | 0 | 8 | 3.3596 | 3195.3371 | 129.9431 | 18.3347 | -12.3797 | 48.1665 | 81.9485 | 0 | 0 | 0 | 0 | 38.85 | -8436.1375 | 74809.7824
3196.5 | 133.1875 | 0 | 0 | 9 | 3.3589 | 3196.3371 | 114.9433 | 18.3452 | -3.7297 | 59.5951 | 78.6862 | 0 | 0 | 0 | 0 | 37.85 | -8190.9789 | 37877.4302
3197.5 | 133.2292 | 64 | 31 | 9 | 3.3583 | 3197.3371 | 99.9434 | 18.3557 | 5.9541 | 70.0404 | 74.9542 | 16.6139 | 28.9234 | 0.41532 | 45.9526 | 37.85 | -6178.9673 | 24320.8942
3198.5 | 133.2708 | 59 | 111 | 11 | 3.3576 | 3198.3371 | 84.9436 | 18.3661 | 16.2876 | 80.0296 | 70.975 | 19.2329 | 103.5644 | 1.4871 | 124.2844 | 35.85 | -2263.3698 | 3459.3788
3199.5 | 133.3125 | 171 | 208 | 13 | 3.3569 | 3199.3371 | 69.9438 | 18.3766 | 26.9428 | 89.7995 | 66.7991 | 67.3664 | 194.0666 | 2.7867 | 264.2198 | 33.85 | 4343.5891 | 0
3200.5 | 133.3542 | 549 | 220 | 13 | 3.3561 | 3200.3371 | 54.944 | 18.387 | 37.5821 | 78.5831 | 52.6544 | 333.0349 | 205.2628 | 2.9474 | 541.2451 | 33.85 | 16473.0108 | 0
3201.5 | 133.3958 | 313 | 331 | 14 | 3.3554 | 3201.3371 | 39.9441 | 18.3974 | 47.7464 | 64.9622 | 38.4364 | 245.1726 | 308.8272 | 4.4346 | 558.4344 | 32.85 | 17463.3918 | 0
3202.5 | 133.4375 | 161 | 399 | 16 | 3.3547 | 3202.337 | 24.9443 | 18.4079 | 56.6232 | 46.6666 | 24.2226 | 146.8253 | 372.2721 | 5.3456 | 524.4429 | 30.85 | 16446.1688 | 0
3203.5 | 133.4792 | 329 | 412 | 17 | 3.3539 | 3203.337 | 9.9445 | 18.4183 | 62.6389 | 20.8857 | 10.3143 | 323.6834 | 384.4012 | 5.5198 | 713.6044 | 29.85 | 24961.8312 | 0
3204.5 | 133.5208 | 596 | 333 | 18 | 3.3531 | 3204.337 | -5.0553 | 18.4287 | 63.6043 | -10.8386 | 6.2499 | 592.4577 | 310.6932 | 4.4614 | 907.6123 | 28.85 | 33688.2112 | 0
3205.5 | 133.5625 | 145 | 342 | 19 | 3.3523 | 3205.337 | -20.0551 | 18.4391 | 59.0278 | -39.2089 | 19.6232 | 136.5786 | 319.0903 | 4.5819 | 460.2509 | 27.85 | 14331.0633 | 0
3206.5 | 133.6042 | 555 | 330 | 19 | 3.3515 | 3206.337 | -35.0549 | 18.4495 | 50.8748 | -59.7042 | 33.7986 | 461.2042 | 307.8942 | 4.4212 | 773.5195 | 27.85 | 28047.3784 | 0
3207.5 | 133.6458 | 6 | 190 | 19 | 3.3507 | 3207.337 | -50.0547 | 18.4599 | 41.0243 | -74.5618 | 48.0212 | 4.0131 | 177.2724 | 2.5455 | 183.8311 | 27.85 | 2228.1528 | 0
3208.5 | 133.6875 | 565 | 196 | 18 | 3.3498 | 3208.337 | -65.0545 | 18.4702 | 30.4905 | -86.3892 | 62.1893 | 263.6015 | 182.8705 | 2.6259 | 449.0979 | 28.85 | 13612.3776 | 0
3209.5 | 133.7292 | 580 | 104 | 17 | 3.349 | 3209.3369 | -80.0542 | 18.4806 | 19.8148 | -83.2012 | 69.5584 | 202.5664 | 97.0333 | 1.3933 | 300.993 | 29.85 | 6895.8395 | 0
3210.5 | 133.7708 | 248 | 96 | 14 | 3.3481 | 3210.3369 | -95.054 | 18.4909 | 9.3591 | -73.2222 | 73.5461 | 70.2444 | 89.5692 | 1.2862 | 161.0998 | 32.85 | 66.2895 | 0
3211.5 | 133.8125 | 43 | 0 | 13 | 3.3472 | 3211.3369 | -110.0538 | 18.5013 | -0.55309 | -62.9819 | 77.3634 | 9.4069 | 0 | 0 | 9.4069 | 33.85 | -6813.2681 | 1040.6204
3212.5 | 133.8542 | 0 | 0 | 11 | 3.3463 | 3212.3369 | -125.0536 | 18.5116 | -9.5611 | -51.9241 | 80.7801 | 0 | 0 | 0 | 0 | 35.85 | -7705.1022 | 0
3213.5 | 133.8958 | 0 | 0 | 9 | 3.3454 | 3213.3369 | -140.0533 | 18.5219 | -17.2203 | -39.5973 | 83.5915 | 0 | 0 | 0 | 0 | 37.85 | -8190.9789 | 2680.8619
3214.5 | 133.9375 | 0 | 0 | 7 | 3.3444 | 3214.3369 | -155.0531 | 18.5322 | -22.9943 | -25.7487 | 85.626 | 0 | 0 | 0 | 0 | 39.85 | -8682.7763 | 26216.8093
3215.5 | 133.9792 | 0 | 0 | 7 | 3.3435 | 3215.3369 | -170.0529 | 18.5425 | -26.3226 | -10.5281 | 86.7557 | 0 | 0 | 0 | 0 | 39.85 | -8682.7763 | 76212.1752
3216.5 | 134.0208 | 0 | 0 | 7 | 3.3425 | 3216.3368 | 174.9474 | 18.5528 | -26.7954 | 5.3672 | 86.9076 | 0 | 0 | 0 | 0 | 39.85 | -8682.7763 | 100828.6952
3217.5 | 134.0625 | 0 | 0 | 5 | 3.3415 | 3217.3368 | 159.9476 | 18.5631 | -24.3477 | 20.9021 | 86.0714 | 0 | 0 | 0 | 0 | 41.85 | -9180.4943 | 95406.4186
3218.5 | 134.1042 | 0 | 0 | 4 | 3.3405 | 3218.3368 | 144.9479 | 18.5734 | -19.2963 | 35.2267 | 84.3004 | 0 | 0 | 0 | 0 | 42.85 | -9431.5736 | 92749.8036
3219.5 | 134.1458 | 0 | 0 | 3 | 3.3395 | 3219.3368 | 129.9481 | 18.5836 | -12.1761 | 48.0199 | 81.7059 | 0 | 0 | 0 | 0 | 43.85 | -9684.1331 | 62618.9932
3220.5 | 134.1875 | 0 | 0 | 3 | 3.3385 | 3220.3368 | 114.9484 | 18.5939 | -3.5435 | 59.4299 | 78.4464 | 0 | 0 | 0 | 0 | 43.85 | -9684.1331 | 8458.8895
3221.5 | 134.2292 | 308 | 23 | 6 | 3.3374 | 3221.3368 | 99.9486 | 18.6041 | 6.1264 | 69.8603 | 74.7165 | 81.1875 | 21.4593 | 0.30814 | 102.9549 | 40.85 | -4423.0633 | 2286.6355
3222.5 | 134.2708 | 577 | 61 | 7 | 3.3364 | 3222.3367 | 84.9489 | 18.6144 | 16.4507 | 79.8344 | 70.7382 | 190.3433 | 56.9138 | 0.81725 | 248.0743 | 39.85 | 2179.0391 | 0
3223.5 | 134.3125 | 691 | 90 | 11 | 3.3353 | 3223.3367 | 69.9492 | 18.6246 | 27.1023 | 89.9872 | 66.7562 | 272.6989 | 83.9711 | 1.2058 | 357.8759 | 35.85 | 7964.3203 | 0
3224.5 | 134.3542 | 760 | 116 | 12 | 3.3342 | 3224.3367 | 54.9494 | 18.6348 | 37.7455 | 78.8185 | 52.6407 | 461.1764 | 108.2295 | 1.5541 | 570.96 | 34.85 | 17534.824 | 0
3225.5 | 134.3958 | 804 | 136 | 14 | 3.3331 | 3225.3367 | 39.9497 | 18.645 | 47.9238 | 65.2197 | 38.4411 | 629.731 | 126.8897 | 1.8221 | 758.4427 | 32.85 | 26220.6626 | 0
3226.5 | 134.4375 | 870 | 130 | 16 | 3.332 | 3226.3367 | 24.95 | 18.6552 | 56.8271 | 46.922 | 24.2532 | 793.213 | 121.2917 | 1.7417 | 916.2463 | 30.85 | 33601.0922 | 0
3227.5 | 134.4792 | 856 | 148 | 17 | 3.3308 | 3227.3366 | 9.9503 | 18.6654 | 62.8755 | 21.0426 | 10.4103 | 841.9094 | 138.0859 | 1.9828 | 981.9781 | 29.85 | 36712.4422 | 0
3228.5 | 134.5208 | 854 | 154 | 18 | 3.3297 | 3228.3366 | -5.0494 | 18.6756 | 63.8495 | -10.9054 | 6.4019 | 848.6747 | 143.684 | 2.0632 | 994.4219 | 28.85 | 37489.1249 | 0
3229.5 | 134.5625 | 793 | 176 | 19 | 3.3285 | 3229.3366 | -20.0491 | 18.6857 | 59.2473 | -39.4285 | 19.6561 | 746.7907 | 164.2102 | 2.358 | 913.3589 | 27.85 | 34170.1801 | 0
3230.5 | 134.6042 | 841 | 125 | 20 | 3.3273 | 3230.3366 | -35.0488 | 18.6959 | 51.0657 | -59.952 | 33.7996 | 698.8609 | 116.6266 | 1.6747 | 817.1621 | 26.85 | 30187.1265 | 0
3231.5 | 134.6458 | 797 | 124 | 21 | 3.3261 | 3231.3366 | -50.0485 | 18.706 | 41.1979 | -74.7937 | 48.0025 | 533.2715 | 115.6936 | 1.6613 | 650.6263 | 25.85 | 23122.8329 | 0
3232.5 | 134.6875 | 723 | 113 | 21 | 3.3249 | 3232.3365 | -65.0482 | 18.7162 | 30.6572 | -86.5994 | 62.1538 | 337.7137 | 105.4304 | 1.5139 | 444.658 | 25.85 | 14104.6087 | 0
3233.5 | 134.7292 | 599 | 104 | 21 | 3.3237 | 3233.3365 | -80.0479 | 18.7263 | 19.9825 | -83.0101 | 69.3209 | 211.5269 | 97.0333 | 1.3933 | 309.9536 | 25.85 | 8206.639 | 0
3234.5 | 134.7708 | 319 | 98 | 17 | 3.3224 | 3234.3365 | -95.0476 | 18.7364 | 9.5338 | -73.0472 | 73.3086 | 91.6222 | 91.4352 | 1.313 | 184.3704 | 29.85 | 1789.574 | 0
3235.5 | 134.8125 | 59 | 1 | 14 | 3.3211 | 3235.3365 | -110.0473 | 18.7465 | -0.36692 | -62.822 | 77.1249 | 13.1468 | 0.93301 | 0.013397 | 14.0932 | 32.85 | -6370.3236 | 0
3236.5 | 134.8542 | 0 | 0 | 12 | 3.3199 | 3236.3365 | -125.047 | 18.7566 | -9.3599 | -51.7821 | 80.5398 | 0 | 0 | 0 | 0 | 34.85 | -7464.3841 | 4218.7383
3237.5 | 134.8958 | 0 | 0 | 11 | 3.3186 | 3237.3364 | -140.0466 | 18.7667 | -17.0024 | -39.4804 | 83.3492 | 0 | 0 | 0 | 0 | 35.85 | -7705.1022 | 14030.8853
3238.5 | 134.9375 | 0 | 0 | 10 | 3.3173 | 3238.3364 | -155.0463 | 18.7768 | -22.761 | -25.6686 | 85.3822 | 0 | 0 | 0 | 0 | 36.85 | -7947.3005 | 11416.8305
3239.5 | 134.9792 | 0 | 0 | 8 | 3.3159 | 3239.3364 | -170.046 | 18.7869 | -26.0797 | -10.4979 | 86.5113 | 0 | 0 | 0 | 0 | 38.85 | -8436.1375 | 13459.4621
3240.5 | 135.0208 | 0 | 0 | 7 | 3.3146 | 3240.3364 | 174.9544 | 18.7969 | -26.5523 | 5.3406 | 86.6637 | 0 | 0 | 0 | 0 | 39.85 | -8682.7763 | 16334.912
3241.5 | 135.0625 | 0 | 0 | 6 | 3.3132 | 3241.3364 | 159.9547 | 18.807 | -24.1146 | 20.8232 | 85.8292 | 0 | 0 | 0 | 0 | 40.85 | -8930.8952 | 40513.5646
3242.5 | 135.1042 | 0 | 0 | 4 | 3.3119 | 3242.3363 | 144.955 | 18.817 | -19.0797 | 35.1083 | 84.0607 | 0 | 0 | 0 | 0 | 42.85 | -9431.5736 | 44699.996
3243.5 | 135.1458 | 0 | 0 | 4 | 3.3105 | 3243.3363 | 129.9554 | 18.8271 | -11.9781 | 47.8748 | 81.4692 | 0 | 0 | 0 | 0 | 42.85 | -9431.5736 | 0
3244.5 | 135.1875 | 0 | 0 | 3 | 3.3091 | 3244.3363 | 114.9557 | 18.8371 | -3.3628 | 59.2667 | 78.2125 | 0 | 0 | 0 | 0 | 43.85 | -9684.1331 | 0
3245.5 | 135.2292 | 297 | 25 | 5 | 3.3076 | 3245.3363 | 99.9561 | 18.8471 | 6.2933 | 69.6825 | 74.4847 | 79.4463 | 23.3253 | 0.33494 | 103.1066 | 41.85 | -4666.022 | 0
3246.5 | 135.2708 | 567 | 64 | 8 | 3.3062 | 3246.3362 | 84.9564 | 18.8571 | 16.6083 | 79.6417 | 70.5074 | 189.1994 | 59.7128 | 0.85744 | 249.7697 | 38.85 | 2499.9081 | 0
3247.5 | 135.3125 | 635 | 106 | 12 | 3.3048 | 3247.3362 | 69.9568 | 18.8671 | 27.2563 | 89.7765 | 66.525 | 252.9519 | 98.8993 | 1.4201 | 353.2714 | 34.85 | 8003.4331 | 0
3248.5 | 135.3542 | 690 | 147 | 14 | 3.3033 | 3248.3362 | 54.9572 | 18.8771 | 37.9032 | 79.0515 | 52.6303 | 418.7991 | 137.1529 | 1.9694 | 557.9214 | 32.85 | 17440.9328 | 0
3249.5 | 135.3958 | 615 | 220 | 16 | 3.3018 | 3249.3362 | 39.9575 | 18.8871 | 48.0951 | 65.4755 | 38.4493 | 481.6427 | 205.2628 | 2.9474 | 689.8529 | 30.85 | 23688.5641 | 0
3250.5 | 135.4375 | 745 | 200 | 17 | 3.3003 | 3250.3361 | 24.9579 | 18.897 | 57.0247 | 47.1779 | 24.2876 | 679.0619 | 186.6025 | 2.6795 | 868.344 | 29.85 | 31737.0276 | 0
3251.5 | 135.4792 | 814 | 172 | 19 | 3.2988 | 3251.3361 | 9.9583 | 18.907 | 63.1059 | 21.2031 | 10.5109 | 800.3413 | 160.4782 | 2.3044 | 963.1238 | 27.85 | 36349.1127 | 0
3252.5 | 135.5208 | 710 | 258 | 22 | 3.2973 | 3252.3361 | -5.0413 | 18.9169 | 64.0894 | -10.9667 | 6.5544 | 705.3594 | 240.7173 | 3.4565 | 949.5332 | 24.85 | 36436.2444 | 0
3253.5 | 135.5625 | 248 | 404 | 22 | 3.2957 | 3253.3361 | -20.0409 | 18.9269 | 59.4626 | -39.6421 | 19.6889 | 233.5009 | 376.9371 | 5.4126 | 615.8506 | 24.85 | 21826.1095 | 0
3254.5 | 135.6042 | 189 | 384 | 22 | 3.2942 | 3254.336 | -35.0405 | 18.9368 | 51.2532 | -60.1934 | 33.8 | 157.056 | 358.2769 | 5.1446 | 520.4775 | 24.85 | 17650.2472 | 0
3255.5 | 135.6458 | 56 | 309 | 21 | 3.2926 | 3255.336 | -50.0402 | 18.9467 | 41.3687 | -75.0195 | 47.9829 | 37.4837 | 288.3009 | 4.1398 | 329.9245 | 25.85 | 9081.0564 | 0
3256.5 | 135.6875 | 13 | 212 | 19 | 3.291 | 3256.336 | -65.0398 | 18.9566 | 30.8216 | -86.8037 | 62.1173 | 6.0796 | 197.7987 | 2.8403 | 206.7186 | 27.85 | 3230.2714 | 0
3257.5 | 135.7292 | 0 | 109 | 17 | 3.2894 | 3257.336 | -80.0394 | 18.9665 | 20.148 | -82.8246 | 69.0882 | 0 | 101.6984 | 1.4603 | 103.1587 | 29.85 | -1766.2417 | 0
3258.5 | 135.7708 | 0 | 74 | 15 | 3.2878 | 3258.3359 | -95.039 | 18.9764 | 9.706 | -72.8775 | 73.0758 | 0 | 69.0429 | 0.99141 | 70.0344 | 31.85 | -3684.6903 | 2191.2041
3259.5 | 135.8125 | 0 | 1 | 14 | 3.2862 | 3259.3359 | -110.0385 | 18.9863 | -0.18347 | -62.6675 | 76.8911 | 0 | 0.93301 | 0.013397 | 0.94641 | 32.85 | -6945.9503 | 9052.4079
3260.5 | 135.8542 | 0 | 0 | 11 | 3.2845 | 3260.3359 | -125.0381 | 18.9961 | -9.1619 | -51.6453 | 80.3044 | 0 | 0 | 0 | 0 | 35.85 | -7705.1022 | 20937.9343
3261.5 | 135.8958 | 0 | 0 | 9 | 3.2829 | 3261.3358 | -140.0377 | 19.006 | -16.7883 | -39.3684 | 83.1121 | 0 | 0 | 0 | 0 | 37.85 | -8190.9789 | 59644.6448
3262.5 | 135.9375 | 0 | 0 | 9 | 3.2812 | 3262.3358 | -155.0373 | 19.0158 | -22.5323 | -25.5928 | 85.1438 | 0 | 0 | 0 | 0 | 37.85 | -8190.9789 | 89888.1136
3263.5 | 135.9792 | 0 | 0 | 9 | 3.2795 | 3263.3358 | -170.0369 | 19.0257 | -25.842 | -10.4709 | 86.2724 | 0 | 0 | 0 | 0 | 37.85 | -8190.9789 | 47527.8215
3264.5 | 136.0208 | 0 | 0 | 9 | 3.2778 | 3264.3358 | 174.9636 | 19.0355 | -26.3149 | 5.3122 | 86.4254 | 0 | 0 | 0 | 0 | 37.85 | -8190.9789 | 96591.686
3265.5 | 136.0625 | 0 | 0 | 9 | 3.276 | 3265.3357 | 159.964 | 19.0453 | -23.8873 | 20.7441 | 85.5927 | 0 | 0 | 0 | 0 | 37.85 | -8190.9789 | 7058.4246
3266.5 | 136.1042 | 0 | 0 | 9 | 3.2743 | 3266.3357 | 144.9644 | 19.0551 | -18.8689 | 34.9908 | 83.8269 | 0 | 0 | 0 | 0 | 37.85 | -8190.9789 | 0
3267.5 | 136.1458 | 0 | 0 | 9 | 3.2726 | 3267.3357 | 129.9649 | 19.0649 | -11.7859 | 47.7314 | 81.2384 | 0 | 0 | 0 | 0 | 37.85 | -8190.9789 | 0
3268.5 | 136.1875 | 0 | 0 | 9 | 3.2708 | 3268.3356 | 114.9653 | 19.0747 | -3.1877 | 59.1056 | 77.9846 | 0 | 0 | 0 | 0 | 37.85 | -8190.9789 | 7955.6284
3269.5 | 136.2292 | 70 | 34 | 10 | 3.269 | 3269.3356 | 99.9658 | 19.0845 | 6.4547 | 69.5071 | 74.2588 | 18.9904 | 31.7224 | 0.45551 | 51.1684 | 36.85 | -5706.9179 | 0
3270.5 | 136.2708 | 70 | 113 | 11 | 3.2672 | 3270.3356 | 84.9662 | 19.0943 | 16.7605 | 79.4516 | 70.2825 | 23.6167 | 105.4304 | 1.5139 | 130.5611 | 35.85 | -1988.5475 | 0
3271.5 | 136.3125 | 0 | 88 | 12 | 3.2654 | 3271.3356 | 69.9667 | 19.104 | 27.4048 | 89.5684 | 66.2997 | 0 | 82.1051 | 1.179 | 83.2841 | 34.85 | -3817.83 | 0
3272.5 | 136.3542 | 29 | 224 | 12 | 3.2635 | 3272.3355 | 54.9671 | 19.1138 | 38.0551 | 79.2821 | 52.6232 | 17.6046 | 208.9948 | 3.001 | 229.6005 | 34.85 | 2588.5619 | 0
3273.5 | 136.3958 | 201 | 331 | 14 | 3.2617 | 3273.3355 | 39.9676 | 19.1235 | 48.2603 | 65.7295 | 38.4608 | 157.3899 | 308.8272 | 4.4346 | 470.6517 | 32.85 | 13619.869 | 0
3274.5 | 136.4375 | 71 | 290 | 16 | 3.2598 | 3274.3355 | 24.968 | 19.1332 | 57.2159 | 47.4339 | 24.3255 | 64.6966 | 270.5737 | 3.8853 | 339.1556 | 30.85 | 8333.4504 | 0
3275.5 | 136.4792 | 641 | 303 | 16 | 3.258 | 3275.3354 | 9.9685 | 19.143 | 63.3302 | 21.3672 | 10.6155 | 630.0296 | 282.7028 | 4.0594 | 916.7919 | 30.85 | 33624.9788 | 0
3276.5 | 136.5208 | 848 | 168 | 18 | 3.2561 | 3276.3354 | -5.031 | 19.1527 | 64.3241 | -11.0225 | 6.7068 | 842.197 | 156.7461 | 2.2508 | 1001.194 | 28.85 | 37785.6376 | 0
3277.5 | 136.5625 | 774 | 195 | 18 | 3.2542 | 3277.3354 | -20.0305 | 19.1624 | 59.6736 | -39.8495 | 19.7214 | 728.6005 | 181.9375 | 2.6125 | 913.1505 | 28.85 | 33930.6977 | 0
3278.5 | 136.6042 | 725 | 186 | 19 | 3.2522 | 3278.3353 | -35.0301 | 19.1721 | 51.4373 | -60.4284 | 33.7996 | 602.4666 | 173.5404 | 2.4919 | 778.4989 | 27.85 | 28265.3989 | 0
3279.5 | 136.6458 | 747 | 160 | 19 | 3.2503 | 3279.3353 | -50.0296 | 19.1817 | 41.5367 | -75.2392 | 47.9624 | 500.205 | 149.282 | 2.1436 | 651.6306 | 27.85 | 22710.531 | 0
3280.5 | 136.6875 | 393 | 218 | 20 | 3.2484 | 3280.3353 | -65.0291 | 19.1914 | 30.9835 | -87.0023 | 62.08 | 184.0179 | 203.3968 | 2.9206 | 390.3353 | 26.85 | 11498.7175 | 0
3281.5 | 136.7292 | 549 | 115 | 18 | 3.2464 | 3281.3352 | -80.0286 | 19.2011 | 20.311 | -82.6445 | 68.8603 | 197.9933 | 107.2965 | 1.5407 | 306.8304 | 28.85 | 7383.2646 | 0
3282.5 | 136.7708 | 247 | 100 | 17 | 3.2444 | 3282.3352 | -95.0281 | 19.2107 | 9.8757 | -72.7132 | 72.8479 | 72.8425 | 93.3013 | 1.3397 | 167.4835 | 29.85 | 1050.1879 | 0
3283.5 | 136.8125 | 52 | 1 | 14 | 3.2424 | 3283.3352 | -110.0276 | 19.2204 | -0.0028181 | -62.5183 | 76.6623 | 11.9959 | 0.93301 | 0.013397 | 12.9423 | 32.85 | -6420.7156 | 1249.1412
3284.5 | 136.8542 | 0 | 0 | 13 | 3.2404 | 3284.3351 | -125.0271 | 19.23 | -8.9672 | -51.5137 | 80.0741 | 0 | 0 | 0 | 0 | 33.85 | -7225.1462 | 18712.5993
3285.5 | 136.8958 | 0 | 0 | 12 | 3.2384 | 3285.3351 | -140.0266 | 19.2396 | -16.5782 | -39.2613 | 82.8802 | 0 | 0 | 0 | 0 | 34.85 | -7464.3841 | 25002.9837
3286.5 | 136.9375 | 0 | 0 | 12 | 3.2363 | 3286.3351 | -155.0261 | 19.2492 | -22.3082 | -25.5214 | 84.9107 | 0 | 0 | 0 | 0 | 34.85 | -7464.3841 | 31597.2793
3287.5 | 136.9792 | 0 | 0 | 11 | 3.2343 | 3287.335 | -170.0256 | 19.2588 | -25.6096 | -10.4472 | 86.039 | 0 | 0 | 0 | 0 | 35.85 | -7705.1022 | 54549.021
3288.5 | 137.0208 | 0 | 0 | 10 | 3.2322 | 3288.335 | 174.975 | 19.2684 | -26.0833 | 5.2822 | 86.1928 | 0 | 0 | 0 | 0 | 36.85 | -7947.3005 | 77305.7007
3289.5 | 137.0625 | 0 | 0 | 10 | 3.2301 | 3289.335 | 159.9755 | 19.278 | -23.666 | 20.6648 | 85.362 | 0 | 0 | 0 | 0 | 36.85 | -7947.3005 | 73265.6376
3290.5 | 137.1042 | 0 | 0 | 9 | 3.228 | 3290.3349 | 144.976 | 19.2876 | -18.6641 | 34.8742 | 83.5989 | 0 | 0 | 0 | 0 | 37.85 | -8190.9789 | 15400.0909
3291.5 | 137.1458 | 0 | 0 | 9 | 3.2259 | 3291.3349 | 129.9765 | 19.2971 | -11.5994 | 47.5896 | 81.0135 | 0 | 0 | 0 | 0 | 37.85 | -8190.9789 | 62173.3554
3292.5 | 137.1875 | 0 | 0 | 9 | 3.2238 | 3292.3349 | 114.9771 | 19.3067 | -3.0181 | 58.9466 | 77.7626 | 0 | 0 | 0 | 0 | 37.85 | -8190.9789 | 41179.7093
3293.5 | 137.2292 | 0 | 10 | 10 | 3.2216 | 3293.3348 | 99.9776 | 19.3162 | 6.6106 | 69.3342 | 74.039 | 0 | 9.3301 | 0.13397 | 9.4641 | 36.85 | -7532.9193 | 20000.2246
3294.5 | 137.2708 | 0 | 46 | 10 | 3.2194 | 3294.3348 | 84.9781 | 19.3258 | 16.9072 | 79.2641 | 70.0637 | 0 | 42.9186 | 0.61628 | 43.5349 | 36.85 | -6041.1472 | 3097.9004
3295.5 | 137.3125 | 34 | 179 | 11 | 3.2173 | 3295.3348 | 69.9787 | 19.3353 | 27.5477 | 89.3631 | 66.0804 | 13.7854 | 167.0093 | 2.3981 | 183.1928 | 35.85 | 315.9084 | 0
3296.5 | 137.3542 | 0 | 148 | 12 | 3.2151 | 3296.3347 | 54.9792 | 19.3448 | 38.2013 | 79.5099 | 52.6191 | 0 | 138.0859 | 1.9828 | 140.0687 | 34.85 | -1331.5431 | 0
3297.5 | 137.3958 | 0 | 194 | 13 | 3.2129 | 3297.3347 | 39.9798 | 19.3543 | 48.4195 | 65.9815 | 38.4754 | 0 | 181.0045 | 2.5991 | 183.6036 | 33.85 | 813.8481 | 0
3298.5 | 137.4375 | 42 | 326 | 13 | 3.2107 | 3298.3346 | 24.9803 | 19.3638 | 57.4008 | 47.6898 | 24.3668 | 38.2588 | 304.1621 | 4.3676 | 346.7885 | 33.85 | 7958.8209 | 0
3299.5 | 137.4792 | 287 | 429 | 14 | 3.2084 | 3299.3346 | 9.9809 | 19.3733 | 63.5483 | 21.5347 | 10.7237 | 281.9878 | 400.2624 | 5.7475 | 687.9978 | 32.85 | 23136.2652 | 0
3300.5 | 137.5208 | 536 | 328 | 17 | 3.2062 | 3300.3346 | -5.0185 | 19.3827 | 64.5535 | -11.0728 | 6.8584 | 532.1646 | 306.0282 | 4.3944 | 842.5871 | 29.85 | 30609.2751 | 0
3301.5 | 137.5625 | 544 | 304 | 18 | 3.2039 | 3301.3345 | -20.018 | 19.3922 | 59.8803 | -40.0505 | 19.7535 | 511.9885 | 283.6359 | 4.0728 | 799.6971 | 28.85 | 28963.1965 | 0
3302.5 | 137.6042 | 701 | 210 | 18 | 3.2016 | 3302.3345 | -35.0174 | 19.4017 | 51.6181 | -60.6568 | 33.7983 | 582.5315 | 195.9327 | 2.8135 | 781.2777 | 28.85 | 28156.7092 | 0
3303.5 | 137.6458 | 475 | 263 | 19 | 3.1993 | 3303.3345 | -50.0168 | 19.4111 | 41.7019 | -75.4526 | 47.9409 | 318.2007 | 245.3823 | 3.5235 | 567.1066 | 27.85 | 19009.6875 | 0
3304.5 | 137.6875 | 13 | 196 | 19 | 3.197 | 3304.3344 | -65.0163 | 19.4205 | 31.1428 | -87.195 | 62.0418 | 6.0948 | 182.8705 | 2.6259 | 191.5912 | 27.85 | 2567.9245 | 0
3305.5 | 137.7292 | 41 | 147 | 18 | 3.1947 | 3305.3344 | -80.0157 | 19.43 | 20.4716 | -82.4701 | 68.6373 | 14.9351 | 137.1529 | 1.9694 | 154.0574 | 28.85 | 694.17 | 0
3306.5 | 137.7708 | 0 | 35 | 17 | 3.1923 | 3306.3343 | -95.0151 | 19.4394 | 10.0429 | -72.5544 | 72.6249 | 0 | 32.6554 | 0.46891 | 33.1244 | 29.85 | -4832.6621 | 0
3307.5 | 137.8125 | 0 | 1 | 14 | 3.19 | 3307.3343 | -110.0145 | 19.4488 | 0.17496 | -62.3743 | 76.4384 | 0 | 0.93301 | 0.013397 | 0.94641 | 32.85 | -6945.9503 | 0
3308.5 | 137.8542 | 0 | 0 | 13 | 3.1876 | 3308.3343 | -125.0139 | 19.4582 | -8.7758 | -51.3873 | 79.8489 | 0 | 0 | 0 | 0 | 33.85 | -7225.1462 | 6492.2138
3309.5 | 137.8958 | 0 | 0 | 11 | 3.1852 | 3309.3342 | -140.0133 | 19.4675 | -16.372 | -39.1592 | 82.6536 | 0 | 0 | 0 | 0 | 35.85 | -7705.1022 | 47972.686
3310.5 | 137.9375 | 0 | 0 | 11 | 3.1828 | 3310.3342 | -155.0127 | 19.4769 | -22.0888 | -25.4543 | 84.683 | 0 | 0 | 0 | 0 | 35.85 | -7705.1022 | 1362.1155
3311.5 | 137.9792 | 0 | 0 | 11 | 3.1804 | 3311.3341 | -170.0121 | 19.4863 | -25.3825 | -10.4266 | 85.8112 | 0 | 0 | 0 | 0 | 35.85 | -7705.1022 | 6876.5372
3312.5 | 138.0208 | 0 | 0 | 10 | 3.178 | 3312.3341 | 174.9885 | 19.4956 | -25.8576 | 5.2504 | 85.966 | 0 | 0 | 0 | 0 | 36.85 | -7947.3005 | 25908.8389
3313.5 | 138.0625 | 0 | 0 | 9 | 3.1755 | 3313.3341 | 159.9891 | 19.505 | -23.4506 | 20.5853 | 85.1371 | 0 | 0 | 0 | 0 | 37.85 | -8190.9789 | 76725.3882
3314.5 | 138.1042 | 0 | 0 | 9 | 3.1731 | 3314.334 | 144.9897 | 19.5143 | -18.4652 | 34.7586 | 83.3769 | 0 | 0 | 0 | 0 | 37.85 | -8190.9789 | 75585.3097
3315.5 | 138.1458 | 0 | 0 | 9 | 3.1706 | 3315.334 | 129.9903 | 19.5236 | -11.4187 | 47.4497 | 80.7947 | 0 | 0 | 0 | 0 | 37.85 | -8190.9789 | 22807.4086
3316.5 | 138.1875 | 0 | 0 | 9 | 3.1681 | 3316.3339 | 114.991 | 19.5329 | -2.8542 | 58.7899 | 77.5467 | 0 | 0 | 0 | 0 | 37.85 | -8190.9789 | 5782.7172
3317.5 | 138.2292 | 0 | 10 | 9 | 3.1656 | 3317.3339 | 99.9916 | 19.5422 | 6.761 | 69.1638 | 73.8253 | 0 | 9.3301 | 0.13397 | 9.4641 | 37.85 | -7776.5978 | 4243.7333
3318.5 | 138.2708 | 0 | 38 | 9 | 3.1631 | 3318.3339 | 84.9922 | 19.5515 | 17.0484 | 79.0794 | 69.851 | 0 | 35.4545 | 0.5091 | 35.9636 | 37.85 | -6616.3305 | 1394.9262
3319.5 | 138.3125 | 6 | 139 | 11 | 3.1606 | 3319.3338 | 69.9929 | 19.5608 | 27.6851 | 89.1606 | 65.8673 | 2.4531 | 129.6888 | 1.8622 | 134.0041 | 35.85 | -1837.7961 | 0
3320.5 | 138.3542 | 6 | 213 | 11 | 3.158 | 3320.3338 | 54.9935 | 19.5701 | 38.3418 | 79.7349 | 52.6182 | 3.6427 | 198.7317 | 2.8537 | 205.2281 | 35.85 | 1280.712 | 0
3321.5 | 138.3958 | 12 | 273 | 12 | 3.1555 | 3321.3337 | 39.9941 | 19.5793 | 48.5726 | 66.2312 | 38.493 | 9.3922 | 254.7125 | 3.6575 | 267.7622 | 34.85 | 4259.4544 | 0
3322.5 | 138.4375 | 0 | 258 | 13 | 3.1529 | 3322.3337 | 24.9948 | 19.5886 | 57.5793 | 47.9453 | 24.4112 | 0 | 240.7173 | 3.4565 | 244.1738 | 33.85 | 3465.8874 | 0
3323.5 | 138.4792 | 6 | 261 | 14 | 3.1503 | 3323.3336 | 9.9954 | 19.5978 | 63.7602 | 21.7054 | 10.8348 | 5.893 | 243.5163 | 3.4967 | 252.9061 | 32.85 | 4085.9834 | 0
3324.5 | 138.5208 | 6 | 282 | 14 | 3.1477 | 3324.3336 | -5.0039 | 19.6071 | 64.7774 | -11.1173 | 7.0088 | 5.9552 | 263.1096 | 3.7781 | 272.8428 | 32.85 | 4958.9039 | 0
3325.5 | 138.5625 | 48 | 412 | 15 | 3.1451 | 3325.3336 | -20.0033 | 19.6163 | 60.0826 | -40.2449 | 19.785 | 45.1665 | 384.4012 | 5.5198 | 435.0875 | 31.85 | 12298.9873 | 0
3326.5 | 138.6042 | 128 | 378 | 15 | 3.1424 | 3326.3335 | -35.0026 | 19.6255 | 51.7953 | -60.8786 | 33.7961 | 106.3708 | 352.6788 | 5.0642 | 464.1139 | 31.85 | 13569.8917 | 0
3327.5 | 138.6458 | 0 | 124 | 16 | 3.1398 | 3327.3335 | -50.002 | 19.6347 | 41.8643 | -75.6596 | 47.9186 | 0 | 115.6936 | 1.6613 | 117.3549 | 30.85 | -1377.9872 | 0
3328.5 | 138.6875 | 0 | 98 | 15 | 3.1371 | 3328.3334 | -65.0013 | 19.6439 | 31.2997 | -87.3817 | 62.0027 | 0 | 91.4352 | 1.313 | 92.7482 | 31.85 | -2690.1756 | 0
3329.5 | 138.7292 | 0 | 72 | 12 | 3.1345 | 3329.3334 | -80.0006 | 19.6531 | 20.6298 | -82.3013 | 68.4193 | 0 | 67.1769 | 0.96462 | 68.1415 | 34.85 | -4480.8398 | 0
3330.5 | 138.7708 | 0 | 34 | 12 | 3.1318 | 3330.3333 | -94.9999 | 19.6622 | 10.2074 | -72.4009 | 72.407 | 0 | 31.7224 | 0.45551 | 32.1779 | 34.85 | -6055.4882 | 10025.4288
3331.5 | 138.8125 | 0 | 1 | 11 | 3.1291 | 3331.3333 | -109.9993 | 19.6714 | 0.34977 | -62.2357 | 76.2197 | 0 | 0.93301 | 0.013397 | 0.94641 | 35.85 | -7663.6641 | 29402.0436
3332.5 | 138.8542 | 0 | 0 | 11 | 3.1263 | 3332.3332 | -124.9986 | 19.6806 | -8.5879 | -51.2661 | 79.6289 | 0 | 0 | 0 | 0 | 35.85 | -7705.1022 | 55859.2085
3333.5 | 138.8958 | 0 | 0 | 11 | 3.1236 | 3333.3332 | -139.9979 | 19.6897 | -16.1699 | -39.0619 | 82.4323 | 0 | 0 | 0 | 0 | 35.85 | -7705.1022 | 85302.8531
3334.5 | 138.9375 | 0 | 0 | 11 | 3.1209 | 3334.3331 | -154.9972 | 19.6988 | -21.8742 | -25.3913 | 84.4609 | 0 | 0 | 0 | 0 | 35.85 | -7705.1022 | 106264.2066
3335.5 | 138.9792 | 0 | 0 | 10 | 3.1181 | 3335.3331 | -169.9965 | 19.7079 | -25.1609 | -10.4091 | 85.5891 | 0 | 0 | 0 | 0 | 36.85 | -7947.3005 | 73960.0561
3336.5 | 139.0208 | 0 | 0 | 10 | 3.1153 | 3336.3331 | 175.0042 | 19.7171 | -25.6377 | 5.2171 | 85.745 | 0 | 0 | 0 | 0 | 36.85 | -7947.3005 | 123884.4967
3337.5 | 139.0625 | 0 | 0 | 9 | 3.1125 | 3337.333 | 160.0049 | 19.7262 | -23.2413 | 20.5057 | 84.9182 | 0 | 0 | 0 | 0 | 37.85 | -8190.9789 | 115243.9148
3338.5 | 139.1042 | 0 | 0 | 9 | 3.1097 | 3338.333 | 145.0056 | 19.7352 | -18.2723 | 34.644 | 83.1609 | 0 | 0 | 0 | 0 | 37.85 | -8190.9789 | 98068.7377
3339.5 | 139.1458 | 0 | 0 | 9 | 3.1069 | 3339.3329 | 130.0063 | 19.7443 | -11.2438 | 47.3115 | 80.5819 | 0 | 0 | 0 | 0 | 37.85 | -8190.9789 | 77061.3308
3340.5 | 139.1875 | 0 | 0 | 9 | 3.1041 | 3340.3329 | 115.007 | 19.7534 | -2.6959 | 58.6355 | 77.3369 | 0 | 0 | 0 | 0 | 37.85 | -8190.9789 | 47445.3104
3341.5 | 139.2292 | 0 | 11 | 10 | 3.1012 | 3341.3328 | 100.0077 | 19.7625 | 6.9058 | 68.9961 | 73.6177 | 0 | 10.2631 | 0.14737 | 10.4105 | 36.85 | -7491.4812 | 29165.7143
3342.5 | 139.2708 | 185 | 134 | 11 | 3.0983 | 3342.3328 | 85.0084 | 19.7715 | 17.1841 | 78.8975 | 69.6444 | 64.3514 | 125.0237 | 1.7953 | 191.1703 | 35.85 | 665.1992 | 7020.085
3343.5 | 139.3125 | 86 | 209 | 12 | 3.0955 | 3343.3327 | 70.0091 | 19.7805 | 27.8169 | 88.9612 | 65.6603 | 35.4445 | 194.9997 | 2.8001 | 233.2442 | 34.85 | 2748.103 | 0
3344.5 | 139.3542 | 76 | 279 | 13 | 3.0926 | 3344.3327 | 55.0099 | 19.7896 | 38.4765 | 79.957 | 52.6202 | 46.1393 | 260.3105 | 3.7379 | 310.1878 | 33.85 | 6356.2757 | 0
3345.5 | 139.3958 | 343 | 322 | 14 | 3.0897 | 3345.3326 | 40.0106 | 19.7986 | 48.7197 | 66.4784 | 38.5136 | 268.3839 | 300.4301 | 4.314 | 573.1279 | 32.85 | 18106.7437 | 0
3346.5 | 139.4375 | 512 | 329 | 15 | 3.0867 | 3346.3326 | 25.0113 | 19.8076 | 57.7514 | 48.2002 | 24.4585 | 466.0537 | 306.9612 | 4.4078 | 777.4226 | 31.85 | 27287.9659 | 0
3347.5 | 139.4792 | 102 | 394 | 17 | 3.0838 | 3347.3325 | 10.0121 | 19.8166 | 63.9657 | 21.8792 | 10.9484 | 100.1435 | 367.607 | 5.2786 | 473.0291 | 29.85 | 14428.3545 | 0
3348.5 | 139.5208 | 427 | 406 | 18 | 3.0808 | 3348.3325 | -4.9872 | 19.8256 | 64.9959 | -11.1559 | 7.1575 | 423.6726 | 378.8032 | 5.4394 | 807.9151 | 28.85 | 29323.0164 | 0
3349.5 | 139.5625 | 6 | 203 | 16 | 3.0779 | 3349.3324 | -19.9865 | 19.8346 | 60.2806 | -40.4325 | 19.8157 | 5.6447 | 189.4016 | 2.7197 | 197.766 | 30.85 | 2142.7755 | 0
3350.5 | 139.6042 | 0 | 124 | 12 | 3.0749 | 3350.3324 | -34.9857 | 19.8435 | 51.9691 | -61.0934 | 33.793 | 0 | 115.6936 | 1.6613 | 117.3549 | 34.85 | -2326.0579 | 0
3351.5 | 139.6458 | 0 | 138 | 11 | 3.0719 | 3351.3323 | -49.985 | 19.8525 | 42.0238 | -75.8601 | 47.8952 | 0 | 128.7558 | 1.8488 | 130.6046 | 35.85 | -1986.6424 | 0
3352.5 | 139.6875 | 25 | 226 | 12 | 3.0689 | 3352.3323 | -64.9842 | 19.8614 | 31.4539 | -87.5624 | 61.9629 | 11.7511 | 210.8609 | 3.0278 | 225.6398 | 34.85 | 2415.146 | 0
3353.5 | 139.7292 | 7 | 149 | 13 | 3.0659 | 3353.3322 | -79.9835 | 19.8704 | 20.7853 | -82.1382 | 68.2063 | 2.5989 | 139.0189 | 1.9962 | 143.614 | 33.85 | -937.0774 | 0
3354.5 | 139.7708 | 0 | 66 | 12 | 3.0628 | 3354.3322 | -94.9827 | 19.8793 | 10.3692 | -72.253 | 72.194 | 0 | 61.5788 | 0.88423 | 62.4631 | 34.85 | -4729.4685 | 7574.5438
3355.5 | 139.8125 | 0 | 2 | 11 | 3.0598 | 3355.3321 | -109.9819 | 19.8882 | 0.52156 | -62.1024 | 76.006 | 0 | 1.866 | 0.026795 | 1.8928 | 35.85 | -7622.226 | 23731.5398
3356.5 | 139.8542 | 0 | 0 | 10 | 3.0567 | 3356.3321 | -124.9812 | 19.8971 | -8.4035 | -51.1501 | 79.4141 | 0 | 0 | 0 | 0 | 36.85 | -7947.3005 | 37286.9498
3357.5 | 139.8958 | 0 | 0 | 8 | 3.0536 | 3357.332 | -139.9804 | 19.906 | -15.9719 | -38.9695 | 82.2164 | 0 | 0 | 0 | 0 | 38.85 | -8436.1375 | 60054.1249
3358.5 | 139.9375 | 0 | 0 | 8 | 3.0505 | 3358.332 | -154.9796 | 19.9149 | -21.6644 | -25.3326 | 84.2443 | 0 | 0 | 0 | 0 | 38.85 | -8436.1375 | 105717.0063
3359.5 | 139.9792 | 0 | 0 | 7 | 3.0474 | 3359.3319 | -169.9789 | 19.9238 | -24.9449 | -10.3947 | 85.3727 | 0 | 0 | 0 | 0 | 39.85 | -8682.7763 | 123392.779
3360.5 | 140.0208 | 0 | 0 | 6 | 3.0443 | 3360.3319 | 175.0219 | 19.9326 | -25.4238 | 5.1822 | 85.5298 | 0 | 0 | 0 | 0 | 40.85 | -8930.8952 | 124195.1678
3361.5 | 140.0625 | 0 | 0 | 7 | 3.0412 | 3361.3318 | 160.0227 | 19.9415 | -23.0382 | 20.426 | 84.7054 | 0 | 0 | 0 | 0 | 39.85 | -8682.7763 | 119674.6177
3362.5 | 140.1042 | 0 | 0 | 7 | 3.038 | 3362.3318 | 145.0235 | 19.9503 | -18.0854 | 34.5305 | 82.951 | 0 | 0 | 0 | 0 | 39.85 | -8682.7763 | 102912.7998
3363.5 | 140.1458 | 0 | 0 | 8 | 3.0349 | 3363.3317 | 130.0243 | 19.9592 | -11.0748 | 47.1752 | 80.3753 | 0 | 0 | 0 | 0 | 38.85 | -8436.1375 | 77954.251
3364.5 | 140.1875 | 0 | 0 | 8 | 3.0317 | 3364.3317 | 115.0251 | 19.968 | -2.5433 | 58.4835 | 77.1332 | 0 | 0 | 0 | 0 | 38.85 | -8436.1375 | 49460.0194
3365.5 | 140.2292 | 187 | 43 | 8 | 3.0285 | 3365.3316 | 100.0259 | 19.9768 | 7.0452 | 68.8311 | 73.4163 | 53.3727 | 40.1195 | 0.57609 | 94.0684 | 38.85 | -4317.399 | 31936.0952
3366.5 | 140.2708 | 0 | 76 | 9 | 3.0253 | 3366.3316 | 85.0267 | 19.9856 | 17.3143 | 78.7187 | 69.444 | 0 | 70.909 | 1.0182 | 71.9272 | 37.85 | -5041.6822 | 10261.1355
3367.5 | 140.3125 | 23 | 185 | 11 | 3.0221 | 3367.3315 | 70.0275 | 19.9944 | 27.9432 | 88.765 | 65.4595 | 9.5527 | 172.6073 | 2.4785 | 184.6386 | 35.85 | 379.2106 | 0
3368.5 | 140.3542 | 35 | 289 | 13 | 3.0188 | 3368.3314 | 55.0283 | 20.0032 | 38.6055 | 80.1758 | 52.625 | 21.246 | 269.6407 | 3.8719 | 294.7585 | 33.85 | 5680.7152 | 0
3369.5 | 140.3958 | 30 | 327 | 14 | 3.0156 | 3369.3314 | 40.0291 | 20.012 | 48.8607 | 66.723 | 38.5369 | 23.4662 | 305.0952 | 4.381 | 332.9423 | 32.85 | 7590.3313 | 0
3370.5 | 140.4375 | 30 | 377 | 13 | 3.0123 | 3370.3313 | 25.0299 | 20.0207 | 57.9171 | 48.4542 | 24.5086 | 27.297 | 351.7458 | 5.0508 | 384.0936 | 33.85 | 9592.208 | 0
3371.5 | 140.4792 | 132 | 420 | 16 | 3.009 | 3371.3313 | 10.0307 | 20.0295 | 64.1648 | 22.0559 | 11.064 | 129.5466 | 391.8653 | 5.6269 | 527.0388 | 30.85 | 16559.8293 | 0
3372.5 | 140.5208 | 283 | 427 | 16 | 3.0057 | 3372.3312 | -4.9684 | 20.0382 | 65.2088 | -11.1888 | 7.304 | 280.7036 | 398.3964 | 5.7207 | 684.8208 | 30.85 | 23468.2344 | 0
3373.5 | 140.5625 | 266 | 424 | 17 | 3.0024 | 3373.3312 | -19.9676 | 20.047 | 60.4741 | -40.6132 | 19.8455 | 250.2026 | 395.5974 | 5.6805 | 651.4805 | 29.85 | 22241.7641 | 0
3374.5 | 140.6042 | 24 | 249 | 16 | 2.9991 | 3374.3311 | -34.9668 | 20.0557 | 52.1394 | -61.3012 | 33.7888 | 19.9462 | 232.3202 | 3.336 | 255.6024 | 30.85 | 4675.1137 | 0
3375.5 | 140.6458 | 524 | 247 | 15 | 2.9958 | 3375.3311 | -49.9659 | 20.0644 | 42.1803 | -76.0541 | 47.8709 | 351.5009 | 230.4541 | 3.3092 | 585.2642 | 31.85 | 18874.4021 | 0
3376.5 | 140.6875 | 632 | 139 | 17 | 2.9924 | 3376.331 | -64.9651 | 20.0731 | 31.6055 | -87.737 | 61.9222 | 297.4638 | 129.6888 | 1.8622 | 429.0149 | 29.85 | 12501.2135 | 0
3377.5 | 140.7292 | 471 | 123 | 15 | 2.9891 | 3377.331 | -79.9643 | 20.0818 | 20.9383 | -81.9808 | 67.9985 | 176.4512 | 114.7606 | 1.6479 | 292.8597 | 31.85 | 6071.6086 | 0
3378.5 | 140.7708 | 245 | 117 | 13 | 2.9857 | 3378.3309 | -94.9634 | 20.0905 | 10.5282 | -72.1105 | 71.9862 | 75.7651 | 109.1625 | 1.5675 | 186.4951 | 33.85 | 940.4514 | 721.4621
3379.5 | 140.8125 | 64 | 3 | 12 | 2.9823 | 3379.3308 | -109.9626 | 20.0991 | 0.69023 | -61.9745 | 75.7976 | 15.7023 | 2.799 | 0.040192 | 18.5415 | 34.85 | -6652.554 | 12581.6621
3380.5 | 140.8542 | 0 | 0 | 11 | 2.9789 | 3380.3308 | -124.9617 | 20.1078 | -8.2228 | -51.0392 | 79.2047 | 0 | 0 | 0 | 0 | 35.85 | -7705.1022 | 31480.1085
3381.5 | 140.8958 | 0 | 0 | 9 | 2.9755 | 3381.3307 | -139.9609 | 20.1164 | -15.7783 | -38.8819 | 82.006 | 0 | 0 | 0 | 0 | 37.85 | -8190.9789 | 76869.6033
3382.5 | 140.9375 | 0 | 0 | 9 | 2.9721 | 3382.3307 | -154.96 | 20.1251 | -21.4597 | -25.278 | 84.0334 | 0 | 0 | 0 | 0 | 37.85 | -8190.9789 | 97375.388
3383.5 | 140.9792 | 0 | 0 | 8 | 2.9686 | 3383.3306 | -169.9592 | 20.1337 | -24.7344 | -10.3832 | 85.1621 | 0 | 0 | 0 | 0 | 38.85 | -8436.1375 | 115840.9328
3384.5 | 141.0208 | 0 | 0 | 8 | 2.9652 | 3384.3306 | 175.0417 | 20.1423 | -25.2158 | 5.1458 | 85.3206 | 0 | 0 | 0 | 0 | 38.85 | -8436.1375 | 83518.9267
3385.5 | 141.0625 | 0 | 0 | 8 | 2.9617 | 3385.3305 | 160.0426 | 20.1509 | -22.8411 | 20.3463 | 84.4985 | 0 | 0 | 0 | 0 | 38.85 | -8436.1375 | 101771.0437
3386.5 | 141.1042 | 0 | 0 | 9 | 2.9582 | 3386.3304 | 145.0434 | 20.1595 | -17.9046 | 34.4181 | 82.7472 | 0 | 0 | 0 | 0 | 37.85 | -8190.9789 | 88671.4259
3387.5 | 141.1458 | 0 | 0 | 9 | 2.9547 | 3387.3304 | 130.0443 | 20.1681 | -10.9117 | 47.0408 | 80.1748 | 0 | 0 | 0 | 0 | 37.85 | -8190.9789 | 70237.7143
3388.5 | 141.1875 | 0 | 0 | 9 | 2.9512 | 3388.3303 | 115.0452 | 20.1767 | -2.3965 | 58.3339 | 76.9358 | 0 | 0 | 0 | 0 | 37.85 | -8190.9789 | 29382.8103
3389.5 | 141.2292 | 9 | 34 | 9 | 2.9477 | 3389.3303 | 100.0461 | 20.1853 | 7.1789 | 68.6688 | 73.2211 | 2.5981 | 31.7224 | 0.45551 | 34.7761 | 37.85 | -6668.326 | 25110.45
3390.5 | 141.2708 | 0 | 55 | 10 | 2.9441 | 3390.3302 | 85.047 | 20.1938 | 17.4391 | 78.5429 | 69.2499 | 0 | 51.3157 | 0.73686 | 52.0526 | 36.85 | -5668.2042 | 0
3391.5 | 141.3125 | 0 | 142 | 11 | 2.9406 | 3391.3301 | 70.0479 | 20.2024 | 28.0639 | 88.572 | 65.265 | 0 | 132.4878 | 1.9024 | 134.3902 | 35.85 | -1820.8899 | 0
3392.5 | 141.3542 | 12 | 220 | 12 | 2.937 | 3392.3301 | 55.0488 | 20.2109 | 38.7287 | 80.3913 | 52.6327 | 7.2831 | 205.2628 | 2.9474 | 215.4933 | 34.85 | 1970.8869 | 0
3393.5 | 141.3958 | 237 | 330 | 13 | 2.9334 | 3393.33 | 40.0496 | 20.2194 | 48.9957 | 66.9645 | 38.5629 | 185.316 | 307.8942 | 4.4212 | 497.6314 | 33.85 | 14563.4052 | 0
3394.5 | 141.4375 | 6 | 196 | 10 | 2.9298 | 3394.33 | 25.0505 | 20.2279 | 58.0763 | 48.707 | 24.5611 | 5.4571 | 182.8705 | 2.6259 | 190.9535 | 36.85 | 413.507 | 0
3395.5 | 141.4792 | 0 | 219 | 14 | 2.9262 | 3395.3299 | 10.0514 | 20.2364 | 64.3575 | 22.2353 | 11.1812 | 0 | 204.3298 | 2.934 | 207.2638 | 32.85 | 2087.5587 | 0
3396.5 | 141.5208 | 30 | 327 | 14 | 2.9226 | 3396.3298 | -4.9476 | 20.2449 | 65.4161 | -11.2156 | 7.448 | 29.7469 | 305.0952 | 4.381 | 339.223 | 32.85 | 7865.3282 | 0
3397.5 | 141.5625 | 315 | 412 | 15 | 2.9189 | 3397.3298 | -19.9467 | 20.2534 | 60.6632 | -40.7868 | 19.8743 | 296.2388 | 384.4012 | 5.5198 | 686.1598 | 31.85 | 23292.0649 | 0
3398.5 | 141.6042 | 427 | 336 | 16 | 2.9153 | 3398.3297 | -34.9458 | 20.2619 | 52.3061 | -61.5019 | 33.7835 | 354.8987 | 313.4923 | 4.5015 | 672.8925 | 30.85 | 22945.9633 | 0
3399.5 | 141.6458 | 56 | 279 | 17 | 2.9116 | 3399.3297 | -49.9449 | 20.2703 | 42.3339 | -76.2415 | 47.8456 | 37.5833 | 260.3105 | 3.7379 | 301.6317 | 29.85 | 6923.8052 | 0
3400.5 | 141.6875 | 6 | 191 | 17 | 2.908 | 3400.3296 | -64.944 | 20.2788 | 31.7543 | -87.9054 | 61.8807 | 2.8279 | 178.2054 | 2.5589 | 183.5922 | 29.85 | 1755.5001 | 0
3401.5 | 141.7292 | 81 | 156 | 16 | 2.9043 | 3401.3295 | -79.9431 | 20.2872 | 21.0886 | -81.8292 | 67.7959 | 30.6105 | 145.55 | 2.09 | 178.2505 | 30.85 | 1288.2999 | 0
3402.5 | 141.7708 | 174 | 110 | 16 | 2.9006 | 3402.3295 | -94.9421 | 20.2957 | 10.6844 | -71.9736 | 71.7837 | 54.3934 | 102.6314 | 1.4737 | 158.4985 | 30.85 | 423.4675 | 0
3403.5 | 141.8125 | 48 | 4 | 12 | 2.8968 | 3403.3294 | -109.9412 | 20.3041 | 0.8557 | -61.8519 | 75.5945 | 11.9416 | 3.7321 | 0.05359 | 15.7272 | 34.85 | -6775.7744 | 5246.0206
3404.5 | 141.8542 | 0 | 0 | 10 | 2.8931 | 3404.3294 | -124.9403 | 20.3125 | -8.0457 | -50.9334 | 79.0006 | 0 | 0 | 0 | 0 | 36.85 | -7947.3005 | 37284.6821
3405.5 | 141.8958 | 0 | 0 | 9 | 2.8894 | 3405.3293 | -139.9393 | 20.3209 | -15.5889 | -38.7991 | 81.8011 | 0 | 0 | 0 | 0 | 37.85 | -8190.9789 | 80338.2725
3406.5 | 141.9375 | 0 | 0 | 8 | 2.8856 | 3406.3292 | -154.9384 | 20.3293 | -21.2599 | -25.2275 | 83.8282 | 0 | 0 | 0 | 0 | 38.85 | -8436.1375 | 98277.8536
3407.5 | 141.9792 | 0 | 0 | 7 | 2.8818 | 3407.3292 | -169.9375 | 20.3377 | -24.5295 | -10.3747 | 84.9574 | 0 | 0 | 0 | 0 | 39.85 | -8682.7763 | 113487.9858
3408.5 | 142.0208 | 0 | 0 | 7 | 2.878 | 3408.3291 | 175.0635 | 20.346 | -25.014 | 5.108 | 85.1175 | 0 | 0 | 0 | 0 | 39.85 | -8682.7763 | 107426.981
3409.5 | 142.0625 | 0 | 0 | 4 | 2.8742 | 3409.329 | 160.0644 | 20.3544 | -22.6503 | 20.2666 | 84.2978 | 0 | 0 | 0 | 0 | 42.85 | -9431.5736 | 48917.3413
3410.5 | 142.1042 | 0 | 0 | 3 | 2.8704 | 3410.329 | 145.0654 | 20.3627 | -17.7299 | 34.307 | 82.5496 | 0 | 0 | 0 | 0 | 43.85 | -9684.1331 | 39765.6795
3411.5 | 142.1458 | 0 | 0 | 3 | 2.8666 | 3411.3289 | 130.0663 | 20.3711 | -10.7545 | 46.9084 | 79.9806 | 0 | 0 | 0 | 0 | 43.85 | -9684.1331 | 56419.7395
3412.5 | 142.1875 | 0 | 0 | 3 | 2.8628 | 3412.3288 | 115.0673 | 20.3794 | -2.2553 | 58.1868 | 76.7446 | 0 | 0 | 0 | 0 | 43.85 | -9684.1331 | 0
3413.5 | 142.2292 | 347 | 28 | 5 | 2.8589 | 3413.3288 | 100.0683 | 20.3877 | 7.3071 | 68.5095 | 73.0322 | 101.2664 | 26.1244 | 0.37513 | 127.7659 | 41.85 | -3586.3245 | 0
3414.5 | 142.2708 | 572 | 67 | 7 | 2.855 | 3414.3287 | 85.0692 | 20.396 | 17.5583 | 78.3702 | 69.062 | 204.4081 | 62.5119 | 0.89763 | 267.8176 | 39.85 | 3043.4898 | 0
3415.5 | 142.3125 | 688 | 95 | 11 | 2.8512 | 3415.3287 | 70.0702 | 20.4043 | 28.1791 | 88.3824 | 65.0767 | 289.9259 | 88.6362 | 1.2728 | 379.8349 | 35.85 | 8925.7849 | 0
3416.5 | 142.3542 | 656 | 163 | 13 | 2.8473 | 3416.3286 | 55.0712 | 20.4126 | 38.8463 | 80.6033 | 52.643 | 398.0472 | 152.0811 | 2.1838 | 552.3121 | 33.85 | 16957.5722 | 0
3417.5 | 142.3958 | 757 | 157 | 16 | 2.8434 | 3417.3285 | 40.0722 | 20.4209 | 49.1246 | 67.203 | 38.5914 | 591.6821 | 146.483 | 2.1034 | 740.2685 | 30.85 | 25895.9861 | 0
3418.5 | 142.4375 | 733 | 226 | 17 | 2.8394 | 3418.3285 | 25.0731 | 20.4291 | 58.2291 | 48.9583 | 24.6159 | 666.3851 | 210.8609 | 3.0278 | 880.2738 | 29.85 | 32259.3714 | 0
3419.5 | 142.4792 | 317 | 365 | 17 | 2.8355 | 3419.3284 | 10.0741 | 20.4374 | 64.5438 | 22.4172 | 11.2994 | 310.8555 | 340.5496 | 4.8901 | 656.2952 | 29.85 | 22452.5736 | 0
3420.5 | 142.5208 | 794 | 222 | 18 | 2.8316 | 3420.3283 | -4.9249 | 20.4456 | 65.6178 | -11.2364 | 7.5892 | 787.0449 | 207.1288 | 2.9742 | 997.148 | 28.85 | 37608.4866 | 0
3421.5 | 142.5625 | 810 | 180 | 19 | 2.8276 | 3421.3283 | -19.9239 | 20.4539 | 60.8476 | -40.9531 | 19.9019 | 761.6241 | 167.9423 | 2.4115 | 931.9779 | 27.85 | 34985.4045 | 0
3422.5 | 142.6042 | 810 | 142 | 20 | 2.8236 | 3422.3282 | -34.9229 | 20.4621 | 52.4692 | -61.6954 | 33.7771 | 673.2774 | 132.4878 | 1.9024 | 807.6677 | 26.85 | 29771.4154 | 0
3423.5 | 142.6458 | 802 | 125 | 21 | 2.8196 | 3423.3281 | -49.9219 | 20.4703 | 42.4844 | -76.4221 | 47.8193 | 538.5194 | 116.6266 | 1.6747 | 656.8207 | 25.85 | 23394.0493 | 0
3424.5 | 142.6875 | 726 | 115 | 21 | 2.8156 | 3424.3281 | -64.9209 | 20.4785 | 31.9004 | -88.0676 | 61.8384 | 342.6428 | 107.2965 | 1.5407 | 451.48 | 25.85 | 14403.3061 | 0
3425.5 | 142.7292 | 624 | 99 | 19.7 | 2.8116 | 3425.328 | -79.9199 | 20.4867 | 21.2361 | -81.6835 | 67.5985 | 237.8032 | 92.3683 | 1.3263 | 331.4978 | 27.15 | 8854.0407 | 0
3426.5 | 142.7708 | 292 | 100 | 18 | 2.8076 | 3426.3279 | -94.9189 | 20.4949 | 10.8377 | -71.8422 | 71.5864 | 92.2354 | 93.3013 | 1.3397 | 186.8764 | 28.85 | 2131.1365 | 0
3427.5 | 142.8125 | 83 | 4 | 15 | 2.8035 | 3427.3279 | -109.9179 | 20.503 | 1.0179 | -61.7346 | 75.3967 | 20.9264 | 3.7321 | 0.05359 | 24.7121 | 31.85 | -5669.1054 | 3257.5376
3428.5 | 142.8542 | 0 | 0 | 12 | 2.7995 | 3428.3278 | -124.9169 | 20.5112 | -7.8724 | -50.8328 | 78.8021 | 0 | 0 | 0 | 0 | 34.85 | -7464.3841 | 37696.9618
3429.5 | 142.8958 | 0 | 0 | 11 | 2.7954 | 3429.3277 | -139.9159 | 20.5193 | -15.404 | -38.721 | 81.6019 | 0 | 0 | 0 | 0 | 35.85 | -7705.1022 | 32565.4218
3430.5 | 142.9375 | 0 | 0 | 10 | 2.7913 | 3430.3277 | -154.9148 | 20.5275 | -21.0653 | -25.181 | 83.6288 | 0 | 0 | 0 | 0 | 36.85 | -7947.3005 | 42342.2983
3431.5 | 142.9792 | 0 | 0 | 9 | 2.7873 | 3431.3276 | -169.9138 | 20.5356 | -24.3304 | -10.369 | 84.7587 | 0 | 0 | 0 | 0 | 37.85 | -8190.9789 | 31244.447
3432.5 | 143.0208 | 0 | 0 | 8 | 2.7831 | 3432.3275 | 175.0872 | 20.5437 | -24.8182 | 5.0689 | 84.9203 | 0 | 0 | 0 | 0 | 38.85 | -8436.1375 | 19004.5482
3433.5 | 143.0625 | 0 | 0 | 8 | 2.779 | 3433.3275 | 160.0882 | 20.5518 | -22.4657 | 20.187 | 84.1032 | 0 | 0 | 0 | 0 | 38.85 | -8436.1375 | 12134.6233
3434.5 | 143.1042 | 0 | 0 | 8 | 2.7749 | 3434.3274 | 145.0893 | 20.5599 | -17.5613 | 34.1971 | 82.3583 | 0 | 0 | 0 | 0 | 38.85 | -8436.1375 | 10075.4595
3435.5 | 143.1458 | 0 | 0 | 7 | 2.7708 | 3435.3273 | 130.0903 | 20.568 | -10.6032 | 46.7781 | 79.7926 | 0 | 0 | 0 | 0 | 39.85 | -8682.7763 | 11029.4128
3436.5 | 143.1875 | 0 | 0 | 7 | 2.7666 | 3436.3272 | 115.0914 | 20.5761 | -2.1198 | 58.0424 | 76.5598 | 0 | 0 | 0 | 0 | 39.85 | -8682.7763 | 0
3437.5 | 143.2292 | 299 | 32 | 7 | 2.7624 | 3437.3272 | 100.0924 | 20.5841 | 7.4298 | 68.3531 | 72.8496 | 88.1693 | 29.8564 | 0.42872 | 118.4545 | 39.85 | -3496.3043 | 0
3438.5 | 143.2708 | 382 | 96 | 11 | 2.7582 | 3438.3271 | 85.0934 | 20.5922 | 17.6721 | 78.2009 | 68.8805 | 137.64 | 89.5692 | 1.2862 | 228.4954 | 35.85 | 2299.4575 | 5824.3569
3439.5 | 143.3125 | 373 | 181 | 13 | 2.754 | 3439.327 | 70.0945 | 20.6002 | 28.2888 | 88.1964 | 64.8948 | 158.2568 | 168.8753 | 2.4249 | 329.557 | 33.85 | 7204.3502 | 0
3440.5 | 143.3542 | 217 | 297 | 15 | 2.7498 | 3440.327 | 55.0955 | 20.6083 | 38.9582 | 80.8117 | 52.6559 | 131.6322 | 277.1048 | 3.979 | 412.716 | 31.85 | 11319.4612 | 0
3441.5 | 143.3958 | 314 | 338 | 16 | 2.7456 | 3441.3269 | 40.0966 | 20.6163 | 49.2475 | 67.438 | 38.6222 | 245.3215 | 315.3583 | 4.5283 | 565.2081 | 30.85 | 18231.0524 | 0
3442.5 | 143.4375 | 715 | 234 | 18 | 2.7414 | 3442.3268 | 25.0977 | 20.6243 | 58.3755 | 49.2079 | 24.6728 | 649.7249 | 218.325 | 3.135 | 871.1849 | 28.85 | 32093.254 | 0
3443.5 | 143.4792 | 838 | 171 | 20 | 2.7371 | 3443.3268 | 10.0987 | 20.6323 | 64.7235 | 22.6013 | 11.4184 | 821.4141 | 159.5452 | 2.291 | 983.2502 | 26.85 | 37459.2124 | 0
3444.5 | 143.5208 | 836 | 164 | 21 | 2.7328 | 3444.3267 | -4.9002 | 20.6403 | 65.8137 | -11.2512 | 7.7272 | 828.4087 | 153.0141 | 2.1972 | 983.62 | 25.85 | 37702.7992 | 0
3445.5 | 143.5625 | 853 | 148 | 23 | 2.7286 | 3445.3266 | -19.8991 | 20.6483 | 61.0276 | -41.112 | 19.9282 | 801.9227 | 138.0859 | 1.9828 | 941.9914 | 23.85 | 36330.4641 | 0
3446.5 | 143.6042 | 829 | 139 | 24 | 2.7243 | 3446.3265 | -34.8981 | 20.6562 | 52.6287 | -61.8814 | 33.7695 | 689.1313 | 129.6888 | 1.8622 | 820.6823 | 22.85 | 31241.9613 | 0
3447.5 | 143.6458 | 771 | 137 | 24 | 2.72 | 3447.3265 | -49.897 | 20.6642 | 42.6319 | -76.5959 | 47.7921 | 517.9757 | 127.8227 | 1.8355 | 647.6339 | 22.85 | 23665.1194 | 0
3448.5 | 143.6875 | 720 | 116 | 24 | 2.7157 | 3448.3264 | -64.8959 | 20.6721 | 32.0437 | -88.2236 | 61.7954 | 340.2875 | 108.2295 | 1.5541 | 450.0711 | 22.85 | 15014.9254 | 0
3449.5 | 143.7292 | 603 | 104 | 23.7 | 2.7113 | 3449.3263 | -79.8948 | 20.6801 | 21.3808 | -81.5435 | 67.4064 | 231.6675 | 97.0333 | 1.3933 | 330.0942 | 23.15 | 9695.0647 | 0
3450.5 | 143.7708 | 290 | 96 | 23 | 2.707 | 3450.3262 | -94.8937 | 20.688 | 10.9879 | -71.7163 | 71.3944 | 92.525 | 89.5692 | 1.2862 | 183.3804 | 23.85 | 3115.045 | 0
3451.5 | 143.8125 | 86 | 4 | 19.5 | 2.7026 | 3451.3262 | -109.8927 | 20.6959 | 1.1768 | -61.6227 | 75.2043 | 21.9621 | 3.7321 | 0.05359 | 25.7477 | 27.35 | -4578.8269 | 8963.4994
3452.5 | 143.8542 | 0 | 0 | 17 | 2.6983 | 3452.3261 | -124.8916 | 20.7038 | -7.703 | -50.7373 | 78.609 | 0 | 0 | 0 | 0 | 29.85 | -6282.9962 | 0
3453.5 | 143.8958 | 0 | 0 | 17 | 2.6939 | 3453.326 | -139.8905 | 20.7117 | -15.2235 | -38.6477 | 81.4083 | 0 | 0 | 0 | 0 | 29.85 | -6282.9962 | 19568.5178
3454.5 | 143.9375 | 0 | 0 | 17 | 2.6895 | 3454.326 | -154.8894 | 20.7196 | -20.8758 | -25.1385 | 83.4353 | 0 | 0 | 0 | 0 | 29.85 | -6282.9962 | 24983.4375
3455.5 | 143.9792 | 0 | 0 | 16 | 2.6851 | 3455.3259 | -169.8883 | 20.7275 | -24.1371 | -10.3661 | 84.5659 | 0 | 0 | 0 | 0 | 30.85 | -6516.3134 | 8426.6439
3456.5 | 144.0208 | 0 | 0 | 14.5 | 2.6807 | 3456.3258 | 175.1128 | 20.7353 | -24.6287 | 5.0284 | 84.7294 | 0 | 0 | 0 | 0 | 32.35 | -6869.0646 | 1710.3711
3457.5 | 144.0625 | 0 | 0 | 13.3 | 2.6763 | 3457.3257 | 160.1139 | 20.7432 | -22.2874 | 20.1076 | 83.9149 | 0 | 0 | 0 | 0 | 33.55 | -7153.6634 | 5805.3564
3458.5 | 144.1042 | 0 | 0 | 12 | 2.6718 | 3458.3257 | 145.115 | 20.751 | -17.3989 | 34.0885 | 82.1732 | 0 | 0 | 0 | 0 | 34.85 | -7464.3841 | 0
3459.5 | 144.1458 | 0 | 0 | 13 | 2.6674 | 3459.3256 | 130.1162 | 20.7588 | -10.4579 | 46.6499 | 79.611 | 0 | 0 | 0 | 0 | 33.85 | -7225.1462 | 1437.3721
3460.5 | 144.1875 | 0 | 0 | 12 | 2.6629 | 3460.3255 | 115.1173 | 20.7666 | -1.9901 | 57.9006 | 76.3813 | 0 | 0 | 0 | 0 | 34.85 | -7464.3841 | 826.31
3461.5 | 144.2292 | 82 | 45 | 13 | 2.6584 | 3461.3254 | 100.1184 | 20.7745 | 7.5469 | 68.1998 | 72.6734 | 24.4211 | 41.9856 | 0.60289 | 67.0096 | 33.85 | -4291.1645 | 0
3462.5 | 144.2708 | 104 | 134 | 14 | 2.6539 | 3462.3254 | 85.1195 | 20.7823 | 17.7804 | 78.0349 | 68.7054 | 37.7691 | 125.0237 | 1.7953 | 164.588 | 32.85 | 219.0193 | 801.9139
3463.5 | 144.3125 | 63 | 221 | 16 | 2.6494 | 3463.3253 | 70.1207 | 20.79 | 28.393 | 88.014 | 64.7193 | 26.9043 | 206.1958 | 2.9608 | 236.061 | 30.85 | 3819.5035 | 0
3464.5 | 144.3542 | 129 | 294 | 18 | 2.6449 | 3464.3252 | 55.1218 | 20.7978 | 39.0644 | 81.0162 | 52.6714 | 78.2238 | 274.3057 | 3.9389 | 356.4684 | 28.85 | 9556.6376 | 0
3465.5 | 144.3958 | 539 | 255 | 19.7 | 2.6403 | 3465.3251 | 40.1229 | 20.8056 | 49.3644 | 67.6695 | 38.6553 | 420.915 | 237.9182 | 3.4164 | 662.2495 | 27.15 | 23335.8453 | 0
3466.5 | 144.4375 | 566 | 298 | 21.3 | 2.6358 | 3466.3251 | 25.124 | 20.8133 | 58.5154 | 49.4554 | 24.7316 | 514.0851 | 278.0378 | 3.9924 | 796.1154 | 25.55 | 29560.9303 | 0
3467.5 | 144.4792 | 659 | 285 | 23 | 2.6312 | 3467.325 | 10.1252 | 20.8211 | 64.8966 | 22.7874 | 11.5377 | 645.6839 | 265.9086 | 3.8183 | 915.4108 | 23.85 | 35166.6454 | 0
3468.5 | 144.5208 | 295 | 432 | 21.1 | 2.6267 | 3468.3249 | -4.8737 | 20.8288 | 66.0038 | -11.2598 | 7.8617 | 292.2273 | 403.0615 | 5.7877 | 701.0765 | 25.75 | 25354.4271 | 0
3469.5 | 144.5625 | 581 | 309 | 19 | 2.6221 | 3469.3248 | -19.8725 | 20.8365 | 61.2029 | -41.2632 | 19.9531 | 546.124 | 288.3009 | 4.1398 | 838.5647 | 27.85 | 30895.3504 | 0
3470.5 | 144.6042 | 652 | 219 | 18.7 | 2.6175 | 3470.3248 | -34.8714 | 20.8442 | 52.7845 | -62.0599 | 33.7607 | 542.0503 | 204.3298 | 2.934 | 749.3142 | 28.15 | 26918.6074 | 0
3471.5 | 144.6458 | 610 | 224 | 18.6 | 2.6129 | 3471.3247 | -49.8702 | 20.8519 | 42.7763 | -76.7628 | 47.7638 | 410.035 | 208.9948 | 3.001 | 622.0309 | 28.25 | 21322.5562 | 0
3472.5 | 144.6875 | 233 | 247 | 17.6 | 2.6083 | 3472.3246 | -64.8691 | 20.8596 | 32.1841 | -88.3733 | 61.7517 | 110.2775 | 230.4541 | 3.3092 | 344.0408 | 29.25 | 8919.9461 | 0
3473.5 | 144.7292 | 422 | 168 | 16.1 | 2.6036 | 3473.3245 | -79.8679 | 20.8673 | 21.5227 | -81.4094 | 67.2198 | 163.3972 | 156.7461 | 2.2508 | 322.3941 | 30.75 | 7622.9556 | 0
3474.5 | 144.7708 | 102 | 100 | 14.7 | 2.599 | 3474.3244 | -94.8667 | 20.875 | 11.1351 | -71.5961 | 71.2079 | 32.8578 | 93.3013 | 1.3397 | 127.4988 | 32.15 | -1239.363 | 0
3475.5 | 144.8125 | 31 | 5 | 12.2 | 2.5943 | 3475.3244 | -109.8656 | 20.8826 | 1.3322 | -61.5161 | 75.0174 | 8.0143 | 4.6651 | 0.066987 | 12.7463 | 34.65 | -6858.3258 | 5091.6043
3476.5 | 144.8542 | 0 | 0 | 7.7 | 2.5897 | 3476.3243 | -124.8644 | 20.8903 | -7.5375 | -50.6469 | 78.4216 | 0 | 0 | 0 | 0 | 39.15 | -8509.9737 | 26362.2523
3477.5 | 144.8958 | 0 | 0 | 6.3 | 2.585 | 3477.3242 | -139.8632 | 20.8979 | -15.0476 | -38.579 | 81.2205 | 0 | 0 | 0 | 0 | 40.55 | -8856.3041 | 56996.9644
3478.5 | 144.9375 | 0 | 0 | 5.8 | 2.5803 | 3478.3241 | -154.8621 | 20.9055 | -20.6916 | -25.0998 | 83.2476 | 0 | 0 | 0 | 0 | 41.05 | -8980.6966 | 30715.2576
3479.5 | 144.9792 | 0 | 0 | 3.3 | 2.5756 | 3479.3241 | -169.8609 | 20.9132 | -23.9497 | -10.3659 | 84.3792 | 0 | 0 | 0 | 0 | 43.55 | -9608.2098 | 17907.9236
3480.5 | 145.0208 | 0 | 0 | 5.7 | 2.5709 | 3480.324 | 175.1403 | 20.9208 | -24.4454 | 4.9866 | 84.5445 | 0 | 0 | 0 | 0 | 41.15 | -9005.6195 | 33490.8288
3481.5 | 145.0625 | 0 | 0 | 6 | 2.5661 | 3481.3239 | 160.1415 | 20.9284 | -22.1154 | 20.0284 | 83.7328 | 0 | 0 | 0 | 0 | 40.85 | -8930.8952 | 6278.0346
3482.5 | 145.1042 | 0 | 0 | 5 | 2.5614 | 3482.3238 | 145.1427 | 20.9359 | -17.2428 | 33.9813 | 81.9945 | 0 | 0 | 0 | 0 | 41.85 | -9180.4943 | 3759.3594
3483.5 | 145.1458 | 0 | 0 | 4.5 | 2.5566 | 3483.3237 | 130.1438 | 20.9435 | -10.3186 | 46.5239 | 79.4357 | 0 | 0 | 0 | 0 | 42.35 | -9305.849 | 10447.8354
3484.5 | 145.1875 | 0 | 0 | 3 | 2.5518 | 3484.3237 | 115.145 | 20.9511 | -1.8662 | 57.7615 | 76.2091 | 0 | 0 | 0 | 0 | 43.85 | -9684.1331 | 2737.3032
3485.5 | 145.2292 | 0 | 17 | 4.3 | 2.5471 | 3485.3236 | 100.1462 | 20.9586 | 7.6584 | 68.0497 | 72.5036 | 0 | 15.8612 | 0.22776 | 16.089 | 42.55 | -8651.6465 | 0
3486.5 | 145.2708 | 0 | 51 | 6.6 | 2.5423 | 3486.3235 | 85.1474 | 20.9662 | 17.8832 | 77.8725 | 68.5366 | 0 | 47.5836 | 0.68327 | 48.2669 | 40.25 | -6668.5024 | 445.6703
3487.5 | 145.3125 | 75 | 205 | 8.5 | 2.5375 | 3487.3234 | 70.1486 | 20.9737 | 28.4917 | 87.8354 | 64.5502 | 32.229 | 191.2676 | 2.7465 | 226.2431 | 38.35 | 1592.5713 | 0
3488.5 | 145.3542 | 269 | 295 | 9.6 | 2.5326 | 3488.3233 | 55.1498 | 20.9812 | 39.165 | 81.2167 | 52.6892 | 163.0513 | 275.2387 | 3.9523 | 442.2423 | 37.25 | 11318.7728 | 0
3489.5 | 145.3958 | 675 | 212 | 12 | 2.5278 | 3489.3233 | 40.151 | 20.9887 | 49.4754 | 67.8971 | 38.6904 | 526.861 | 197.7987 | 2.8403 | 727.5 | 34.85 | 24388.8535 | 0
3490.5 | 145.4375 | 703 | 220 | 13 | 2.523 | 3490.3232 | 25.1523 | 20.9962 | 58.6488 | 49.7005 | 24.792 | 638.2086 | 205.2628 | 2.9474 | 846.4189 | 33.85 | 29834.8981 | 0
3491.5 | 145.4792 | 737 | 226 | 16 | 2.5181 | 3491.3231 | 10.1535 | 21.0037 | 65.0631 | 22.9753 | 11.6569 | 721.7995 | 210.8609 | 3.0278 | 935.6882 | 30.85 | 34452.3448 | 0
3492.5 | 145.5208 | 553 | 360 | 17 | 2.5132 | 3492.323 | -4.8453 | 21.0112 | 66.1881 | -11.2623 | 7.9926 | 547.6282 | 335.8846 | 4.8231 | 888.3359 | 29.85 | 32612.363 | 0
3493.5 | 145.5625 | 103 | 401 | 18.2 | 2.5084 | 3493.3229 | -19.8441 | 21.0186 | 61.3735 | -41.4067 | 19.9764 | 96.8028 | 374.1381 | 5.3724 | 476.3133 | 28.65 | 14850.1808 | 0
3494.5 | 145.6042 | 73 | 366 | 19.3 | 2.5035 | 3494.3229 | -34.8429 | 21.0261 | 52.9366 | -62.2308 | 33.7507 | 60.6968 | 341.4826 | 4.9035 | 407.0829 | 27.55 | 12071.9466 | 0
3495.5 | 145.6458 | 376 | 300 | 16.6 | 2.4986 | 3495.3228 | -49.8416 | 21.0335 | 42.9175 | -76.9227 | 47.7345 | 252.885 | 279.9038 | 4.0192 | 536.808 | 30.25 | 17127.7365 | 0
3496.5 | 145.6875 | 0 | 141 | 15.5 | 2.4937 | 3496.3227 | -64.8404 | 21.041 | 32.3216 | -88.5166 | 61.7072 | 0 | 131.5548 | 1.889 | 133.4438 | 31.35 | -790.7529 | 0
3497.5 | 145.7292 | 33 | 153 | 12.8 | 2.4887 | 3497.3226 | -79.8392 | 21.0484 | 21.6616 | -81.2813 | 67.0386 | 12.8737 | 142.7509 | 2.0498 | 157.6744 | 34.05 | -369.1771 | 0
3498.5 | 145.7708 | 118 | 109 | 10.6 | 2.4838 | 3498.3225 | -94.8379 | 21.0558 | 11.2792 | -71.4814 | 71.0268 | 38.3648 | 101.6984 | 1.4603 | 141.5235 | 36.25 | -1605.2642 | 16032.6963
3499.5 | 145.8125 | 38 | 6 | 9.6 | 2.4788 | 3499.3224 | -109.8367 | 21.0632 | 1.4841 | -61.4149 | 74.8361 | 9.9401 | 5.5981 | 0.080385 | 15.6186 | 37.25 | -7360.7433 | 29940.1472
3500.5 | 145.8542 | 0 | 0 | 7.9 | 2.4739 | 3500.3224 | -124.8355 | 21.0706 | -7.376 | -50.5615 | 78.2398 | 0 | 0 | 0 | 0 | 38.95 | -8460.7348 | 53085.8229
3501.5 | 145.8958 | 0 | 0 | 8 | 2.4689 | 3501.3223 | -139.8342 | 21.0779 | -14.8764 | -38.5149 | 81.0385 | 0 | 0 | 0 | 0 | 38.85 | -8436.1375 | 83442.0303
3502.5 | 145.9375 | 0 | 0 | 8 | 2.4639 | 3502.3222 | -154.833 | 21.0853 | -20.5127 | -25.0651 | 83.0659 | 0 | 0 | 0 | 0 | 38.85 | -8436.1375 | 104154.1678
3503.5 | 145.9792 | 0 | 0 | 7 | 2.4589 | 3503.3221 | -169.8317 | 21.0927 | -23.7681 | -10.3684 | 84.1986 | 0 | 0 | 0 | 0 | 39.85 | -8682.7763 | 96336.8821
3504.5 | 146.0208 | 0 | 0 | 5.8 | 2.4539 | 3504.322 | 175.1695 | 21.1 | -24.2683 | 4.9437 | 84.3659 | 0 | 0 | 0 | 0 | 41.05 | -8980.6966 | 104531.532
3505.5 | 146.0625 | 0 | 0 | 4.9 | 2.4489 | 3505.3219 | 160.1708 | 21.1073 | -21.9498 | 19.9494 | 83.5571 | 0 | 0 | 0 | 0 | 41.95 | -9205.5357 | 111696.507
3506.5 | 146.1042 | 0 | 0 | 4 | 2.4438 | 3506.3219 | 145.172 | 21.1147 | -17.0928 | 33.8755 | 81.8221 | 0 | 0 | 0 | 0 | 42.85 | -9431.5736 | 101610.5513
3507.5 | 146.1458 | 0 | 0 | 5.3 | 2.4388 | 3507.3218 | 130.1733 | 21.122 | -10.1853 | 46.4001 | 79.2669 | 0 | 0 | 0 | 0 | 41.55 | -9105.4592 | 78804.0383
3508.5 | 146.1875 | 0 | 0 | 7.1 | 2.4337 | 3508.3217 | 115.1746 | 21.1293 | -1.7479 | 57.6253 | 76.0434 | 0 | 0 | 0 | 0 | 39.75 | -8658.0458 | 47931.8182
3509.5 | 146.2292 | 0 | 20 | 8.9 | 2.4286 | 3509.3216 | 100.1758 | 21.1366 | 7.7644 | 67.9027 | 72.3402 | 0 | 18.6603 | 0.26795 | 18.9282 | 37.95 | -7386.6659 | 31836.428
3510.5 | 146.2708 | 0 | 47 | 11.4 | 2.4236 | 3510.3215 | 85.1771 | 21.1439 | 17.9806 | 77.7136 | 68.3743 | 0 | 43.8516 | 0.62968 | 44.4813 | 35.45 | -5661.0459 | 9182.1309
3511.5 | 146.3125 | 34 | 185 | 12.6 | 2.4185 | 3511.3214 | 70.1784 | 21.1511 | 28.585 | 87.6607 | 64.3876 | 14.6976 | 172.6073 | 2.4785 | 189.7835 | 34.25 | 988.9136 | 0
3512.5 | 146.3542 | 263 | 277 | 13.9 | 2.4134 | 3512.3214 | 55.1797 | 21.1584 | 39.2599 | 81.413 | 52.7093 | 159.341 | 258.4445 | 3.7111 | 421.4967 | 32.95 | 11443.9314 | 0
3513.5 | 146.3958 | 71 | 339 | 15.7 | 2.4082 | 3513.3213 | 40.1809 | 21.1656 | 49.5803 | 68.1206 | 38.7275 | 55.3892 | 316.2913 | 4.5417 | 376.2223 | 31.15 | 9886.1138 | 0
3514.5 | 146.4375 | 77 | 388 | 17 | 2.4031 | 3514.3212 | 25.1822 | 21.1729 | 58.7759 | 49.9429 | 24.8539 | 69.8684 | 362.0089 | 5.1982 | 437.0756 | 29.85 | 12854.1488 | 0
3515.5 | 146.4792 | 30 | 340 | 18.7 | 2.398 | 3515.3211 | 10.1835 | 21.1801 | 65.223 | 23.1647 | 11.7757 | 29.3686 | 317.2243 | 4.5551 | 351.1481 | 28.15 | 9485.0962 | 0
3516.5 | 146.5208 | 6 | 269 | 19.8 | 2.3928 | 3516.321 | -4.8152 | 21.1873 | 66.3665 | -11.2586 | 8.1195 | 5.9399 | 250.9804 | 3.6039 | 260.5242 | 27.05 | 5769.3441 | 0
3517.5 | 146.5625 | 0 | 220 | 20.7 | 2.3876 | 3517.3209 | -19.8139 | 21.1945 | 61.5394 | -41.5423 | 19.9981 | 0 | 205.2628 | 2.9474 | 208.2102 | 26.15 | 3683.7928 | 0
3518.5 | 146.6042 | 6 | 198 | 21 | 2.3825 | 3518.3208 | -34.8126 | 21.2017 | 53.0849 | -62.394 | 33.7393 | 4.9894 | 184.7365 | 2.6527 | 192.3786 | 25.85 | 3058.678 | 0
3519.5 | 146.6458 | 0 | 213 | 20.5 | 2.3773 | 3519.3208 | -49.8113 | 21.2089 | 43.0555 | -77.0755 | 47.7043 | 0 | 198.7317 | 2.8537 | 201.5854 | 26.35 | 3348.2763 | 0
3520.5 | 146.6875 | 0 | 96 | 19.2 | 2.3721 | 3520.3207 | -64.81 | 21.216 | 32.4561 | -88.6535 | 61.6621 | 0 | 89.5692 | 1.2862 | 90.8554 | 27.65 | -1796.8494 | 0
3521.5 | 146.7292 | 0 | 87 | 17.5 | 2.3668 | 3521.3206 | -79.8087 | 21.2232 | 21.7976 | -81.159 | 66.863 | 0 | 81.1721 | 1.1656 | 82.3377 | 29.35 | -2561.7766 | 0
3522.5 | 146.7708 | 200 | 134 | 15.4 | 2.3616 | 3522.3205 | -94.8074 | 21.2304 | 11.4201 | -71.3723 | 70.8513 | 65.6042 | 125.0237 | 1.7953 | 192.4231 | 31.45 | 1768.1409 | 15661.5322
3523.5 | 146.8125 | 66 | 8 | 13 | 2.3564 | 3523.3204 | -109.8061 | 21.2375 | 1.6325 | -61.319 | 74.6604 | 17.4597 | 7.4641 | 0.10718 | 25.0309 | 33.85 | -6129.1786 | 34490.5637
3524.5 | 146.8542 | 0 | 0 | 13.2 | 2.3511 | 3524.3203 | -124.8048 | 21.2446 | -7.2187 | -50.4812 | 78.0638 | 0 | 0 | 0 | 0 | 33.65 | -7177.4762 | 60246.3168
3525.5 | 146.8958 | 0 | 0 | 12.2 | 2.3459 | 3525.3202 | -139.8035 | 21.2517 | -14.71 | -38.4554 | 80.8624 | 0 | 0 | 0 | 0 | 34.65 | -7416.4181 | 83674.3801
3526.5 | 146.9375 | 0 | 0 | 11.4 | 2.3406 | 3526.3201 | -154.8021 | 21.2588 | -20.3392 | -25.0341 | 82.8902 | 0 | 0 | 0 | 0 | 35.45 | -7608.6373 | 109682.8873
3527.5 | 146.9792 | 0 | 0 | 10.7 | 2.3353 | 3527.3201 | -169.8008 | 21.2659 | -23.5925 | -10.3735 | 84.0242 | 0 | 0 | 0 | 0 | 36.15 | -7777.6063 | 125201.6751
3528.5 | 147.0208 | 0 | 0 | 9.8 | 2.33 | 3528.32 | 175.2005 | 21.273 | -24.0976 | 4.8997 | 84.1936 | 0 | 0 | 0 | 0 | 37.05 | -7995.9177 | 129234.9993
3529.5 | 147.0625 | 0 | 0 | 9.2 | 2.3247 | 3529.3199 | 160.2018 | 21.2801 | -21.7905 | 19.8708 | 83.3877 | 0 | 0 | 0 | 0 | 37.65 | -8142.1248 | 115422.9535
3530.5 | 147.1042 | 0 | 0 | 8.3 | 2.3194 | 3530.3198 | 145.2032 | 21.2871 | -16.9491 | 33.7712 | 81.6562 | 0 | 0 | 0 | 0 | 38.55 | -8362.4345 | 101863.0727
3531.5 | 147.1458 | 0 | 0 | 8.6 | 2.3141 | 3531.3197 | 130.2045 | 21.2942 | -10.0579 | 46.2787 | 79.1045 | 0 | 0 | 0 | 0 | 38.25 | -8288.8647 | 59846.5663
3532.5 | 147.1875 | 0 | 0 | 7.7 | 2.3087 | 3532.3196 | 115.2058 | 21.3012 | -1.6355 | 57.4919 | 75.8842 | 0 | 0 | 0 | 0 | 39.15 | -8509.9737 | 28333.4529
3533.5 | 147.2292 | 5 | 40 | 9.5 | 2.3034 | 3533.3195 | 100.2072 | 21.3083 | 7.8648 | 67.7591 | 72.1832 | 1.5299 | 37.3205 | 0.5359 | 39.3863 | 37.35 | -6344.4454 | 0
3534.5 | 147.2708 | 5 | 97 | 13.2 | 2.298 | 3534.3194 | 85.2085 | 21.3153 | 18.0726 | 77.5583 | 68.2185 | 1.8553 | 90.5022 | 1.2996 | 93.6571 | 33.65 | -3076.7439 | 520.9837
3535.5 | 147.3125 | 57 | 199 | 15.6 | 2.2926 | 3535.3193 | 70.2098 | 21.3223 | 28.6729 | 87.4901 | 64.2314 | 24.78 | 185.6695 | 2.6661 | 213.1157 | 31.25 | 2721.1125 | 0
3536.5 | 147.3542 | 0 | 95 | 18 | 2.2872 | 3536.3193 | 55.2112 | 21.3293 | 39.3493 | 81.605 | 52.7316 | 0 | 88.6362 | 1.2728 | 89.909 | 28.85 | -2114.5382 | 0
3537.5 | 147.3958 | 18 | 269 | 19 | 2.2818 | 3537.3192 | 40.2125 | 21.3363 | 49.6794 | 68.3399 | 38.7665 | 14.0347 | 250.9804 | 3.6039 | 268.619 | 27.85 | 5940.5524 | 0
3538.5 | 147.4375 | 12 | 312 | 19 | 2.2764 | 3538.3191 | 25.2139 | 21.3432 | 58.8965 | 50.1823 | 24.9171 | 10.883 | 291.1 | 4.18 | 306.163 | 27.85 | 7584.3976 | 0
3539.5 | 147.4792 | 6 | 196 | 19 | 2.271 | 3539.319 | 10.2153 | 21.3502 | 65.3762 | 23.3552 | 11.8938 | 5.8712 | 182.8705 | 2.6259 | 191.3676 | 27.85 | 2558.1355 | 0
3540.5 | 147.5208 | 0 | 153 | 19 | 2.2656 | 3540.3189 | -4.7834 | 21.3572 | 66.5388 | -11.2488 | 8.2423 | 0 | 142.7509 | 2.0498 | 144.8008 | 27.85 | 519.2294 | 0
3541.5 | 147.5625 | 0 | 183 | 19 | 2.2601 | 3541.3188 | -19.782 | 21.3641 | 61.7005 | -41.6699 | 20.0179 | 0 | 170.7413 | 2.4517 | 173.1931 | 27.85 | 1762.3728 | 0
3542.5 | 147.6042 | 0 | 131 | 19 | 2.2547 | 3542.3187 | -34.7807 | 21.371 | 53.2294 | -62.5493 | 33.7267 | 0 | 122.2247 | 1.7551 | 123.9797 | 27.85 | -392.4091 | 0
3543.5 | 147.6458 | 0 | 151 | 19 | 2.2492 | 3543.3186 | -49.7793 | 21.3779 | 43.1902 | -77.2212 | 47.6731 | 0 | 140.8849 | 2.023 | 142.9079 | 27.85 | 436.3531 | 0
3544.5 | 147.6875 | 0 | 141 | 20 | 2.2437 | 3544.3185 | -64.7779 | 21.3848 | 32.5876 | -88.784 | 61.6164 | 0 | 131.5548 | 1.889 | 133.4438 | 26.85 | 250.8487 | 0
3545.5 | 147.7292 | 0 | 130 | 20 | 2.2382 | 3545.3184 | -79.7766 | 21.3917 | 21.9304 | -81.0427 | 66.6929 | 0 | 121.2917 | 1.7417 | 123.0333 | 26.85 | -204.9705 | 0
3546.5 | 147.7708 | 124 | 103 | 19 | 2.2327 | 3546.3183 | -94.7752 | 21.3986 | 11.5577 | -71.2688 | 70.6814 | 41.0218 | 96.1003 | 1.3799 | 138.502 | 27.85 | 243.4426 | 16125.4094
3547.5 | 147.8125 | 42 | 6 | 18 | 2.2272 | 3547.3183 | -109.7738 | 21.4055 | 1.7771 | -61.2284 | 74.4903 | 11.2308 | 5.5981 | 0.080385 | 16.9093 | 28.85 | -5310.7932 | 34871.4903
3548.5 | 147.8542 | 0 | 0 | 18 | 2.2217 | 3548.3182 | -124.7724 | 21.4124 | -7.0655 | -50.4059 | 77.8936 | 0 | 0 | 0 | 0 | 28.85 | -6051.1591 | 59318.2582
3549.5 | 147.8958 | 0 | 0 | 18 | 2.2162 | 3549.3181 | -139.771 | 21.4192 | -14.5483 | -38.4005 | 80.6922 | 0 | 0 | 0 | 0 | 28.85 | -6051.1591 | 86812.456
3550.5 | 147.9375 | 0 | 0 | 18 | 2.2106 | 3550.318 | -154.7697 | 21.4261 | -20.1712 | -25.0069 | 82.7206 | 0 | 0 | 0 | 0 | 28.85 | -6051.1591 | 85378.9066
3551.5 | 147.9792 | 0 | 0 | 17 | 2.205 | 3551.3179 | -169.7683 | 21.4329 | -23.423 | -10.3811 | 83.8559 | 0 | 0 | 0 | 0 | 29.85 | -6282.9962 | 117779.7768
3552.5 | 148.0208 | 0 | 0 | 16 | 2.1995 | 3552.3178 | 175.2331 | 21.4397 | -23.9332 | 4.8546 | 84.0277 | 0 | 0 | 0 | 0 | 30.85 | -6516.3134 | 110510.1698
3553.5 | 148.0625 | 0 | 0 | 15 | 2.1939 | 3553.3177 | 160.2345 | 21.4465 | -21.6377 | 19.7926 | 83.2248 | 0 | 0 | 0 | 0 | 31.85 | -6751.1108 | 44229.8113
3554.5 | 148.1042 | 0 | 0 | 15 | 2.1883 | 3554.3176 | 145.2359 | 21.4533 | -16.8117 | 33.6685 | 81.4967 | 0 | 0 | 0 | 0 | 31.85 | -6751.1108 | 84941.5067
3555.5 | 148.1458 | 0 | 0 | 16 | 2.1827 | 3555.3175 | 130.2373 | 21.4601 | -9.9367 | 46.1596 | 78.9486 | 0 | 0 | 0 | 0 | 30.85 | -6516.3134 | 73985.8135
3556.5 | 148.1875 | 0 | 0 | 16 | 2.1771 | 3556.3174 | 115.2387 | 21.4669 | -1.5288 | 57.3615 | 75.7314 | 0 | 0 | 0 | 0 | 30.85 | -6516.3134 | 45418.5054
3557.5 | 148.2292 | 231 | 48 | 16.6 | 2.1715 | 3557.3173 | 100.2401 | 21.4736 | 7.9597 | 67.6189 | 72.0328 | 71.2572 | 44.7846 | 0.64308 | 116.6848 | 30.25 | -1267.1555 | 29928.2777
3558.5 | 148.2708 | 11 | 100 | 18 | 2.1658 | 3558.3172 | 85.2415 | 21.4804 | 18.1592 | 77.4069 | 68.0692 | 4.1084 | 93.3013 | 1.3397 | 98.7494 | 28.85 | -1727.4652 | 11597.3806
3559.5 | 148.3125 | 6 | 175 | 19 | 2.1602 | 3559.3171 | 70.243 | 21.4871 | 28.7554 | 87.3235 | 64.0818 | 2.6225 | 163.2772 | 2.3446 | 168.2443 | 27.85 | 1545.6941 | 0
3560.5 | 148.3542 | 76 | 285 | 19 | 2.1545 | 3560.317 | 55.2444 | 21.4939 | 39.4332 | 81.7926 | 52.756 | 45.996 | 265.9086 | 3.8183 | 315.7229 | 27.85 | 8002.9741 | 0
3561.5 | 148.3958 | 266 | 328 | 21 | 2.1489 | 3561.3169 | 40.2458 | 21.5006 | 49.7726 | 68.5546 | 38.8071 | 207.2832 | 306.0282 | 4.3944 | 517.7057 | 25.85 | 17302.9687 | 0
3562.5 | 148.4375 | 36 | 320 | 21 | 2.1432 | 3562.3169 | 25.2472 | 21.5073 | 59.0107 | 50.4185 | 24.9813 | 32.632 | 298.5641 | 4.2872 | 335.4833 | 25.85 | 9324.4464 | 0
3563.5 | 148.4792 | 6 | 249 | 22 | 2.1375 | 3563.3168 | 10.2486 | 21.514 | 65.5228 | 23.5467 | 12.0108 | 5.8687 | 232.3202 | 3.336 | 241.5248 | 24.85 | 5436.4341 | 0
3564.5 | 148.5208 | 30 | 338 | 22 | 2.1318 | 3564.3167 | -4.7499 | 21.5207 | 66.7052 | -11.2328 | 8.3607 | 29.6812 | 315.3583 | 4.5283 | 349.5678 | 24.85 | 10167.0461 | 0
3565.5 | 148.5625 | 0 | 170 | 22 | 2.1261 | 3565.3166 | -19.7485 | 21.5274 | 61.8569 | -41.7893 | 20.036 | 0 | 158.6122 | 2.2776 | 160.8897 | 24.85 | 1905.867 | 0
3566.5 | 148.6042 | 0 | 157 | 21 | 2.1204 | 3566.3165 | -34.7471 | 21.534 | 53.3701 | -62.6966 | 33.7127 | 0 | 146.483 | 2.1034 | 148.5864 | 25.85 | 1141.2551 | 0
3567.5 | 148.6458 | 0 | 206 | 21 | 2.1146 | 3567.3164 | -49.7457 | 21.5407 | 43.3217 | -77.3598 | 47.6409 | 0 | 192.2006 | 2.7599 | 194.9605 | 25.85 | 3171.7228 | 0
3568.5 | 148.6875 | 0 | 155 | 20 | 2.1089 | 3568.3163 | -64.7442 | 21.5473 | 32.716 | -88.9079 | 61.5701 | 0 | 144.617 | 2.0766 | 146.6936 | 26.85 | 830.9823 | 0
3569.5 | 148.7292 | 0 | 112 | 18 | 2.1031 | 3569.3162 | -79.7428 | 21.5539 | 22.0602 | -80.9324 | 66.5285 | 0 | 104.4974 | 1.5005 | 105.9979 | 28.85 | -1410.0902 | 0
3570.5 | 148.7708 | 99 | 120 | 17 | 2.0974 | 3570.3161 | -94.7413 | 21.5606 | 11.6919 | -71.1709 | 70.5172 | 33.0189 | 111.9615 | 1.6077 | 146.5881 | 29.85 | 135.2953 | 15566.0555
3571.5 | 148.8125 | 35 | 8 | 16 | 2.0916 | 3571.316 | -109.7399 | 21.5672 | 1.9181 | -61.1431 | 74.326 | 9.4557 | 7.4641 | 0.10718 | 17.027 | 30.85 | -5770.7949 | 33942.1058
3572.5 | 148.8542 | 0 | 0 | 15 | 2.0858 | 3572.3159 | -124.7384 | 21.5738 | -6.9166 | -50.3355 | 77.7292 | 0 | 0 | 0 | 0 | 31.85 | -6751.1108 | 59891.2878
3573.5 | 148.8958 | 0 | 0 | 15 | 2.08 | 3573.3158 | -139.737 | 21.5804 | -14.3915 | -38.35 | 80.528 | 0 | 0 | 0 | 0 | 31.85 | -6751.1108 | 86372.7443
3574.5 | 148.9375 | 0 | 0 | 14 | 2.0742 | 3574.3157 | -154.7355 | 21.5869 | -20.0088 | -24.9833 | 82.5572 | 0 | 0 | 0 | 0 | 32.85 | -6987.3884 | 109367.9913
3575.5 | 148.9792 | 0 | 0 | 14 | 2.0684 | 3575.3156 | -169.7341 | 21.5935 | -23.2595 | -10.3912 | 83.694 | 0 | 0 | 0 | 0 | 32.85 | -6987.3884 | 123645.2596
3576.5 | 149.0208 | 0 | 0 | 14 | 2.0625 | 3576.3155 | 175.2674 | 21.6001 | -23.7753 | 4.8085 | 83.8681 | 0 | 0 | 0 | 0 | 32.85 | -6987.3884 | 126794.0589
3577.5 | 149.0625 | 0 | 0 | 14 | 2.0567 | 3577.3154 | 160.2688 | 21.6066 | -21.4914 | 19.7149 | 83.0682 | 0 | 0 | 0 | 0 | 32.85 | -6987.3884 | 117181.2213
3578.5 | 149.1042 | 0 | 0 | 14 | 2.0508 | 3578.3153 | 145.2703 | 21.6131 | -16.6806 | 33.5674 | 81.3438 | 0 | 0 | 0 | 0 | 32.85 | -6987.3884 | 101424.0549
3579.5 | 149.1458 | 0 | 0 | 12 | 2.045 | 3579.3152 | 130.2718 | 21.6196 | -9.8214 | 46.043 | 78.7992 | 0 | 0 | 0 | 0 | 34.85 | -7464.3841 | 79283.6964
3580.5 | 149.1875 | 0 | 0 | 11 | 2.0391 | 3580.3151 | 115.2732 | 21.6262 | -1.4278 | 57.2342 | 75.5852 | 0 | 0 | 0 | 0 | 35.85 | -7705.1022 | 49191.2385
3581.5 | 149.2292 | 353 | 31 | 12 | 2.0332 | 3581.315 | 100.2747 | 21.6327 | 8.049 | 67.4821 | 71.8889 | 109.7338 | 28.9234 | 0.41532 | 139.0725 | 34.85 | -1375.1616 | 33478.5374
3582.5 | 149.2708 | 487 | 87 | 15 | 2.0273 | 3582.3149 | 85.2762 | 21.6391 | 18.2403 | 77.2593 | 67.9264 | 183.0134 | 81.1721 | 1.1656 | 265.3511 | 31.85 | 4867.1582 | 12499.6477
3583.5 | 149.3125 | 448 | 163 | 17 | 2.0214 | 3583.3148 | 70.2776 | 21.6456 | 28.8325 | 87.1613 | 63.9387 | 196.8213 | 152.0811 | 2.1838 | 351.0861 | 29.85 | 9089.1407 | 0
3584.5 | 149.3542 | 510 | 209 | 18 | 2.0155 | 3584.3147 | 55.2791 | 21.6521 | 39.5116 | 81.9755 | 52.7824 | 308.4704 | 194.9997 | 2.8001 | 506.2701 | 28.85 | 16115.636 | 0
3585.5 | 149.3958 | 645 | 221 | 19 | 2.0096 | 3585.3146 | 40.2806 | 21.6585 | 49.8599 | 68.7647 | 38.8493 | 502.3251 | 206.1958 | 2.9608 | 711.4817 | 27.85 | 25331.0831 | 0
3586.5 | 149.4375 | 667 | 254 | 21 | 2.0036 | 3586.3145 | 25.2821 | 21.665 | 59.1185 | 50.651 | 25.0464 | 604.2789 | 236.9852 | 3.403 | 844.667 | 25.85 | 31618.8121 | 0
3587.5 | 149.4792 | 491 | 328 | 21 | 1.9977 | 3587.3144 | 10.2836 | 21.6714 | 65.6625 | 23.7387 | 12.1265 | 480.0439 | 306.0282 | 4.3944 | 790.4664 | 25.85 | 29245.6638 | 0
3588.5 | 149.5208 | 541 | 319 | 23 | 1.9917 | 3588.3143 | -4.7149 | 21.6778 | 66.8654 | -11.2107 | 8.4746 | 535.093 | 297.6311 | 4.2738 | 836.9978 | 23.85 | 31733.3712 | 0
3589.5 | 149.5625 | 689 | 253 | 23 | 1.9858 | 3589.3142 | -19.7134 | 21.6842 | 62.0083 | -41.9005 | 20.052 | 647.2339 | 236.0522 | 3.3896 | 886.6757 | 23.85 | 33908.493 | 0
3590.5 | 149.6042 | 822 | 135 | 24 | 1.9798 | 3590.3141 | -34.7119 | 21.6906 | 53.5069 | -62.8359 | 33.6973 | 683.8879 | 125.9567 | 1.8087 | 811.6533 | 22.85 | 30846.6286 | 0
3591.5 | 149.6458 | 770 | 142 | 24 | 1.9738 | 3591.314 | -49.7104 | 21.697 | 43.4498 | -77.4911 | 47.6078 | 519.1356 | 132.4878 | 1.9024 | 653.5258 | 22.85 | 23923.0953 | 0
3592.5 | 149.6875 | 699 | 123 | 22 | 1.9678 | 3592.3139 | -64.7089 | 21.7034 | 32.8413 | -89.0254 | 61.5232 | 333.285 | 114.7606 | 1.6479 | 449.6934 | 24.85 | 14550.9986 | 0
3593.5 | 149.7292 | 599 | 109 | 21 | 1.9618 | 3593.3138 | -79.7074 | 21.7098 | 22.1867 | -80.8281 | 66.3698 | 240.0982 | 101.6984 | 1.4603 | 343.2569 | 25.85 | 9664.808 | 0
3594.5 | 149.7708 | 319 | 100 | 18 | 1.9558 | 3594.3137 | -94.7059 | 21.7161 | 11.8227 | -71.0786 | 70.3587 | 107.2258 | 93.3013 | 1.3397 | 201.8668 | 28.85 | 2787.484 | 0
3595.5 | 149.8125 | 115 | 7 | 15 | 1.9497 | 3595.3136 | -109.7044 | 21.7225 | 2.0552 | -61.0631 | 74.1675 | 31.3749 | 6.5311 | 0.093782 | 37.9998 | 31.85 | -5087.3081 | 5243.1685
3596.5 | 149.8542 | 0 | 0 | 13 | 1.9437 | 3596.3135 | -124.7029 | 21.7288 | -6.772 | -50.2701 | 77.5707 | 0 | 0 | 0 | 0 | 33.85 | -7225.1462 | 11792.6335
3597.5 | 149.8958 | 0 | 0 | 13 | 1.9376 | 3597.3134 | -139.7014 | 21.7351 | -14.2397 | -38.304 | 80.3698 | 0 | 0 | 0 | 0 | 33.85 | -7225.1462 | 27419.7957
3598.5 | 149.9375 | 0 | 0 | 12 | 1.9316 | 3598.3133 | -154.6999 | 21.7414 | -19.8519 | -24.9634 | 82.3999 | 0 | 0 | 0 | 0 | 34.85 | -7464.3841 | 82520.8358
3599.5 | 149.9792 | 0 | 0 | 12 | 1.9255 | 3599.3132 | -169.6984 | 21.7477 | -23.1022 | -10.4037 | 83.5384 | 0 | 0 | 0 | 0 | 34.85 | -7464.3841 | 104915.0476
3600.5 | 150.0208 | 0 | 0 | 11 | 1.9194 | 3600.3131 | 175.3031 | 21.754 | -23.6238 | 4.7615 | 83.7149 | 0 | 0 | 0 | 0 | 35.85 | -7705.1022 | 102616.4784
3601.5 | 150.0625 | 0 | 0 | 11 | 1.9133 | 3601.313 | 160.3047 | 21.7603 | -21.3516 | 19.6376 | 82.9182 | 0 | 0 | 0 | 0 | 35.85 | -7705.1022 | 54944.3119
3602.5 | 150.1042 | 0 | 0 | 10 | 1.9072 | 3602.3129 | 145.3062 | 21.7665 | -16.5558 | 33.468 | 81.1973 | 0 | 0 | 0 | 0 | 36.85 | -7947.3005 | 28425.5871
3603.5 | 150.1458 | 0 | 0 | 11 | 1.9011 | 3603.3128 | 130.3077 | 21.7728 | -9.7122 | 45.9289 | 78.6564 | 0 | 0 | 0 | 0 | 35.85 | -7705.1022 | 39049.4715
3604.5 | 150.1875 | 0 | 0 | 8 | 1.895 | 3604.3127 | 115.3093 | 21.779 | -1.3326 | 57.1099 | 75.4455 | 0 | 0 | 0 | 0 | 38.85 | -8436.1375 | 23536.3304
3605.5 | 150.2292 | 386 | 32 | 9 | 1.8889 | 3605.3126 | 100.3108 | 21.7853 | 8.1329 | 67.349 | 71.7516 | 120.8712 | 29.8564 | 0.42872 | 151.1564 | 37.85 | -1572.6696 | 28001.9322
3606.5 | 150.2708 | 553 | 74 | 12 | 1.8827 | 3606.3125 | 85.3123 | 21.7915 | 18.3161 | 77.1158 | 67.7902 | 209.0338 | 69.0429 | 0.99141 | 279.0682 | 34.85 | 4754.4813 | 239.2175
3607.5 | 150.3125 | 683 | 97 | 15 | 1.8766 | 3607.3124 | 70.3139 | 21.7977 | 28.9042 | 87.0035 | 63.8021 | 301.5257 | 90.5022 | 1.2996 | 393.3274 | 31.85 | 10470.5426 | 0
3608.5 | 150.3542 | 703 | 144 | 17 | 1.8704 | 3608.3123 | 55.3154 | 21.8039 | 39.5845 | 82.1536 | 52.8107 | 424.9288 | 134.3538 | 1.9292 | 561.2119 | 29.85 | 18289.3975 | 0
3609.5 | 150.3958 | 698 | 185 | 18 | 1.8642 | 3609.3122 | 40.3169 | 21.8101 | 49.9415 | 68.9698 | 38.8929 | 543.268 | 172.6073 | 2.4785 | 718.3538 | 28.85 | 25401.6191 | 0
3610.5 | 150.4375 | 798 | 175 | 20 | 1.8581 | 3610.3121 | 25.3185 | 21.8162 | 59.22 | 50.8796 | 25.1122 | 722.5718 | 163.2772 | 2.3446 | 888.1936 | 26.85 | 33297.2043 | 0
3611.5 | 150.4792 | 880 | 138 | 21 | 1.8519 | 3611.312 | 10.32 | 21.8224 | 65.7956 | 23.9311 | 12.2406 | 859.9939 | 128.7558 | 1.8488 | 990.5985 | 25.85 | 38008.3517 | 0
3612.5 | 150.5208 | 866 | 166 | 22 | 1.8457 | 3612.3119 | -4.6784 | 21.8286 | 67.0195 | -11.1824 | 8.5839 | 856.2995 | 154.8801 | 2.224 | 1013.4036 | 24.85 | 39232.7763 | 0
3613.5 | 150.5625 | 774 | 196 | 23 | 1.8394 | 3613.3118 | -19.6769 | 21.8347 | 62.1549 | -42.0032 | 20.0661 | 727.0164 | 182.8705 | 2.6259 | 912.5127 | 23.85 | 35039.7565 | 0
3614.5 | 150.6042 | 755 | 201 | 23 | 1.8332 | 3614.3117 | -34.6753 | 21.8408 | 53.6397 | -62.9671 | 33.6805 | 628.2678 | 187.5356 | 2.6929 | 818.4962 | 23.85 | 30923.2883 | 0
3615.5 | 150.6458 | 376 | 289 | 23 | 1.827 | 3615.3116 | -49.6737 | 21.8469 | 43.5745 | -77.6151 | 47.5737 | 253.6651 | 269.6407 | 3.8719 | 527.1776 | 23.85 | 18168.0424 | 0
3616.5 | 150.6875 | 145 | 253 | 23 | 1.8207 | 3616.3115 | -64.6722 | 21.853 | 32.9633 | -89.1363 | 61.4758 | 69.2418 | 236.0522 | 3.3896 | 308.6836 | 23.85 | 8601.3853 | 0
3617.5 | 150.7292 | 0 | 120 | 21 | 1.8145 | 3617.3114 | -79.6706 | 21.8591 | 22.31 | -80.7298 | 66.2169 | 0 | 111.9615 | 1.6077 | 113.5692 | 25.85 | -391.9551 | 0
3618.5 | 150.7708 | 89 | 118 | 18 | 1.8082 | 3618.3113 | -94.6691 | 21.8652 | 11.9501 | -70.9919 | 70.206 | 30.139 | 110.0955 | 1.5809 | 141.8154 | 28.85 | 158.1587 | 0
3619.5 | 150.8125 | 33 | 9 | 17 | 1.802 | 3619.3112 | -109.6675 | 21.8713 | 2.1885 | -60.9884 | 74.0149 | 9.0878 | 8.3971 | 0.12058 | 17.6055 | 29.85 | -5512.149 | 27330.0085
3620.5 | 150.8542 | 0 | 0 | 16 | 1.7957 | 3620.3111 | -124.6659 | 21.8774 | -6.6318 | -50.2097 | 77.4182 | 0 | 0 | 0 | 0 | 30.85 | -6516.3134 | 14083.4491
3621.5 | 150.8958 | 0 | 0 | 15.4 | 1.7894 | 3621.311 | -139.6643 | 21.8834 | -14.0929 | -38.2624 | 80.2178 | 0 | 0 | 0 | 0 | 31.45 | -6657.0142 | 45559.1118
3622.5 | 150.9375 | 0 | 0 | 14.9 | 1.7831 | 3622.3109 | -154.6628 | 21.8894 | -19.7007 | -24.9471 | 82.2489 | 0 | 0 | 0 | 0 | 31.95 | -6774.672 | 85932.3251
3623.5 | 150.9792 | 0 | 0 | 14.3 | 1.7768 | 3623.3107 | -169.6612 | 21.8955 | -22.9511 | -10.4186 | 83.3891 | 0 | 0 | 0 | 0 | 32.55 | -6916.3497 | 83532.7987
3624.5 | 151.0208 | 0 | 0 | 13.7 | 1.7704 | 3624.3106 | 175.3404 | 21.9015 | -23.4788 | 4.7137 | 83.5682 | 0 | 0 | 0 | 0 | 33.15 | -7058.5603 | 123468.2088
3625.5 | 151.0625 | 0 | 0 | 13.1 | 1.7641 | 3625.3105 | 160.342 | 21.9075 | -21.2182 | 19.561 | 82.7748 | 0 | 0 | 0 | 0 | 33.75 | -7201.3038 | 115966.3989
3626.5 | 151.1042 | 0 | 0 | 12.6 | 1.7578 | 3626.3104 | 145.3436 | 21.9135 | -16.4374 | 33.3704 | 81.0575 | 0 | 0 | 0 | 0 | 34.25 | -7320.6637 | 100668.9241
3627.5 | 151.1458 | 0 | 0 | 12 | 1.7514 | 3627.3103 | 130.3451 | 21.9195 | -9.609 | 45.8175 | 78.5201 | 0 | 0 | 0 | 0 | 34.85 | -7464.3841 | 79501.5107
3628.5 | 151.1875 | 0 | 0 | 11 | 1.7451 | 3628.3102 | 115.3467 | 21.9254 | -1.2432 | 56.9888 | 75.3125 | 0 | 0 | 0 | 0 | 35.85 | -7705.1022 | 51215.748
3629.5 | 151.2292 | 369 | 34 | 12 | 1.7387 | 3629.3101 | 100.3483 | 21.9314 | 8.2112 | 67.2195 | 71.6208 | 116.3474 | 31.7224 | 0.45551 | 148.5253 | 34.85 | -961.2744 | 36120.3907
3630.5 | 151.2708 | 554 | 70 | 13 | 1.7323 | 3630.31 | 85.3499 | 21.9374 | 18.3866 | 76.9763 | 67.6605 | 210.5717 | 65.3109 | 0.93782 | 276.8204 | 33.85 | 4895.3038 | 12504.8419
3631.5 | 151.3125 | 678 | 95 | 16 | 1.7259 | 3631.3099 | 70.3515 | 21.9433 | 28.9707 | 86.8502 | 63.6722 | 300.697 | 88.6362 | 1.2728 | 390.606 | 30.85 | 10586.1832 | 0
3632.5 | 151.3542 | 685 | 149 | 17 | 1.7195 | 3632.3098 | 55.3531 | 21.9492 | 39.652 | 82.3268 | 52.8408 | 413.7622 | 139.0189 | 1.9962 | 554.7773 | 29.85 | 18007.6602 | 0
3633.5 | 151.3958 | 716 | 188 | 19 | 1.7131 | 3633.3097 | 40.3547 | 21.9551 | 50.0173 | 69.1697 | 38.9378 | 556.9252 | 175.4064 | 2.5187 | 734.8503 | 27.85 | 26354.2669 | 0
3634.5 | 151.4375 | 447 | 333 | 20 | 1.7067 | 3634.3096 | 25.3563 | 21.961 | 59.3151 | 51.104 | 25.1785 | 404.529 | 310.6932 | 4.4614 | 719.6836 | 26.85 | 25919.0742 | 0
3635.5 | 151.4792 | 725 | 244 | 21 | 1.7003 | 3635.3095 | 10.3579 | 21.9669 | 65.9218 | 24.1234 | 12.3529 | 708.2152 | 227.6551 | 3.269 | 939.1393 | 25.85 | 35755.2339 | 0
3636.5 | 151.5208 | 553 | 356 | 22 | 1.6938 | 3636.3094 | -4.6405 | 21.9728 | 67.1674 | -11.1481 | 8.6883 | 546.6542 | 332.1525 | 4.7695 | 883.5762 | 24.85 | 33548.3483 | 0
3637.5 | 151.5625 | 127 | 322 | 22 | 1.6874 | 3637.3093 | -19.6388 | 21.9787 | 62.2965 | -42.0975 | 20.078 | 119.2817 | 300.4301 | 4.314 | 424.0258 | 24.85 | 13427.1544 | 0
3638.5 | 151.6042 | 487 | 318 | 22 | 1.6809 | 3638.3091 | -34.6372 | 21.9845 | 53.7686 | -63.09 | 33.6623 | 405.3392 | 296.698 | 4.2604 | 706.2976 | 24.85 | 25786.2897 | 0
3639.5 | 151.6458 | 708 | 161 | 22 | 1.6745 | 3639.309 | -49.6356 | 21.9904 | 43.6957 | -77.7318 | 47.5387 | 477.965 | 150.215 | 2.157 | 630.3371 | 24.85 | 22460.393 | 0
3640.5 | 151.6875 | 598 | 160 | 21 | 1.668 | 3640.3089 | -64.634 | 21.9962 | 33.0821 | -89.2406 | 61.4279 | 286.0017 | 149.282 | 2.1436 | 437.4273 | 25.85 | 13788.0146 | 0
3641.5 | 151.7292 | 571 | 115 | 19 | 1.6615 | 3641.3088 | -79.6324 | 22.002 | 22.43 | -80.6374 | 66.0698 | 231.6105 | 107.2965 | 1.5407 | 340.4477 | 27.85 | 9085.5374 | 0
3642.5 | 151.7708 | 404 | 91 | 17 | 1.655 | 3642.3087 | -94.6308 | 22.0079 | 12.0738 | -70.9108 | 70.0591 | 137.7844 | 84.9042 | 1.2192 | 223.9078 | 29.85 | 3520.6983 | 0
3643.5 | 151.8125 | 153 | 7 | 14 | 1.6485 | 3643.3086 | -109.6291 | 22.0137 | 2.3178 | -60.919 | 73.8682 | 42.5107 | 6.5311 | 0.093782 | 49.1356 | 32.85 | -4836.0092 | 17004.9661
3644.5 | 151.8542 | 0 | 0 | 13 | 1.642 | 3644.3085 | -124.6275 | 22.0194 | -6.4961 | -50.1541 | 77.2718 | 0 | 0 | 0 | 0 | 33.85 | -7225.1462 | 41415.2811
3645.5 | 151.8958 | 0 | 0 | 13 | 1.6355 | 3645.3084 | -139.6259 | 22.0252 | -13.9512 | -38.2251 | 80.0719 | 0 | 0 | 0 | 0 | 33.85 | -7225.1462 | 56793.1215
3646.5 | 151.9375 | 0 | 0 | 12 | 1.6289 | 3646.3083 | -154.6242 | 22.031 | -19.5552 | -24.9342 | 82.1042 | 0 | 0 | 0 | 0 | 34.85 | -7464.3841 | 101333.6786
3647.5 | 151.9792 | 0 | 0 | 11 | 1.6224 | 3647.3082 | -169.6226 | 22.0368 | -22.8062 | -10.4357 | 83.2463 | 0 | 0 | 0 | 0 | 35.85 | -7705.1022 | 110013.8816
3648.5 | 152.0208 | 0 | 0 | 10 | 1.6158 | 3648.3081 | 175.379 | 22.0425 | -23.3403 | 4.665 | 83.428 | 0 | 0 | 0 | 0 | 36.85 | -7947.3005 | 115300.8869
3649.5 | 152.0625 | 0 | 0 | 9 | 1.6093 | 3649.308 | 160.3807 | 22.0482 | -21.0915 | 19.485 | 82.6379 | 0 | 0 | 0 | 0 | 37.85 | -8190.9789 | 109469.5531
3650.5 | 152.1042 | 0 | 0 | 9 | 1.6027 | 3650.3078 | 145.3823 | 22.054 | -16.3253 | 33.2745 | 80.9242 | 0 | 0 | 0 | 0 | 37.85 | -8190.9789 | 92887.1627
3651.5 | 152.1458 | 0 | 0 | 6 | 1.5961 | 3651.3077 | 130.384 | 22.0597 | -9.5119 | 45.7086 | 78.3905 | 0 | 0 | 0 | 0 | 40.85 | -8930.8952 | 73693.0228
3652.5 | 152.1875 | 0 | 0 | 4 | 1.5895 | 3652.3076 | 115.3856 | 22.0654 | -1.1595 | 56.871 | 75.186 | 0 | 0 | 0 | 0 | 42.85 | -9431.5736 | 45871.7307
3653.5 | 152.2292 | 360 | 36 | 7 | 1.583 | 3653.3075 | 100.3873 | 22.0711 | 8.2841 | 67.0937 | 71.4966 | 114.2497 | 33.5885 | 0.48231 | 148.3204 | 39.85 | -2188.6378 | 28728.1556
3654.5 | 152.2708 | 587 | 63 | 11 | 1.5763 | 3654.3074 | 85.3889 | 22.0767 | 18.4518 | 76.8409 | 67.5375 | 224.2801 | 58.7798 | 0.84404 | 283.904 | 35.85 | 4725.4968 | 11525.4545
3655.5 | 152.3125 | 706 | 85 | 14 | 1.5697 | 3655.3073 | 70.3906 | 22.0824 | 29.0319 | 86.7015 | 63.5489 | 314.4763 | 79.3061 | 1.1388 | 394.9211 | 32.85 | 10304.0434 | 0
3656.5 | 152.3542 | 726 | 133 | 16 | 1.5631 | 3656.3072 | 55.3922 | 22.088 | 39.7141 | 82.4949 | 52.8725 | 438.2065 | 124.0907 | 1.7819 | 564.0791 | 30.85 | 18181.6188 | 0
3657.5 | 152.3958 | 787 | 138 | 17 | 1.5565 | 3657.3071 | 40.3939 | 22.0937 | 50.0873 | 69.3643 | 38.9839 | 611.7531 | 128.7558 | 1.8488 | 742.3577 | 29.85 | 26220.7805 | 0
3658.5 | 152.4375 | 852 | 133 | 18 | 1.5498 | 3658.307 | 25.3955 | 22.0993 | 59.4039 | 51.3238 | 25.2452 | 770.6262 | 124.0907 | 1.7819 | 896.4988 | 28.85 | 33201.6091 | 0
3659.5 | 152.4792 | 892 | 126 | 19 | 1.5432 | 3659.3069 | 10.3972 | 22.1049 | 66.0413 | 24.3153 | 12.463 | 870.9804 | 117.5596 | 1.6881 | 990.2281 | 27.85 | 37535.8597 | 0
3660.5 | 152.5208 | 890 | 129 | 21 | 1.5365 | 3660.3067 | -4.6011 | 22.1106 | 67.309 | -11.1079 | 8.7878 | 879.5523 | 120.3586 | 1.7283 | 1001.6392 | 25.85 | 38491.7628 | 0
3661.5 | 152.5625 | 852 | 137 | 22 | 1.5299 | 3661.3066 | -19.5995 | 22.1161 | 62.433 | -42.1832 | 20.0877 | 800.1713 | 127.8227 | 1.8355 | 929.8295 | 24.85 | 35573.5262 | 0
3662.5 | 152.6042 | 834 | 128 | 23 | 1.5232 | 3662.3065 | -34.5978 | 22.1217 | 53.8934 | -63.2047 | 33.6427 | 694.3118 | 119.4256 | 1.7149 | 815.4523 | 23.85 | 30790.0126 | 0
3663.5 | 152.6458 | 800 | 123 | 24 | 1.5165 | 3663.3064 | -49.5961 | 22.1273 | 43.8135 | -77.841 | 47.5028 | 540.4431 | 114.7606 | 1.6479 | 656.8515 | 22.85 | 24068.7085 | 0
3664.5 | 152.6875 | 667 | 136 | 24 | 1.5098 | 3664.3063 | -64.5944 | 22.1329 | 33.1975 | -89.3383 | 61.3796 | 319.4957 | 126.8897 | 1.8221 | 448.2075 | 22.85 | 14933.3297 | 0
3665.5 | 152.7292 | 590 | 115 | 22 | 1.5031 | 3665.3062 | -79.5928 | 22.1384 | 22.5466 | -80.5512 | 65.9287 | 240.6454 | 107.2965 | 1.5407 | 349.4826 | 24.85 | 10163.3147 | 0
3666.5 | 152.7708 | 386 | 92 | 19 | 1.4964 | 3666.3061 | -94.5911 | 22.144 | 12.194 | -70.8354 | 69.9182 | 132.5377 | 85.8372 | 1.2326 | 219.6075 | 27.85 | 3794.6058 | 0
3667.5 | 152.8125 | 149 | 8 | 17 | 1.4897 | 3667.306 | -109.5894 | 22.1495 | 2.443 | -60.8548 | 73.7275 | 41.7508 | 7.4641 | 0.10718 | 49.3221 | 29.85 | -4123.4526 | 35254.6226
3668.5 | 152.8542 | 0 | 0 | 15 | 1.4829 | 3668.3058 | -124.5877 | 22.155 | -6.365 | -50.1034 | 77.1314 | 0 | 0 | 0 | 0 | 31.85 | -6751.1108 | 60845.0896
3669.5 | 152.8958 | 0 | 0 | 14 | 1.4762 | 3669.3057 | -139.586 | 22.1605 | -13.8146 | -38.1922 | 79.9322 | 0 | 0 | 0 | 0 | 32.85 | -6987.3884 | 83995.4927
3670.5 | 152.9375 | 0 | 0 | 13 | 1.4694 | 3670.3056 | -154.5844 | 22.166 | -19.4155 | -24.9248 | 81.9658 | 0 | 0 | 0 | 0 | 33.85 | -7225.1462 | 107912.2672
3671.5 | 152.9792 | 0 | 0 | 12 | 1.4627 | 3671.3055 | -169.5827 | 22.1715 | -22.6676 | -10.455 | 83.1099 | 0 | 0 | 0 | 0 | 34.85 | -7464.3841 | 107199.4637
3672.5 | 153.0208 | 0 | 0 | 11 | 1.4559 | 3672.3054 | 175.419 | 22.177 | -23.2084 | 4.6157 | 83.2944 | 0 | 0 | 0 | 0 | 35.85 | -7705.1022 | 106307.4374
3673.5 | 153.0625 | 0 | 0 | 10 | 1.4491 | 3673.3053 | 160.4207 | 22.1824 | -20.9713 | 19.4097 | 82.5076 | 0 | 0 | 0 | 0 | 36.85 | -7947.3005 | 71734.0678
3674.5 | 153.1042 | 0 | 0 | 9 | 1.4424 | 3674.3052 | 145.4224 | 22.1879 | -16.2195 | 33.1806 | 80.7976 | 0 | 0 | 0 | 0 | 37.85 | -8190.9789 | 96324.1095
3675.5 | 153.1458 | 0 | 0 | 9 | 1.4356 | 3675.3051 | 130.4241 | 22.1933 | -9.4208 | 45.6025 | 78.2675 | 0 | 0 | 0 | 0 | 37.85 | -8190.9789 | 76568.4831
3676.5 | 153.1875 | 0 | 0 | 9 | 1.4288 | 3676.3049 | 115.4258 | 22.1987 | -1.0815 | 56.7566 | 75.0662 | 0 | 0 | 0 | 0 | 37.85 | -8190.9789 | 48238.3476
3677.5 | 153.2292 | 0 | 39 | 9 | 1.422 | 3677.3048 | 100.4275 | 22.2042 | 8.3515 | 66.9717 | 71.3791 | 0 | 36.3875 | 0.5225 | 36.91 | 37.85 | -6574.8924 | 29982.7453
3678.5 | 153.2708 | 16 | 125 | 12 | 1.4151 | 3678.3047 | 85.4292 | 22.2096 | 18.5117 | 76.7099 | 67.4211 | 6.1433 | 116.6266 | 1.6747 | 124.4446 | 34.85 | -2015.639 | 6141.353
3679.5 | 153.3125 | 17 | 199 | 14 | 1.4083 | 3679.3046 | 70.4309 | 22.215 | 29.0879 | 86.5575 | 63.4322 | 7.6034 | 185.6695 | 2.6661 | 195.939 | 32.85 | 1591.7055 | 0
3680.5 | 153.3542 | 12 | 236 | 16 | 1.4015 | 3680.3045 | 55.4326 | 22.2203 | 39.7709 | 82.6577 | 52.9059 | 7.2375 | 220.191 | 3.1618 | 230.5903 | 30.85 | 3579.9726 | 0
3681.5 | 153.3958 | 53 | 309 | 17 | 1.3946 | 3681.3044 | 40.4343 | 22.2257 | 50.1517 | 69.5533 | 39.031 | 41.1707 | 288.3009 | 4.1398 | 333.6114 | 29.85 | 8324.0199 | 0
3682.5 | 153.4375 | 411 | 358 | 18 | 1.3878 | 3682.3043 | 25.4361 | 22.2311 | 59.4865 | 51.5388 | 25.312 | 371.541 | 334.0185 | 4.7963 | 710.3558 | 28.85 | 25051.4296 | 0
3683.5 | 153.4792 | 593 | 292 | 20 | 1.3809 | 3683.3041 | 10.4378 | 22.2364 | 66.1539 | 24.5065 | 12.5709 | 578.7843 | 272.4397 | 3.9121 | 855.1361 | 26.85 | 31849.7977 | 0
3684.5 | 153.5208 | 541 | 311 | 22 | 1.374 | 3684.304 | -4.5605 | 22.2417 | 67.4444 | -11.0617 | 8.8822 | 534.5123 | 290.167 | 4.1666 | 828.8458 | 24.85 | 31152.0049 | 0
3685.5 | 153.5625 | 115 | 407 | 23 | 1.3672 | 3685.3039 | -19.5588 | 22.2471 | 62.5645 | -42.2602 | 20.0951 | 107.9992 | 379.7362 | 5.4528 | 493.1882 | 23.85 | 16679.8306 | 0
3686.5 | 153.6042 | 18 | 311 | 23 | 1.3603 | 3686.3038 | -34.5571 | 22.2524 | 54.0141 | -63.311 | 33.6217 | 14.9888 | 290.167 | 4.1666 | 309.3224 | 23.85 | 8629.3551 | 0
3687.5 | 153.6458 | 111 | 320 | 24 | 1.3534 | 3687.3037 | -49.5553 | 22.2577 | 43.9276 | -77.9428 | 47.4661 | 75.039 | 298.5641 | 4.2872 | 377.8902 | 22.85 | 11854.5223 | 0
3688.5 | 153.6875 | 75 | 253 | 23 | 1.3465 | 3688.3036 | -64.5536 | 22.263 | 33.3096 | -89.4293 | 61.3309 | 35.9813 | 236.0522 | 3.3896 | 275.423 | 23.85 | 7145.0891 | 0
3689.5 | 153.7292 | 371 | 163 | 23 | 1.3396 | 3689.3035 | -79.5519 | 22.2682 | 22.6597 | -80.4709 | 65.7935 | 152.1201 | 152.0811 | 2.1838 | 306.385 | 23.85 | 8500.7432 | 0
3690.5 | 153.7708 | 80 | 102 | 21 | 1.3327 | 3690.3033 | -94.5502 | 22.2735 | 12.3104 | -70.7655 | 69.7832 | 27.6459 | 95.1673 | 1.3665 | 124.1797 | 25.85 | 72.6209 | 0
3691.5 | 153.8125 | 32 | 9 | 19 | 1.3257 | 3691.3032 | -109.5484 | 22.2788 | 2.5642 | -60.7958 | 73.5928 | 9.0388 | 8.3971 | 0.12058 | 17.5565 | 27.85 | -5052.0993 | 34665.7045
3692.5 | 153.8542 | 0 | 0 | 18 | 1.3188 | 3692.3031 | -124.5467 | 22.284 | -6.2385 | -50.0575 | 76.9971 | 0 | 0 | 0 | 0 | 28.85 | -6051.1591 | 52328.6211
3693.5 | 153.8958 | 0 | 0 | 17 | 1.3118 | 3693.303 | -139.545 | 22.2892 | -13.6833 | -38.1635 | 79.7988 | 0 | 0 | 0 | 0 | 29.85 | -6282.9962 | 69838.8314
3694.5 | 153.9375 | 0 | 0 | 16 | 1.3049 | 3694.3029 | -154.5432 | 22.2945 | -19.2816 | -24.9187 | 81.8338 | 0 | 0 | 0 | 0 | 30.85 | -6516.3134 | 96961.2082
3695.5 | 153.9792 | 0 | 0 | 16 | 1.2979 | 3695.3028 | -169.5415 | 22.2997 | -22.5353 | -10.4765 | 82.98 | 0 | 0 | 0 | 0 | 30.85 | -6516.3134 | 54254.1312
3696.5 | 154.0208 | 0 | 0 | 16 | 1.291 | 3696.3026 | 175.4603 | 22.3049 | -23.0831 | 4.5657 | 83.1673 | 0 | 0 | 0 | 0 | 30.85 | -6516.3134 | 47621.1975
3697.5 | 154.0625 | 0 | 0 | 16 | 1.284 | 3697.3025 | 160.462 | 22.3101 | -20.8577 | 19.3352 | 82.3839 | 0 | 0 | 0 | 0 | 30.85 | -6516.3134 | 103615.4
3698.5 | 154.1042 | 0 | 0 | 15 | 1.277 | 3698.3024 | 145.4638 | 22.3152 | -16.1201 | 33.0886 | 80.6776 | 0 | 0 | 0 | 0 | 31.85 | -6751.1108 | 92194.8078
3699.5 | 154.1458 | 0 | 0 | 14 | 1.27 | 3699.3023 | 130.4655 | 22.3204 | -9.3358 | 45.4992 | 78.1511 | 0 | 0 | 0 | 0 | 32.85 | -6987.3884 | 74145.4318
3700.5 | 154.1875 | 0 | 0 | 15 | 1.263 | 3700.3022 | 115.4673 | 22.3255 | -1.0093 | 56.6455 | 74.953 | 0 | 0 | 0 | 0 | 31.85 | -6751.1108 | 42542.4037
3701.5 | 154.2292 | 0 | 42 | 16 | 1.256 | 3701.3021 | 100.469 | 22.3307 | 8.4135 | 66.8536 | 71.2682 | 0 | 39.1865 | 0.56269 | 39.7492 | 30.85 | -4775.9126 | 27661.6432
3702.5 | 154.2708 | 66 | 126 | 16 | 1.249 | 3702.3019 | 85.4708 | 22.3358 | 18.5663 | 76.5832 | 67.3113 | 25.4577 | 117.5596 | 1.6881 | 144.7054 | 30.85 | -180.4558 | 8811.8777
3703.5 | 154.3125 | 299 | 210 | 17 | 1.2419 | 3703.3018 | 70.4725 | 22.3409 | 29.1388 | 86.4184 | 63.3222 | 134.2428 | 195.9327 | 2.8135 | 332.9889 | 29.85 | 8296.7626 | 0
3704.5 | 154.3542 | 23 | 229 | 19 | 1.2349 | 3704.3017 | 55.4743 | 22.346 | 39.8224 | 82.8151 | 52.9408 | 13.8607 | 213.6599 | 3.068 | 230.5887 | 27.85 | 4275.4115 | 0
3705.5 | 154.3958 | 160 | 343 | 19 | 1.2279 | 3705.3016 | 40.476 | 22.3511 | 50.2105 | 69.7365 | 39.079 | 124.2044 | 320.0234 | 4.5953 | 448.823 | 27.85 | 13830.6995 | 0
3706.5 | 154.4375 | 441 | 338 | 21 | 1.2208 | 3706.3015 | 25.4778 | 22.3562 | 59.5628 | 51.7487 | 25.3789 | 398.4405 | 315.3583 | 4.5283 | 718.3271 | 25.85 | 26087.0794 | 0
3707.5 | 154.4792 | 323 | 403 | 22 | 1.2137 | 3707.3014 | 10.4796 | 22.3613 | 66.2598 | 24.6966 | 12.6762 | 315.1271 | 376.0041 | 5.3992 | 696.5304 | 24.85 | 25358.6383 | 0
3708.5 | 154.5208 | 758 | 232 | 23 | 1.2067 | 3708.3012 | -4.5187 | 22.3663 | 67.5733 | -11.0097 | 8.9714 | 748.7268 | 216.4589 | 3.1082 | 968.294 | 23.85 | 37482.1112 | 0
3709.5 | 154.5625 | 804 | 165 | 24 | 1.1996 | 3709.3011 | -19.5169 | 22.3714 | 62.6909 | -42.3285 | 20.1002 | 755.0309 | 153.9471 | 2.2106 | 911.1886 | 22.85 | 35204.7341 | 0
3710.5 | 154.6042 | 803 | 144 | 24 | 1.1925 | 3710.301 | -34.5151 | 22.3764 | 54.1308 | -63.4088 | 33.5993 | 668.8415 | 134.3538 | 1.9292 | 805.1246 | 22.85 | 30560.7722 | 0
3711.5 | 154.6458 | 782 | 126 | 26 | 1.1854 | 3711.3009 | -49.5134 | 22.3815 | 44.0382 | -78.0371 | 47.4284 | 529.0312 | 117.5596 | 1.6881 | 648.2789 | 20.85 | 24134.8319 | 0
3712.5 | 154.6875 | 723 | 116 | 25 | 1.1783 | 3712.3008 | -64.5116 | 22.3865 | 33.4182 | -89.5137 | 61.2819 | 347.4024 | 108.2295 | 1.5541 | 457.186 | 21.85 | 15547.9243 | 0
3713.5 | 154.7292 | 622 | 107 | 24 | 1.1712 | 3713.3007 | -79.5098 | 22.3915 | 22.7693 | -80.3967 | 65.6642 | 256.3158 | 99.8324 | 1.4335 | 357.5816 | 22.85 | 10965.3207 | 0
3714.5 | 154.7708 | 335 | 98 | 21 | 1.1641 | 3714.3005 | -94.508 | 22.3965 | 12.423 | -70.7012 | 69.6542 | 116.4744 | 91.4352 | 1.313 | 209.2226 | 25.85 | 3796.1827 | 0
3715.5 | 154.8125 | 135 | 9 | 19 | 1.157 | 3715.3004 | -109.5062 | 22.4014 | 2.6812 | -60.742 | 73.4641 | 38.4231 | 8.3971 | 0.12058 | 46.9408 | 27.85 | -3765.5232 | 28811.7551
3716.5 | 154.8542 | 0 | 0 | 18 | 1.1499 | 3716.3003 | -124.5045 | 22.4064 | -6.1167 | -50.0164 | 76.8691 | 0 | 0 | 0 | 0 | 28.85 | -6051.1591 | 12951.3499
3717.5 | 154.8958 | 0 | 0 | 17 | 1.1427 | 3717.3002 | -139.5027 | 22.4114 | -13.5573 | -38.139 | 79.6717 | 0 | 0 | 0 | 0 | 29.85 | -6282.9962 | 24184.6569
3718.5 | 154.9375 | 0 | 0 | 17 | 1.1356 | 3718.3001 | -154.5009 | 22.4163 | -19.1537 | -24.916 | 81.7082 | 0 | 0 | 0 | 0 | 29.85 | -6282.9962 | 20340.1553
3719.5 | 154.9792 | 0 | 0 | 17 | 1.1284 | 3719.2999 | -169.4991 | 22.4212 | -22.4095 | -10.5 | 82.8567 | 0 | 0 | 0 | 0 | 29.85 | -6282.9962 | 60885.3825
3720.5 | 155.0208 | 0 | 0 | 16 | 1.1213 | 3720.2998 | 175.5027 | 22.4262 | -22.9644 | 4.5151 | 83.0469 | 0 | 0 | 0 | 0 | 30.85 | -6516.3134 | 105325.7352
3721.5 | 155.0625 | 0 | 0 | 16 | 1.1141 | 3721.2997 | 160.5045 | 22.4311 | -20.7507 | 19.2616 | 82.2669 | 0 | 0 | 0 | 0 | 30.85 | -6516.3134 | 96419.2812
3722.5 | 155.1042 | 0 | 0 | 16 | 1.1069 | 3722.2996 | 145.5063 | 22.436 | -16.0271 | 32.9986 | 80.5644 | 0 | 0 | 0 | 0 | 30.85 | -6516.3134 | 0
3723.5 | 155.1458 | 0 | 0 | 16 | 1.0997 | 3723.2995 | 130.5081 | 22.4409 | -9.2568 | 45.3988 | 78.0415 | 0 | 0 | 0 | 0 | 30.85 | -6516.3134 | 0
3724.5 | 155.1875 | 0 | 0 | 16 | 1.0925 | 3724.2993 | 115.5099 | 22.4457 | -0.94272 | 56.5379 | 74.8465 | 0 | 0 | 0 | 0 | 30.85 | -6516.3134 | 0
3725.5 | 155.2292 | 19 | 45 | 16 | 1.0853 | 3725.2992 | 100.5117 | 22.4506 | 8.47 | 66.7396 | 71.164 | 6.1343 | 41.9856 | 0.60289 | 48.7228 | 30.85 | -4383.0087 | 26680.1416
3726.5 | 155.2708 | 0 | 69 | 17 | 1.0781 | 3726.2991 | 85.5135 | 22.4555 | 18.6158 | 76.4609 | 67.2082 | 0 | 64.3779 | 0.92442 | 65.3023 | 29.85 | -3423.7662 | 7656.6572
3727.5 | 155.3125 | 121 | 213 | 18 | 1.0709 | 3727.299 | 70.5153 | 22.4603 | 29.1845 | 86.2843 | 63.2189 | 54.5206 | 198.7317 | 2.8537 | 256.1059 | 28.85 | 5162.317 | 0
3728.5 | 155.3542 | 223 | 302 | 19 | 1.0637 | 3728.2989 | 55.5171 | 22.4651 | 39.8687 | 82.9671 | 52.977 | 134.2762 | 281.7698 | 4.046 | 420.0921 | 27.85 | 12572.7277 | 0
3729.5 | 155.3958 | 255 | 342 | 20 | 1.0565 | 3729.2987 | 40.5189 | 22.4699 | 50.2637 | 69.9138 | 39.1278 | 197.8137 | 319.0903 | 4.5819 | 521.486 | 26.85 | 17241.0867 | 0
3730.5 | 155.4375 | 614 | 286 | 21 | 1.0492 | 3730.2986 | 25.5207 | 22.4747 | 59.633 | 51.9531 | 25.4456 | 554.4381 | 266.8416 | 3.8317 | 825.1114 | 25.85 | 30762.5764 | 0
3731.5 | 155.4792 | 623 | 288 | 22 | 1.042 | 3731.2985 | 10.5225 | 22.4795 | 66.3588 | 24.8853 | 12.7788 | 607.5691 | 268.7077 | 3.8585 | 880.1352 | 24.85 | 33397.6866 | 0
3732.5 | 155.5208 | 674 | 260 | 23 | 1.0347 | 3732.2984 | -4.4757 | 22.4843 | 67.6958 | -10.952 | 9.0554 | 665.5998 | 242.5833 | 3.4833 | 911.6664 | 23.85 | 35002.6999 | 0
3733.5 | 155.5625 | 701 | 225 | 23 | 1.0275 | 3733.2983 | -19.4739 | 22.4891 | 62.8121 | -42.388 | 20.1029 | 658.293 | 209.9279 | 3.0144 | 871.2352 | 23.85 | 33232.441 | 0
3734.5 | 155.6042 | 694 | 199 | 21 | 1.0202 | 3734.2981 | -34.472 | 22.4939 | 54.2432 | -63.4981 | 33.5754 | 578.2124 | 185.6695 | 2.6661 | 766.548 | 25.85 | 28198.4083 | 0
3735.5 | 155.6458 | 726 | 150 | 21 | 1.0129 | 3735.298 | -49.4702 | 22.4986 | 44.1451 | -78.124 | 47.39 | 491.5052 | 139.9519 | 2.0096 | 633.4667 | 25.85 | 22371.5084 | 0
3736.5 | 155.6875 | 647 | 142 | 20 | 1.0056 | 3736.2979 | -64.4684 | 22.5033 | 33.5233 | -89.5915 | 61.2325 | 311.373 | 132.4878 | 1.9024 | 445.7632 | 26.85 | 13925.6034 | 0
3737.5 | 155.7292 | 536 | 122 | 18 | 0.99835 | 3737.2978 | -79.4666 | 22.5081 | 22.8754 | -80.3286 | 65.5411 | 221.9259 | 113.8275 | 1.6345 | 337.3879 | 28.85 | 8721.2079 | 0
3738.5 | 155.7708 | 397 | 95 | 16 | 0.99106 | 3738.2977 | -94.4648 | 22.5128 | 12.5319 | -70.6424 | 69.5313 | 138.8289 | 88.6362 | 1.2728 | 228.7378 | 30.85 | 3498.8632 | 11486.2819
3739.5 | 155.8125 | 162 | 9 | 14 | 0.98375 | 3739.2975 | -109.4629 | 22.5175 | 2.7939 | -60.6934 | 73.3417 | 46.4396 | 8.3971 | 0.12058 | 54.9573 | 32.85 | -4581.1115 | 33471.6036
3740.5 | 155.8542 | 0 | 0 | 13 | 0.97644 | 3740.2974 | -124.4611 | 22.5222 | -5.9996 | -49.9801 | 76.7473 | 0 | 0 | 0 | 0 | 33.85 | -7225.1462 | 53568.2707
3741.5 | 155.8958 | 0 | 0 | 11 | 0.96912 | 3741.2973 | -139.4593 | 22.5268 | -13.4367 | -38.1186 | 79.551 | 0 | 0 | 0 | 0 | 35.85 | -7705.1022 | 49637.2113
3742.5 | 155.9375 | 0 | 0 | 12 | 0.9618 | 3742.2972 | -154.4574 | 22.5315 | -19.0317 | -24.9165 | 81.5891 | 0 | 0 | 0 | 0 | 34.85 | -7464.3841 | 93047.3809
3743.5 | 155.9792 | 0 | 0 | 11 | 0.95446 | 3743.297 | -169.4556 | 22.5362 | -22.29 | -10.5255 | 82.7399 | 0 | 0 | 0 | 0 | 35.85 | -7705.1022 | 59353.1649
3744.5 | 156.0208 | 0 | 0 | 11 | 0.94712 | 3744.2969 | 175.5462 | 22.5408 | -22.8524 | 4.4639 | 82.9331 | 0 | 0 | 0 | 0 | 35.85 | -7705.1022 | 107610.5745
3745.5 | 156.0625 | 0 | 0 | 8 | 0.93978 | 3745.2968 | 160.5481 | 22.5454 | -20.6503 | 19.1889 | 82.1567 | 0 | 0 | 0 | 0 | 38.85 | -8436.1375 | 107004.043
3746.5 | 156.1042 | 0 | 0 | 8 | 0.93242 | 3746.2967 | 145.5499 | 22.5501 | -15.9405 | 32.9107 | 80.4578 | 0 | 0 | 0 | 0 | 38.85 | -8436.1375 | 31674.7856
3747.5 | 156.1458 | 0 | 0 | 8 | 0.92506 | 3747.2966 | 130.5517 | 22.5547 | -9.1839 | 45.3013 | 77.9386 | 0 | 0 | 0 | 0 | 38.85 | -8436.1375 | 77888.1856
3748.5 | 156.1875 | 0 | 0 | 7.2 | 0.91769 | 3748.2964 | 115.5536 | 22.5593 | -0.88185 | 56.4339 | 74.7466 | 0 | 0 | 0 | 0 | 39.65 | -8633.3301 | 47355.4049
3749.5 | 156.2292 | 174 | 46 | 8 | 0.91032 | 3749.2963 | 100.5554 | 22.5639 | 8.5212 | 66.6295 | 71.0664 | 56.458 | 42.9186 | 0.61628 | 99.9929 | 38.85 | -4057.9959 | 30208.3232
3750.5 | 156.2708 | 93 | 126 | 12 | 0.90293 | 3750.2962 | 85.5573 | 22.5684 | 18.6601 | 76.3432 | 67.1118 | 36.1709 | 117.5596 | 1.6881 | 155.4186 | 34.85 | -659.4569 | 8970.6091
3751.5 | 156.3125 | 632 | 125 | 14 | 0.89554 | 3751.2961 | 70.5591 | 22.573 | 29.2251 | 86.1552 | 63.1222 | 285.7201 | 116.6266 | 1.6747 | 404.0214 | 32.85 | 10702.4934 | 0
3752.5 | 156.3542 | 785 | 104 | 16 | 0.88815 | 3752.2959 | 55.561 | 22.5775 | 39.9098 | 83.1133 | 53.0146 | 472.2656 | 97.0333 | 1.3933 | 570.6922 | 30.85 | 18471.1711 | 0
3753.5 | 156.3958 | 722 | 170 | 18 | 0.88074 | 3753.2958 | 40.5628 | 22.5821 | 50.3114 | 70.0848 | 39.1773 | 559.6905 | 158.6122 | 2.2776 | 720.5803 | 28.85 | 25499.1015 | 0
3754.5 | 156.4375 | 775 | 192 | 19 | 0.87333 | 3754.2957 | 25.5647 | 22.5866 | 59.697 | 52.1518 | 25.512 | 699.4337 | 179.1384 | 2.5723 | 881.1445 | 27.85 | 32759.6847 | 0
3755.5 | 156.4792 | 593 | 315 | 19 | 0.86592 | 3755.2956 | 10.5665 | 22.5911 | 66.4511 | 25.0723 | 12.8785 | 578.0831 | 293.899 | 4.2202 | 876.2023 | 27.85 | 32543.294 | 0
3756.5 | 156.5208 | 608 | 285 | 19 | 0.85849 | 3756.2954 | -4.4316 | 22.5956 | 67.8119 | -10.8886 | 9.1339 | 600.2906 | 265.9086 | 3.8183 | 870.0175 | 27.85 | 32272.4953 | 0
3757.5 | 156.5625 | 260 | 397 | 21 | 0.85106 | 3757.2953 | -19.4298 | 22.6001 | 62.9281 | -42.4386 | 20.1031 | 244.1596 | 370.406 | 5.3188 | 619.8845 | 25.85 | 21776.8147 | 0
3758.5 | 156.6042 | 694 | 224 | 21 | 0.84362 | 3758.2952 | -34.4279 | 22.6046 | 54.3514 | -63.5789 | 33.55 | 578.382 | 208.9948 | 3.001 | 790.3779 | 25.85 | 29241.7863 | 0
3759.5 | 156.6458 | 794 | 122 | 21 | 0.83618 | 3759.2951 | -49.426 | 22.6091 | 44.2482 | -78.2032 | 47.3508 | 537.9415 | 113.8275 | 1.6345 | 653.4036 | 25.85 | 23244.4321 | 0
3760.5 | 156.6875 | 735 | 114 | 20 | 0.82873 | 3760.2949 | -64.4242 | 22.6135 | 33.6248 | -89.6625 | 61.1829 | 354.2812 | 106.3634 | 1.5273 | 462.172 | 26.85 | 14644.0539 | 0
3761.5 | 156.7292 | 575 | 113 | 18 | 0.82127 | 3761.2948 | -79.4223 | 22.618 | 22.9777 | -80.2665 | 65.424 | 239.1422 | 105.4304 | 1.5139 | 346.0865 | 28.85 | 9102.0725 | 0
3762.5 | 156.7708 | 245 | 100 | 18 | 0.8138 | 3762.2947 | -94.4205 | 22.6224 | 12.6367 | -70.5893 | 69.4146 | 86.1428 | 93.3013 | 1.3397 | 180.7838 | 28.85 | 1864.3737 | 15101.1136
3763.5 | 156.8125 | 102 | 10 | 14 | 0.80633 | 3763.2946 | -109.4186 | 22.6268 | 2.9023 | -60.65 | 73.2254 | 29.438 | 9.3301 | 0.13397 | 38.9021 | 32.85 | -5284.0787 | 33618.1576
3764.5 | 156.8542 | 0 | 0 | 13 | 0.79885 | 3764.2944 | -124.4167 | 22.6313 | -5.8874 | -49.9484 | 76.6317 | 0 | 0 | 0 | 0 | 33.85 | -7225.1462 | 59848.9318
3765.5 | 156.8958 | 0 | 0 | 12 | 0.79137 | 3765.2943 | -139.4148 | 22.6357 | -13.3215 | -38.1023 | 79.4366 | 0 | 0 | 0 | 0 | 34.85 | -7464.3841 | 85700.1997
3766.5 | 156.9375 | 0 | 0 | 12 | 0.78387 | 3766.2942 | -154.413 | 22.64 | -18.9157 | -24.9202 | 81.4765 | 0 | 0 | 0 | 0 | 34.85 | -7464.3841 | 108064.6435
3767.5 | 156.9792 | 0 | 0 | 11 | 0.77637 | 3767.2941 | -169.4111 | 22.6444 | -22.1771 | -10.5529 | 82.6297 | 0 | 0 | 0 | 0 | 35.85 | -7705.1022 | 120702.0822
3768.5 | 157.0208 | 0 | 0 | 10 | 0.76887 | 3768.2939 | 175.5908 | 22.6488 | -22.7471 | 4.4124 | 82.826 | 0 | 0 | 0 | 0 | 36.85 | -7947.3005 | 123858.9513
3769.5 | 157.0625 | 0 | 0 | 9 | 0.76136 | 3769.2938 | 160.5927 | 22.6531 | -20.5565 | 19.1172 | 82.0531 | 0 | 0 | 0 | 0 | 37.85 | -8190.9789 | 117451.6541
3770.5 | 157.1042 | 0 | 0 | 9 | 0.75384 | 3770.2937 | 145.5945 | 22.6575 | -15.8603 | 32.8249 | 80.358 | 0 | 0 | 0 | 0 | 37.85 | -8190.9789 | 101210.2714
3771.5 | 157.1458 | 0 | 0 | 8 | 0.74631 | 3771.2936 | 130.5964 | 22.6618 | -9.117 | 45.2068 | 77.8423 | 0 | 0 | 0 | 0 | 38.85 | -8436.1375 | 79753.3266
3772.5 | 157.1875 | 0 | 0 | 6 | 0.73878 | 3772.2934 | 115.5983 | 22.6661 | -0.82664 | 56.3336 | 74.6535 | 0 | 0 | 0 | 0 | 40.85 | -8930.8952 | 53266.5148
3773.5 | 157.2292 | 5 | 48 | 8 | 0.73124 | 3773.2933 | 100.6002 | 22.6704 | 8.567 | 66.5236 | 70.9756 | 1.6299 | 44.7846 | 0.64308 | 47.0575 | 38.85 | -6375.7455 | 33265.7424
3774.5 | 157.2708 | 49 | 119 | 10 | 0.7237 | 3774.2932 | 85.6021 | 22.6747 | 18.6992 | 76.2301 | 67.022 | 19.1285 | 111.0285 | 1.5943 | 131.7513 | 36.85 | -2178.6338 | 16220.254
3775.5 | 157.3125 | 603 | 144 | 12.2 | 0.71615 | 3775.2931 | 70.604 | 22.679 | 29.2606 | 86.0313 | 63.0323 | 273.4537 | 134.3538 | 1.9292 | 409.7368 | 34.65 | 10523.7114 | 0
3776.5 | 157.3542 | 592 | 176 | 14 | 0.70859 | 3776.2929 | 55.6059 | 22.6833 | 39.9457 | 83.2538 | 53.0533 | 355.8346 | 164.2102 | 2.358 | 522.4028 | 32.85 | 15885.767 | 0
3777.5 | 157.3958 | 533 | 244 | 14 | 0.70102 | 3777.2928 | 40.6077 | 22.6875 | 50.3536 | 70.2496 | 39.2273 | 412.8846 | 227.6551 | 3.269 | 643.8087 | 32.85 | 21201.4645 | 0
3778.5 | 157.4375 | 584 | 311 | 16 | 0.69345 | 3778.2927 | 25.6096 | 22.6918 | 59.7548 | 52.3445 | 25.5779 | 526.7673 | 290.167 | 4.1666 | 821.1009 | 30.85 | 29435.1948 | 0
3779.5 | 157.4792 | 138 | 407 | 17 | 0.68588 | 3779.2926 | 10.6115 | 22.696 | 66.5365 | 25.2571 | 12.9751 | 134.4765 | 379.7362 | 5.4528 | 519.6655 | 29.85 | 16470.3076 | 0
3780.5 | 157.5208 | 114 | 376 | 18 | 0.67829 | 3780.2924 | -4.3866 | 22.7003 | 67.9215 | -10.8199 | 9.207 | 112.5313 | 350.8128 | 5.0374 | 468.3815 | 28.85 | 14456.7013 | 0
3781.5 | 157.5625 | 574 | 330 | 19 | 0.6707 | 3781.2923 | -19.3847 | 22.7045 | 63.0388 | -42.4803 | 20.1009 | 539.0371 | 307.8942 | 4.4212 | 851.3524 | 27.85 | 31455.2546 | 0
3782.5 | 157.6042 | 706 | 194 | 19 | 0.66311 | 3782.2922 | -34.3828 | 22.7087 | 54.4553 | -63.6511 | 33.5233 | 588.5649 | 181.0045 | 2.5991 | 772.1685 | 27.85 | 27988.2252 | 0
3783.5 | 157.6458 | 775 | 134 | 18 | 0.65551 | 3783.2921 | -49.3809 | 22.7129 | 44.3476 | -78.2749 | 47.3108 | 525.4666 | 125.0237 | 1.7953 | 652.2855 | 28.85 | 22508.8494 | 0
3784.5 | 157.6875 | 622 | 146 | 17 | 0.6479 | 3784.2919 | -64.379 | 22.717 | 33.7227 | -89.7269 | 61.1331 | 300.2871 | 136.2199 | 1.956 | 438.463 | 29.85 | 12914.8962 | 0
3785.5 | 157.7292 | 515 | 127 | 17 | 0.64028 | 3785.2918 | -79.3771 | 22.7212 | 23.0764 | -80.2104 | 65.3131 | 215.0942 | 118.4926 | 1.7015 | 335.2883 | 29.85 | 8397.4393 | 0
3786.5 | 157.7708 | 362 | 98 | 14 | 0.63266 | 3786.2917 | -94.3752 | 22.7254 | 12.7377 | -70.5416 | 69.304 | 127.9342 | 91.4352 | 1.313 | 220.6824 | 32.85 | 2675.0836 | 20328.4335
3787.5 | 157.8125 | 153 | 11 | 11 | 0.62503 | 3787.2916 | -109.3733 | 22.7295 | 3.0064 | -60.6116 | 73.1153 | 44.4383 | 10.2631 | 0.14737 | 54.8488 | 35.85 | -5303.5739 | 39199.6849
3788.5 | 157.8542 | 0 | 0 | 9 | 0.6174 | 3788.2914 | -124.3714 | 22.7336 | -5.7801 | -49.9214 | 76.5225 | 0 | 0 | 0 | 0 | 37.85 | -8190.9789 | 64122.4453
3789.5 | 157.8958 | 0 | 0 | 9 | 0.60976 | 3789.2913 | -139.3694 | 22.7378 | -13.2118 | -38.0901 | 79.3287 | 0 | 0 | 0 | 0 | 37.85 | -8190.9789 | 91151.7585
3790.5 | 157.9375 | 0 | 0 | 8 | 0.60212 | 3790.2912 | -154.3675 | 22.7419 | -18.8058 | -24.9271 | 81.3705 | 0 | 0 | 0 | 0 | 38.85 | -8436.1375 | 111966.3006
3791.5 | 157.9792 | 0 | 0 | 7 | 0.59446 | 3791.291 | -169.3656 | 22.746 | -22.0706 | -10.5822 | 82.5262 | 0 | 0 | 0 | 0 | 39.85 | -8682.7763 | 126272.3557
3792.5 | 158.0208 | 0 | 0 | 7 | 0.58681 | 3792.2909 | 175.6363 | 22.75 | -22.6485 | 4.3605 | 82.7257 | 0 | 0 | 0 | 0 | 39.85 | -8682.7763 | 124323.7552
3793.5 | 158.0625 | 0 | 0 | 7 | 0.57914 | 3793.2908 | 160.6382 | 22.7541 | -20.4695 | 19.0465 | 81.9563 | 0 | 0 | 0 | 0 | 39.85 | -8682.7763 | 119015.4619
3794.5 | 158.1042 | 0 | 0 | 8 | 0.57147 | 3794.2907 | 145.6401 | 22.7582 | -15.7865 | 32.7414 | 80.2649 | 0 | 0 | 0 | 0 | 38.85 | -8436.1375 | 104487.7152
3795.5 | 158.1458 | 0 | 0 | 6 | 0.5638 | 3795.2905 | 130.6421 | 22.7622 | -9.0561 | 45.1154 | 77.7529 | 0 | 0 | 0 | 0 | 40.85 | -8930.8952 | 81916.9742
3796.5 | 158.1875 | 0 | 0 | 7 | 0.55611 | 3796.2904 | 115.644 | 22.7663 | -0.77708 | 56.2369 | 74.5671 | 0 | 0 | 0 | 0 | 39.85 | -8682.7763 | 54479.1435
3797.5 | 158.2292 | 76 | 49 | 8 | 0.54843 | 3797.2903 | 100.6459 | 22.7703 | 8.6075 | 66.422 | 70.8914 | 24.8794 | 45.7176 | 0.65648 | 71.2535 | 38.85 | -5316.3388 | 40217.0277
3798.5 | 158.2708 | 0 | 78 | 9 | 0.54073 | 3798.2901 | 85.6478 | 22.7743 | 18.7332 | 76.1217 | 66.939 | 0 | 72.775 | 1.045 | 73.82 | 37.85 | -4958.806 | 19202.5384
3799.5 | 158.3125 | 333 | 237 | 11 | 0.53303 | 3799.29 | 70.6497 | 22.7783 | 29.2912 | 85.9127 | 62.949 | 151.4429 | 221.124 | 3.1752 | 375.7421 | 35.85 | 8746.5868 | 0
3800.5 | 158.3542 | 41 | 249 | 12 | 0.52533 | 3800.2899 | 55.6517 | 22.7823 | 39.9766 | 83.3883 | 53.0931 | 24.6212 | 232.3202 | 3.336 | 260.2773 | 34.85 | 3931.7322 | 0
3801.5 | 158.3958 | 30 | 327 | 13 | 0.51762 | 3801.2898 | 40.6536 | 22.7863 | 50.3905 | 70.4078 | 39.2778 | 23.2226 | 305.0952 | 4.381 | 332.6987 | 33.85 | 7341.9061 | 0
3802.5 | 158.4375 | 18 | 312 | 12 | 0.5099 | 3802.2896 | 25.6555 | 22.7902 | 59.8066 | 52.5309 | 25.6433 | 16.2271 | 291.1 | 4.18 | 311.5071 | 34.85 | 6174.8038 | 0
3803.5 | 158.4792 | 204 | 399 | 15 | 0.50218 | 3803.2895 | 10.6575 | 22.7942 | 66.6151 | 25.4394 | 13.0685 | 198.7165 | 372.2721 | 5.3456 | 576.3341 | 31.85 | 18483.4031 | 0
3804.5 | 158.5208 | 613 | 284 | 17 | 0.49445 | 3804.2894 | -4.3406 | 22.7981 | 68.0245 | -10.7459 | 9.2745 | 604.9865 | 264.9756 | 3.8049 | 873.767 | 29.85 | 31974.4731 | 0
3805.5 | 158.5625 | 520 | 359 | 14 | 0.48671 | 3805.2892 | -19.3387 | 22.8021 | 63.1442 | -42.5132 | 20.0961 | 488.3412 | 334.9516 | 4.8097 | 828.1024 | 32.85 | 29270.6783 | 0
3806.5 | 158.6042 | 0 | 130 | 12 | 0.47897 | 3806.2891 | -34.3367 | 22.806 | 54.5549 | -63.7147 | 33.4951 | 0 | 121.2917 | 1.7417 | 123.0333 | 34.85 | -2077.4292 | 0
3807.5 | 158.6458 | 0 | 157 | 13 | 0.47123 | 3807.289 | -49.3348 | 22.8099 | 44.4431 | -78.339 | 47.2701 | 0 | 146.483 | 2.1034 | 148.5864 | 33.85 | -719.3622 | 0
3808.5 | 158.6875 | 0 | 147 | 11 | 0.46348 | 3808.2889 | -64.3329 | 22.8138 | 33.8169 | -89.7846 | 61.0831 | 0 | 137.1529 | 1.9694 | 139.1223 | 35.85 | -1613.6993 | 0
3809.5 | 158.7292 | 455 | 174 | 12 | 0.45572 | 3809.2887 | -79.3309 | 22.8177 | 23.1713 | -80.1603 | 65.2085 | 190.7896 | 162.3442 | 2.3312 | 355.4649 | 34.85 | 8099.4779 | 0
3810.5 | 158.7708 | 353 | 98 | 13 | 0.44795 | 3810.2886 | -94.329 | 22.8216 | 12.8345 | -70.4995 | 69.1997 | 125.3547 | 91.4352 | 1.313 | 218.1029 | 33.85 | 2324.3852 | 21046.1962
3811.5 | 158.8125 | 152 | 11 | 10 | 0.44019 | 3811.2885 | -109.327 | 22.8254 | 3.1059 | -60.5784 | 73.0116 | 44.4112 | 10.2631 | 0.14737 | 54.8217 | 36.85 | -5546.959 | 41855.5625
3812.5 | 158.8542 | 0 | 0 | 9 | 0.43241 | 3812.2883 | -124.3251 | 22.8293 | -5.6778 | -49.8991 | 76.4197 | 0 | 0 | 0 | 0 | 37.85 | -8190.9789 | 65687.7537
3813.5 | 158.8958 | 0 | 0 | 9 | 0.42463 | 3813.2882 | -139.3232 | 22.8331 | -13.1076 | -38.0819 | 79.2273 | 0 | 0 | 0 | 0 | 37.85 | -8190.9789 | 93761.4169
3814.5 | 158.9375 | 0 | 0 | 8 | 0.41685 | 3814.2881 | -154.3212 | 22.8369 | -18.702 | -24.9369 | 81.2711 | 0 | 0 | 0 | 0 | 38.85 | -8436.1375 | 114165.5503
3815.5 | 158.9792 | 0 | 0 | 7 | 0.40906 | 3815.288 | -169.3193 | 22.8408 | -21.9707 | -10.6133 | 82.4294 | 0 | 0 | 0 | 0 | 39.85 | -8682.7763 | 129542.7832
3816.5 | 159.0208 | 0 | 0 | 6 | 0.40126 | 3816.2878 | 175.6827 | 22.8446 | -22.5566 | 4.3082 | 82.632 | 0 | 0 | 0 | 0 | 40.85 | -8930.8952 | 131874.086
3817.5 | 159.0625 | 0 | 0 | 5 | 0.39346 | 3817.2877 | 160.6846 | 22.8483 | -20.3891 | 18.9769 | 81.8663 | 0 | 0 | 0 | 0 | 41.85 | -9180.4943 | 125354.65
3818.5 | 159.1042 | 0 | 0 | 4 | 0.38565 | 3818.2876 | 145.6866 | 22.8521 | -15.719 | 32.6602 | 80.1787 | 0 | 0 | 0 | 0 | 42.85 | -9431.5736 | 109365.5726
3819.5 | 159.1458 | 0 | 0 | 4 | 0.37784 | 3819.2874 | 130.6885 | 22.8559 | -9.0012 | 45.0271 | 77.6701 | 0 | 0 | 0 | 0 | 42.85 | -9431.5736 | 85957.0531
3820.5 | 159.1875 | 0 | 0 | 3 | 0.37002 | 3820.2873 | 115.6905 | 22.8597 | -0.73315 | 56.144 | 74.4874 | 0 | 0 | 0 | 0 | 43.85 | -9684.1331 | 57897.6965
3821.5 | 159.2292 | 374 | 37 | 7 | 0.36219 | 3821.2872 | 100.6925 | 22.8634 | 8.6427 | 66.3246 | 70.8139 | 122.9105 | 34.5215 | 0.49571 | 157.9277 | 39.85 | -1767.9893 | 42823.2173
3822.5 | 159.2708 | 462 | 90 | 9 | 0.35437 | 3822.287 | 85.6944 | 22.8671 | 18.7622 | 76.0182 | 66.8626 | 181.5372 | 83.9711 | 1.2058 | 266.7141 | 37.85 | 3486.9712 | 21679.9686
3823.5 | 159.3125 | 655 | 104 | 13 | 0.34653 | 3823.2869 | 70.6964 | 22.8708 | 29.3169 | 85.7994 | 62.8724 | 298.6624 | 97.0333 | 1.3933 | 397.0891 | 33.85 | 10161.2097 | 0
3824.5 | 159.3542 | 568 | 201 | 14 | 0.33869 | 3824.2868 | 55.6983 | 22.8746 | 40.0025 | 83.5168 | 53.134 | 340.7694 | 187.5356 | 2.6929 | 530.9978 | 32.85 | 16262.0961 | 0
3825.5 | 159.3958 | 225 | 337 | 16 | 0.33085 | 3825.2866 | 40.7003 | 22.8783 | 50.422 | 70.5592 | 39.3286 | 174.0429 | 314.4253 | 4.5149 | 492.9831 | 30.85 | 15068.7168 | 0
3826.5 | 159.4375 | 536 | 323 | 17 | 0.323 | 3826.2865 | 25.7023 | 22.8819 | 59.8525 | 52.7107 | 25.7079 | 482.9454 | 301.3631 | 4.3274 | 788.6359 | 29.85 | 28247.0468 | 0
3827.5 | 159.4792 | 168 | 408 | 18 | 0.31514 | 3827.2864 | 10.7042 | 22.8856 | 66.6869 | 25.6189 | 13.1585 | 163.589 | 380.6692 | 5.4662 | 549.7243 | 28.85 | 18018.2571 | 0
3828.5 | 159.5208 | 559 | 346 | 19 | 0.30728 | 3828.2863 | -4.2938 | 22.8893 | 68.1209 | -10.6667 | 9.3364 | 551.5948 | 322.8224 | 4.6355 | 879.0527 | 27.85 | 32668.0978 | 0
3829.5 | 159.5625 | 604 | 314 | 21 | 0.29941 | 3829.2861 | -19.2919 | 22.8929 | 63.2442 | -42.537 | 20.0888 | 567.2537 | 292.966 | 4.2068 | 864.4265 | 25.85 | 32483.9687 | 0
3830.5 | 159.6042 | 67 | 297 | 22 | 0.29154 | 3830.286 | -34.2899 | 22.8966 | 54.65 | -63.7696 | 33.4656 | 55.8926 | 277.1048 | 3.979 | 336.9764 | 24.85 | 9615.7371 | 0
3831.5 | 159.6458 | 683 | 210 | 21 | 0.28367 | 3831.2859 | -49.2879 | 22.9002 | 44.5348 | -78.3955 | 47.2287 | 463.8075 | 195.9327 | 2.8135 | 662.5536 | 25.85 | 23645.0635 | 0
3832.5 | 159.6875 | 716 | 121 | 19 | 0.27579 | 3832.2857 | -64.2859 | 22.9038 | 33.9073 | -89.8355 | 61.0331 | 346.7619 | 112.8945 | 1.6211 | 461.2775 | 27.85 | 14376.0128 | 0
3833.5 | 159.7292 | 580 | 115 | 17 | 0.2679 | 3833.2856 | -79.284 | 22.9074 | 23.2623 | -80.1163 | 65.1101 | 244.1083 | 107.2965 | 1.5407 | 352.9455 | 29.85 | 9170.5528 | 423.3071
3834.5 | 159.7708 | 313 | 105 | 16 | 0.26001 | 3834.2855 | -94.282 | 22.911 | 12.9273 | -70.4629 | 69.1016 | 111.6509 | 97.9663 | 1.4067 | 211.024 | 30.85 | 2723.2708 | 18423.6635
3835.5 | 159.8125 | 136 | 12 | 13 | 0.25211 | 3835.2853 | -109.28 | 22.9146 | 3.201 | -60.5502 | 72.9141 | 39.9574 | 11.1962 | 0.16077 | 51.3144 | 33.85 | -4978.3713 | 38952.9254
3836.5 | 159.8542 | 0 | 0 | 12 | 0.24421 | 3836.2852 | -124.2781 | 22.9181 | -5.5805 | -49.8813 | 76.3233 | 0 | 0 | 0 | 0 | 34.85 | -7464.3841 | 64148.6396
3837.5 | 159.8958 | 0 | 0 | 12 | 0.2363 | 3837.2851 | -139.2761 | 22.9217 | -13.0091 | -38.0776 | 79.1324 | 0 | 0 | 0 | 0 | 34.85 | -7464.3841 | 89875.5008
3838.5 | 159.9375 | 0 | 0 | 11 | 0.22839 | 3838.2849 | -154.2741 | 22.9252 | -18.6043 | -24.9498 | 81.1783 | 0 | 0 | 0 | 0 | 35.85 | -7705.1022 | 112690.7937
3839.5 | 159.9792 | 0 | 0 | 10 | 0.22047 | 3839.2848 | -169.2721 | 22.9288 | -21.8774 | -10.6461 | 82.3393 | 0 | 0 | 0 | 0 | 36.85 | -7947.3005 | 128640.7933
3840.5 | 160.0208 | 0 | 0 | 9 | 0.21255 | 3840.2847 | 175.7299 | 22.9323 | -22.4716 | 4.2558 | 82.5452 | 0 | 0 | 0 | 0 | 37.85 | -8190.9789 | 123576.4676
3841.5 | 160.0625 | 0 | 0 | 6 | 0.20463 | 3841.2845 | 160.7318 | 22.9358 | -20.3154 | 18.9086 | 81.783 | 0 | 0 | 0 | 0 | 40.85 | -8930.8952 | 118047.393
3842.5 | 160.1042 | 0 | 0 | 6 | 0.1967 | 3842.2844 | 145.7338 | 22.9393 | -15.658 | 32.5813 | 80.0992 | 0 | 0 | 0 | 0 | 40.85 | -8930.8952 | 103499.9611
3843.5 | 160.1458 | 0 | 0 | 5 | 0.18876 | 3843.2843 | 130.7358 | 22.9428 | -8.9523 | 44.9421 | 77.5942 | 0 | 0 | 0 | 0 | 41.85 | -9180.4943 | 81392.6137
3844.5 | 160.1875 | 0 | 0 | 5 | 0.18082 | 3844.2841 | 115.7378 | 22.9463 | -0.69481 | 56.0549 | 74.4145 | 0 | 0 | 0 | 0 | 41.85 | -9180.4943 | 52341.2249
3845.5 | 160.2292 | 388 | 35 | 8 | 0.17287 | 3845.284 | 100.7398 | 22.9497 | 8.6727 | 66.2316 | 70.7431 | 127.964 | 32.6554 | 0.46891 | 161.0884 | 38.85 | -1382.9598 | 37740.9488
3846.5 | 160.2708 | 511 | 78 | 12 | 0.16492 | 3846.2839 | 85.7418 | 22.9532 | 18.7862 | 75.9195 | 66.7929 | 201.3625 | 72.775 | 1.045 | 275.1825 | 34.85 | 4584.3511 | 15518.3545
3847.5 | 160.3125 | 650 | 101 | 14 | 0.15697 | 3847.2837 | 70.7438 | 22.9566 | 29.3376 | 85.6916 | 62.8026 | 297.0876 | 94.2343 | 1.3531 | 392.6751 | 32.85 | 10205.7002 | 0
3848.5 | 160.3542 | 768 | 115 | 15 | 0.14901 | 3848.2836 | 55.7457 | 22.96 | 40.0235 | 83.6391 | 53.1757 | 460.3108 | 107.2965 | 1.5407 | 569.148 | 31.85 | 18168.7605 | 0
3849.5 | 160.3958 | 805 | 122 | 17 | 0.14104 | 3849.2835 | 40.7477 | 22.9635 | 50.4482 | 70.7038 | 39.3796 | 622.2326 | 113.8275 | 1.6345 | 737.6947 | 29.85 | 26016.6114 | 0
3850.5 | 160.4375 | 822 | 150 | 19 | 0.13307 | 3850.2834 | 25.7497 | 22.9669 | 59.8923 | 52.8836 | 25.7716 | 740.2394 | 139.9519 | 2.0096 | 882.2009 | 27.85 | 32805.9427 | 0
3851.5 | 160.4792 | 832 | 158 | 21 | 0.1251 | 3851.2832 | 10.7517 | 22.9703 | 66.7519 | 25.7951 | 13.245 | 809.8681 | 147.416 | 2.1168 | 959.4009 | 25.85 | 36642.3787 | 0
3852.5 | 160.5208 | 824 | 167 | 23 | 0.11712 | 3852.2831 | -4.2463 | 22.9736 | 68.2106 | -10.5826 | 9.3927 | 812.9527 | 155.8131 | 2.2374 | 971.0032 | 23.85 | 37600.7316 | 0
3853.5 | 160.5625 | 834 | 146 | 24 | 0.10914 | 3853.283 | -19.2443 | 22.977 | 63.3388 | -42.552 | 20.0788 | 783.3106 | 136.2199 | 1.956 | 921.4865 | 22.85 | 35655.6234 | 0
3854.5 | 160.6042 | 761 | 173 | 26 | 0.10115 | 3854.2828 | -34.2423 | 22.9804 | 54.7407 | -63.8159 | 33.4346 | 635.0662 | 161.4112 | 2.3178 | 798.7951 | 20.85 | 30725.1128 | 0
3855.5 | 160.6458 | 781 | 126 | 26 | 0.093155 | 3855.2827 | -49.2403 | 22.9837 | 44.6224 | -78.4444 | 47.1866 | 530.7772 | 117.5596 | 1.6881 | 650.0248 | 20.85 | 24211.2774 | 0
3856.5 | 160.6875 | 741 | 113 | 26 | 0.085158 | 3856.2826 | -64.2383 | 22.987 | 33.9939 | -89.8798 | 60.983 | 359.436 | 105.4304 | 1.5139 | 466.3803 | 20.85 | 16170.49 | 0
3857.5 | 160.7292 | 534 | 124 | 23 | 0.077156 | 3857.2824 | -79.2363 | 22.9903 | 23.3494 | -80.0782 | 65.018 | 225.5264 | 115.6936 | 1.6613 | 342.8813 | 23.85 | 10098.715 | 0
3858.5 | 160.7708 | 405 | 95 | 21 | 0.06915 | 3858.2823 | -94.2343 | 22.9937 | 13.0158 | -70.4318 | 69.0098 | 145.0742 | 88.6362 | 1.2728 | 234.9832 | 25.85 | 4924.0964 | 3403.3259
3859.5 | 160.8125 | 179 | 11 | 18 | 0.061139 | 3859.2822 | -109.2323 | 22.997 | 3.2915 | -60.5271 | 72.8231 | 52.8629 | 10.2631 | 0.14737 | 63.2734 | 28.85 | -3280.7628 | 3364.2822
3860.5 | 160.8542 | 0 | 0 | 17 | 0.053124 | 3860.282 | -124.2303 | 23.0002 | -5.4883 | -49.868 | 76.2333 | 0 | 0 | 0 | 0 | 29.85 | -6282.9962 | 17551.9825
3861.5 | 160.8958 | 0 | 0 | 14 | 0.045105 | 3861.2819 | -139.2283 | 23.0035 | -12.9162 | -38.0771 | 79.0441 | 0 | 0 | 0 | 0 | 32.85 | -6987.3884 | 42300.9782
3862.5 | 160.9375 | 0 | 0 | 14 | 0.037081 | 3862.2818 | -154.2263 | 23.0068 | -18.5129 | -24.9656 | 81.0921 | 0 | 0 | 0 | 0 | 32.85 | -6987.3884 | 99080.3096
3863.5 | 160.9792 | 0 | 0 | 13 | 0.029053 | 3863.2816 | -169.2243 | 23.01 | -21.7906 | -10.6805 | 82.256 | 0 | 0 | 0 | 0 | 33.85 | -7225.1462 | 115347.2417
3864.5 | 161.0208 | 0 | 0 | 12 | 0.02102 | 3864.2815 | 175.7777 | 23.0133 | -22.3933 | 4.2031 | 82.4651 | 0 | 0 | 0 | 0 | 34.85 | -7464.3841 | 121771.56
3865.5 | 161.0625 | 0 | 0 | 12 | 0.012983 | 3865.2813 | 160.7798 | 23.0165 | -20.2483 | 18.8415 | 81.7066 | 0 | 0 | 0 | 0 | 34.85 | -7464.3841 | 112274.1123
3866.5 | 161.1042 | 0 | 0 | 11 | 0.0049416 | 3866.2812 | 145.7818 | 23.0197 | -15.6033 | 32.5048 | 80.0265 | 0 | 0 | 0 | 0 | 35.85 | -7705.1022 | 99738.9112
3867.5 | 161.1458 | 0 | 0 | 11 | -0.0031039 | 3867.2811 | 130.7838 | 23.0229 | -8.9094 | 44.8603 | 77.525 | 0 | 0 | 0 | 0 | 35.85 | -7705.1022 | 78268.2556
3868.5 | 161.1875 | 43 | 0 | 11 | -0.011154 | 3868.2809 | 115.7858 | 23.0261 | -0.66205 | 55.9697 | 74.3482 | 11.601 | 0 | 0 | 11.601 | 35.85 | -7197.1593 | 50133.0268
3869.5 | 161.2292 | 384 | 36 | 12 | -0.019208 | 3869.2808 | 100.7878 | 23.0293 | 8.6974 | 66.143 | 70.679 | 127.0502 | 33.5885 | 0.48231 | 161.1209 | 34.85 | -409.7816 | 31405.0458
3870.5 | 161.2708 | 605 | 65 | 14 | -0.027266 | 3870.2807 | 85.7898 | 23.0324 | 18.8053 | 75.8257 | 66.7299 | 239.015 | 60.6458 | 0.87083 | 300.5316 | 32.85 | 6171.2453 | 12456.293
3871.5 | 161.3125 | 753 | 80 | 16 | -0.035328 | 3871.2805 | 70.7918 | 23.0356 | 29.3535 | 85.5894 | 62.7394 | 344.9024 | 74.641 | 1.0718 | 420.6153 | 30.85 | 11900.1236 | 0
3872.5 | 161.3542 | 820 | 97 | 18 | -0.043395 | 3872.2804 | 55.7938 | 23.0387 | 40.0396 | 83.7551 | 53.2183 | 490.99 | 90.5022 | 1.2996 | 582.7918 | 28.85 | 19466.101 | 0
3873.5 | 161.3958 | 858 | 97 | 21 | -0.051466 | 3873.2803 | 40.7959 | 23.0419 | 50.4692 | 70.8414 | 39.4307 | 662.7139 | 90.5022 | 1.2996 | 754.5157 | 25.85 | 27671.5794 | 0
3874.5 | 161.4375 | 840 | 140 | 23 | -0.05954 | 3874.2801 | 25.7979 | 23.045 | 59.9262 | 53.0495 | 25.8343 | 756.0489 | 130.6218 | 1.8756 | 888.5463 | 23.85 | 33990.3961 | 0
3875.5 | 161.4792 | 850 | 159 | 25 | -0.067619 | 3875.28 | 10.7999 | 23.0481 | 66.8101 | 25.9678 | 13.3279 | 827.1067 | 148.349 | 2.1302 | 977.5859 | 21.85 | 38333.3857 | 0
3876.5 | 161.5208 | 782 | 193 | 27 | -0.075702 | 3876.2799 | -4.1981 | 23.0512 | 68.2936 | -10.4937 | 9.4431 | 771.403 | 180.0715 | 2.5857 | 954.0602 | 19.85 | 37741.8354 | 0
3877.5 | 161.5625 | 804 | 166 | 28 | -0.083789 | 3877.2797 | -19.1961 | 23.0543 | 63.4279 | -42.558 | 20.0662 | 755.1945 | 154.8801 | 2.224 | 912.2986 | 18.85 | 36130.3595 | 0
3878.5 | 161.6042 | 803 | 144 | 29 | -0.09188 | 3878.2796 | -34.194 | 23.0573 | 54.8269 | -63.8534 | 33.4023 | 670.3653 | 134.3538 | 1.9292 | 806.6484 | 17.85 | 31720.0694 | 0
3879.5 | 161.6458 | 775 | 130 | 29 | -0.099975 | 3879.2795 | -49.192 | 23.0604 | 44.7061 | -78.4856 | 47.144 | 527.1223 | 121.2917 | 1.7417 | 650.1557 | 17.85 | 24868.1111 | 0
3880.5 | 161.6875 | 709 | 122 | 29 | -0.10807 | 3880.2793 | -64.19 | 23.0634 | 34.0767 | -89.9174 | 60.933 | 344.4553 | 113.8275 | 1.6345 | 459.9173 | 17.85 | 16538.6162 | 0
3881.5 | 161.7292 | 593 | 116 | 29 | -0.11618 | 3881.2792 | -79.188 | 23.0665 | 23.4325 | -80.0462 | 64.9322 | 251.2483 | 108.2295 | 1.5541 | 361.0319 | 17.85 | 12208.9655 | 0
3882.5 | 161.7708 | 412 | 92 | 25 | -0.12428 | 3882.2791 | -94.1859 | 23.0695 | 13.1001 | -70.4062 | 68.9244 | 148.1548 | 85.8372 | 1.2326 | 235.2245 | 21.85 | 5829.4494 | 0
3883.5 | 161.8125 | 184 | 11 | 22 | -0.13239 | 3883.2789 | -109.1839 | 23.0725 | 3.3773 | -60.5089 | 72.7384 | 54.5992 | 10.2631 | 0.14737 | 65.0097 | 24.85 | -2292.1953 | 40.9249
3884.5 | 161.8542 | 0 | 0 | 19 | -0.14051 | 3884.2788 | -124.1819 | 23.0755 | -5.4013 | -49.8592 | 76.1499 | 0 | 0 | 0 | 0 | 27.85 | -5820.8022 | 10324.8829
3885.5 | 161.8958 | 0 | 0 | 18 | -0.14863 | 3885.2787 | -139.1798 | 23.0785 | -12.829 | -38.0805 | 78.9624 | 0 | 0 | 0 | 0 | 28.85 | -6051.1591 | 32606.2352
3886.5 | 161.9375 | 0 | 0 | 17 | -0.15675 | 3886.2785 | -154.1778 | 23.0815 | -18.4277 | -24.9842 | 81.0127 | 0 | 0 | 0 | 0 | 29.85 | -6282.9962 | 32917.5092
3887.5 | 161.9792 | 0 | 0 | 16 | -0.16488 | 3887.2784 | -169.1758 | 23.0844 | -21.7106 | -10.7165 | 82.1794 | 0 | 0 | 0 | 0 | 30.85 | -6516.3134 | 23949.5898
3888.5 | 162.0208 | 0 | 0 | 15 | -0.17301 | 3888.2782 | 175.8263 | 23.0874 | -22.3218 | 4.1504 | 82.3919 | 0 | 0 | 0 | 0 | 31.85 | -6751.1108 | 32287.5872
3889.5 | 162.0625 | 0 | 0 | 13.4 | -0.18114 | 3889.2781 | 160.8283 | 23.0903 | -20.188 | 18.7758 | 81.637 | 0 | 0 | 0 | 0 | 33.45 | -7129.8654 | 111092.2464
3890.5 | 162.1042 | 0 | 0 | 12 | -0.18928 | 3890.278 | 145.8303 | 23.0933 | -15.555 | 32.4309 | 79.9606 | 0 | 0 | 0 | 0 | 34.85 | -7464.3841 | 96857.3325
3891.5 | 162.1458 | 0 | 0 | 11 | -0.19742 | 3891.2778 | 130.8324 | 23.0962 | -8.8725 | 44.7819 | 77.4626 | 0 | 0 | 0 | 0 | 35.85 | -7705.1022 | 78100.7491
3892.5 | 162.1875 | 43 | 0 | 10 | -0.20556 | 3892.2777 | 115.8344 | 23.0991 | -0.63483 | 55.8886 | 74.2887 | 11.644 | 0 | 0 | 11.644 | 36.85 | -7437.4756 | 47715.2961
3893.5 | 162.2292 | 379 | 36 | 13 | -0.21371 | 3893.2776 | 100.8364 | 23.102 | 8.717 | 66.0589 | 70.6217 | 125.7539 | 33.5885 | 0.48231 | 159.8247 | 33.85 | -227.2986 | 36245.2056
3894.5 | 162.2708 | 566 | 69 | 17 | -0.22186 | 3894.2774 | 85.8385 | 23.1049 | 18.8194 | 75.737 | 66.6736 | 224.1182 | 64.3779 | 0.92442 | 289.4205 | 29.85 | 6389.1416 | 12929.6425
3895.5 | 162.3125 | 719 | 82 | 22 | -0.23002 | 3895.2773 | 70.8405 | 23.1077 | 29.3646 | 85.4928 | 62.683 | 329.9585 | 76.507 | 1.0986 | 407.5641 | 24.85 | 12706.387 | 0
3896.5 | 162.3542 | 738 | 128 | 24 | -0.23818 | 3896.2772 | 55.8425 | 23.1106 | 40.0508 | 83.8648 | 53.2615 | 441.4445 | 119.4256 | 1.7149 | 562.585 | 22.85 | 19941.2927 | 0
3897.5 | 162.3958 | 823 | 113 | 27 | -0.24634 | 3897.277 | 40.8446 | 23.1134 | 50.485 | 70.9717 | 39.4817 | 635.2139 | 105.4304 | 1.5139 | 742.1583 | 19.85 | 28463.8117 | 0
3898.5 | 162.4375 | 804 | 159 | 29 | -0.2545 | 3898.2769 | 25.8466 | 23.1163 | 59.9543 | 53.208 | 25.8959 | 723.2698 | 148.349 | 2.1302 | 873.749 | 17.85 | 34658.0378 | 0
3899.5 | 162.4792 | 844 | 153 | 32 | -0.26267 | 3899.2768 | 10.8487 | 23.1191 | 66.8616 | 26.1365 | 13.407 | 820.9988 | 142.7509 | 2.0498 | 965.7996 | 14.85 | 39326.2124 | 0
3900.5 | 162.5208 | 842 | 155 | 33 | -0.27085 | 3900.2766 | -4.1493 | 23.1219 | 68.37 | -10.4003 | 9.4878 | 830.482 | 144.617 | 2.0766 | 977.1756 | 13.85 | 40033.9423 | 0
3901.5 | 162.5625 | 846 | 140 | 34 | -0.27902 | 3901.2765 | -19.1472 | 23.1247 | 63.5114 | -42.5551 | 20.051 | 794.7221 | 130.6218 | 1.8756 | 927.2195 | 12.85 | 38054.7914 | 0
3902.5 | 162.6042 | 803 | 149 | 35 | -0.2872 | 3902.2763 | -34.1452 | 23.1275 | 54.9085 | -63.8823 | 33.3686 | 670.6249 | 139.0189 | 1.9962 | 811.64 | 11.85 | 33200.8749 | 0
3903.5 | 162.6458 | 769 | 133 | 35 | -0.29539 | 3903.2762 | -49.1432 | 23.1302 | 44.7856 | -78.5193 | 47.1008 | 523.4661 | 124.0907 | 1.7819 | 649.3386 | 11.85 | 26094.5862 | 0
3904.5 | 162.6875 | 709 | 121 | 34 | -0.30357 | 3904.2761 | -64.1411 | 23.133 | 34.1554 | -89.9483 | 60.883 | 344.9956 | 112.8945 | 1.6211 | 459.5112 | 12.85 | 17576.4103 | 0
3905.5 | 162.7292 | 586 | 117 | 33 | -0.31176 | 3905.2759 | -79.1391 | 23.1358 | 23.5116 | -80.0201 | 64.8529 | 249.0174 | 109.1625 | 1.5675 | 359.7474 | 13.85 | 13000.1448 | 0
3906.5 | 162.7708 | 403 | 92 | 29 | -0.31996 | 3906.2758 | -94.137 | 23.1385 | 13.1801 | -70.3859 | 68.8454 | 145.4367 | 85.8372 | 1.2326 | 232.5064 | 17.85 | 6581.5403 | 0
3907.5 | 162.8125 | 182 | 12 | 24 | -0.32815 | 3907.2757 | -109.135 | 23.1412 | 3.4583 | -60.4957 | 72.6602 | 54.2428 | 11.1962 | 0.16077 | 65.5997 | 22.85 | -1818.9681 | 0
3908.5 | 162.8542 | 0 | 0 | 21 | -0.33635 | 3908.2755 | -124.1329 | 23.1439 | -5.3195 | -49.8549 | 76.073 | 0 | 0 | 0 | 0 | 25.85 | -5364.5289 | 6077.2665
3909.5 | 162.8958 | 0 | 0 | 21 | -0.34456 | 3909.2754 | -139.1309 | 23.1466 | -12.7476 | -38.0876 | 78.8873 | 0 | 0 | 0 | 0 | 25.85 | -5364.5289 | 20340.2298
3910.5 | 162.9375 | 0 | 0 | 21 | -0.35276 | 3910.2753 | -154.1288 | 23.1493 | -18.3488 | -25.0056 | 80.94 | 0 | 0 | 0 | 0 | 25.85 | -5364.5289 | 30445.7778
3911.5 | 162.9792 | 0 | 0 | 19 | -0.36097 | 3911.2751 | -169.1268 | 23.152 | -21.6372 | -10.754 | 82.1096 | 0 | 0 | 0 | 0 | 27.85 | -5820.8022 | 28862.8965
3912.5 | 163.0208 | 0 | 0 | 17 | -0.36918 | 3912.275 | 175.8753 | 23.1547 | -22.2571 | 4.0977 | 82.3255 | 0 | 0 | 0 | 0 | 29.85 | -6282.9962 | 39658.1383
3913.5 | 163.0625 | 0 | 0 | 16 | -0.3774 | 3913.2748 | 160.8773 | 23.1573 | -20.1343 | 18.7114 | 81.5743 | 0 | 0 | 0 | 0 | 30.85 | -6516.3134 | 58090.8551
3914.5 | 163.1042 | 0 | 0 | 15 | -0.38562 | 3914.2747 | 145.8794 | 23.16 | -15.5131 | 32.3595 | 79.9015 | 0 | 0 | 0 | 0 | 31.85 | -6751.1108 | 26885.5365
3915.5 | 163.1458 | 0 | 0 | 15 | -0.39384 | 3915.2746 | 130.8815 | 23.1626 | -8.8415 | 44.7069 | 77.4069 | 0 | 0 | 0 | 0 | 31.85 | -6751.1108 | 33616.1226
3916.5 | 163.1875 | 43 | 0 | 11 | -0.40207 | 3916.2744 | 115.8835 | 23.1652 | -0.61312 | 55.8115 | 74.236 | 11.6821 | 0 | 0 | 11.6821 | 35.85 | -7193.6091 | 45138.5288
3917.5 | 163.2292 | 389 | 35 | 14 | -0.41029 | 3917.2743 | 100.8856 | 23.1678 | 8.7314 | 65.9794 | 70.571 | 129.3964 | 32.6554 | 0.46891 | 162.5208 | 32.85 | 128.5063 | 21240.5982
3918.5 | 163.2708 | 511 | 78 | 16 | -0.41852 | 3918.2742 | 85.8876 | 23.1704 | 18.8286 | 75.6534 | 66.624 | 202.7461 | 72.775 | 1.045 | 276.5661 | 30.85 | 5593.0009 | 13104.6161
3919.5 | 163.3125 | 707 | 88 | 18 | -0.42676 | 3919.274 | 70.8897 | 23.173 | 29.3711 | 85.402 | 62.6333 | 324.9966 | 82.1051 | 1.179 | 408.2806 | 28.85 | 11825.2131 | 0
3920.5 | 163.3542 | 738 | 128 | 22 | -0.435 | 3920.2739 | 55.8917 | 23.1756 | 40.0572 | 83.9679 | 53.3054 | 440.9912 | 119.4256 | 1.7149 | 562.1317 | 24.85 | 19474.053 | 0
3921.5 | 163.3958 | 805 | 121 | 23 | -0.44324 | 3921.2737 | 40.8938 | 23.1781 | 50.4958 | 71.0947 | 39.5327 | 620.8656 | 112.8945 | 1.6211 | 735.3812 | 23.85 | 27284.1369 | 0
3922.5 | 163.4375 | 798 | 170 | 26 | -0.45148 | 3922.2736 | 25.8959 | 23.1807 | 59.9766 | 53.3589 | 25.9562 | 717.5048 | 158.6122 | 2.2776 | 878.3946 | 20.85 | 34210.3356 | 0
3923.5 | 163.4792 | 862 | 154 | 27 | -0.45972 | 3923.2735 | 10.8979 | 23.1832 | 66.9063 | 26.3009 | 13.4823 | 838.2449 | 143.684 | 2.0632 | 983.9921 | 19.85 | 39052.389 | 0
3924.5 | 163.5208 | 746 | 220 | 28 | -0.46797 | 3924.2733 | -4.1 | 23.1857 | 68.4395 | -10.3026 | 9.5266 | 735.7118 | 205.2628 | 2.9474 | 943.922 | 18.85 | 37514.976 | 0
3925.5 | 163.5625 | 780 | 181 | 28.3 | -0.47623 | 3925.2732 | -19.0979 | 23.1883 | 63.5893 | -42.5434 | 20.0331 | 732.8059 | 168.8753 | 2.4249 | 904.1061 | 18.55 | 35836.476 | 0
3926.5 | 163.6042 | 791 | 152 | 28 | -0.48448 | 3926.2731 | -34.0959 | 23.1908 | 54.9855 | -63.9024 | 33.3336 | 660.8686 | 141.8179 | 2.0364 | 804.7229 | 18.85 | 31420.21 | 0
3927.5 | 163.6458 | 787 | 126 | 27.2 | -0.49274 | 3927.2729 | -49.0938 | 23.1933 | 44.861 | -78.5453 | 47.0572 | 536.1583 | 117.5596 | 1.6881 | 655.4059 | 19.65 | 24708.9273 | 0
3928.5 | 163.6875 | 703 | 124 | 26 | -0.501 | 3928.2728 | -64.0918 | 23.1957 | 34.2302 | -89.9725 | 60.8332 | 342.61 | 115.6936 | 1.6613 | 459.9649 | 20.85 | 15889.5932 | 0
3929.5 | 163.7292 | 618 | 112 | 23.9 | -0.50926 | 3929.2726 | -79.0897 | 23.1982 | 23.5865 | -80 | 64.7799 | 263.3274 | 104.4974 | 1.5005 | 369.3254 | 22.95 | 11457.2848 | 0
3930.5 | 163.7708 | 387 | 94 | 21.2 | -0.51752 | 3930.2725 | -94.0876 | 23.2006 | 13.2557 | -70.3711 | 68.7729 | 140.1194 | 87.7032 | 1.2594 | 229.0819 | 25.65 | 4711.0159 | 0
3931.5 | 163.8125 | 176 | 12 | 18 | -0.52579 | 3931.2724 | -109.0856 | 23.2031 | 3.5346 | -60.4874 | 72.5886 | 52.6647 | 11.1962 | 0.16077 | 64.0216 | 28.85 | -3248.0025 | 137.4442
3932.5 | 163.8542 | 0 | 0 | 16 | -0.53406 | 3932.2722 | -124.0835 | 23.2055 | -5.243 | -49.855 | 76.0027 | 0 | 0 | 0 | 0 | 30.85 | -6516.3134 | 3104.8043
3933.5 | 163.8958 | 0 | 0 | 14 | -0.54234 | 3933.2721 | -139.0814 | 23.2079 | -12.672 | -38.0984 | 78.8189 | 0 | 0 | 0 | 0 | 32.85 | -6987.3884 | 5101.8602
3934.5 | 163.9375 | 0 | 0 | 13 | -0.55061 | 3934.272 | -154.0793 | 23.2103 | -18.2763 | -25.0298 | 80.874 | 0 | 0 | 0 | 0 | 33.85 | -7225.1462 | 3650.8023
3935.5 | 163.9792 | 0 | 0 | 12 | -0.55889 | 3935.2718 | -169.0773 | 23.2127 | -21.5705 | -10.7929 | 82.0467 | 0 | 0 | 0 | 0 | 34.85 | -7464.3841 | 16639.8559
3936.5 | 164.0208 | 0 | 0 | 12 | -0.56717 | 3936.2717 | 175.9248 | 23.2151 | -22.1993 | 4.045 | 82.266 | 0 | 0 | 0 | 0 | 34.85 | -7464.3841 | 13512.9671
3937.5 | 164.0625 | 0 | 0 | 11.9 | -0.57546 | 3937.2715 | 160.9269 | 23.2175 | -20.0874 | 18.6485 | 81.5184 | 0 | 0 | 0 | 0 | 34.95 | -7488.3893 | 10971.3391
3938.5 | 164.1042 | 0 | 0 | 12 | -0.58374 | 3938.2714 | 145.9289 | 23.2198 | -15.4775 | 32.2907 | 79.8493 | 0 | 0 | 0 | 0 | 34.85 | -7464.3841 | 7695.3508
3939.5 | 164.1458 | 0 | 0 | 11 | -0.59203 | 3939.2713 | 130.931 | 23.2222 | -8.8164 | 44.6353 | 77.3581 | 0 | 0 | 0 | 0 | 35.85 | -7705.1022 | 597.3763
3940.5 | 164.1875 | 43 | 0 | 11 | -0.60032 | 3940.2711 | 115.9331 | 23.2245 | -0.59689 | 55.7385 | 74.19 | 11.7153 | 0 | 0 | 11.7153 | 35.85 | -7192.1543 | 9075.2214
3941.5 | 164.2292 | 265 | 54 | 13 | -0.60862 | 3941.271 | 100.9352 | 23.2268 | 8.7407 | 65.9046 | 70.527 | 88.341 | 50.3827 | 0.72346 | 139.4471 | 33.85 | -1119.5204 | 0
3942.5 | 164.2708 | 165 | 130 | 13 | -0.61691 | 3942.2709 | 85.9372 | 23.2291 | 18.8331 | 75.575 | 66.5811 | 65.5794 | 121.2917 | 1.7417 | 188.6127 | 33.85 | 1033.1715 | 0
3943.5 | 164.3125 | 17 | 185 | 14 | -0.62521 | 3943.2707 | 70.9393 | 23.2314 | 29.3728 | 85.317 | 62.5903 | 7.826 | 172.6073 | 2.4785 | 182.9118 | 32.85 | 1021.3188 | 0
3944.5 | 164.3542 | 23 | 277 | 15 | -0.63351 | 3944.2706 | 55.9414 | 23.2337 | 40.059 | 84.0644 | 53.3499 | 13.7293 | 258.4445 | 3.7111 | 275.8849 | 31.85 | 5328.3786 | 0
3945.5 | 164.3958 | 148 | 341 | 17 | -0.64182 | 3945.2704 | 40.9435 | 23.236 | 50.5015 | 71.2102 | 39.5834 | 114.0632 | 318.1573 | 4.5685 | 436.7891 | 29.85 | 12841.605 | 0
3946.5 | 164.4375 | 608 | 289 | 19 | -0.65012 | 3946.2703 | 25.9455 | 23.2383 | 59.9932 | 53.502 | 26.0152 | 546.3961 | 269.6407 | 3.8719 | 819.9087 | 27.85 | 30078.5054 | 0
3947.5 | 164.4792 | 754 | 211 | 19 | -0.65843 | 3947.2702 | 10.9476 | 23.2405 | 66.9443 | 26.4606 | 13.5536 | 733.0018 | 196.8657 | 2.8269 | 932.6943 | 27.85 | 35016.7722 | 0
3948.5 | 164.5208 | 800 | 188 | 21 | -0.66674 | 3948.27 | -4.0503 | 23.2427 | 68.5023 | -10.2008 | 9.5595 | 788.8909 | 175.4064 | 2.5187 | 966.816 | 25.85 | 36967.0476 | 0
3949.5 | 164.5625 | 762 | 190 | 22 | -0.67505 | 3949.2699 | -19.0482 | 23.245 | 63.6615 | -42.5229 | 20.0126 | 715.9885 | 177.2724 | 2.5455 | 895.8064 | 24.85 | 34083.8407 | 0
3950.5 | 164.6042 | 785 | 156 | 23 | -0.68337 | 3950.2697 | -34.0462 | 23.2472 | 55.0578 | -63.9139 | 33.2974 | 656.1285 | 145.55 | 2.09 | 803.7685 | 23.85 | 30278.4417 | 0
3951.5 | 164.6458 | 787 | 125 | 23 | -0.69168 | 3951.2696 | -49.0441 | 23.2494 | 44.9322 | -78.5637 | 47.013 | 536.6019 | 116.6266 | 1.6747 | 654.9032 | 23.85 | 23760.444 | 0
3952.5 | 164.6875 | 690 | 130 | 23 | -0.7 | 3952.2695 | -64.042 | 23.2516 | 34.3009 | -89.9901 | 60.7835 | 336.7961 | 121.2917 | 1.7417 | 459.8294 | 23.85 | 15219.235 | 0
3953.5 | 164.7292 | 513 | 128 | 21 | -0.70832 | 3953.2693 | -79.0399 | 23.2537 | 23.6573 | -79.9858 | 64.7135 | 219.1254 | 119.4256 | 1.7149 | 340.2659 | 25.85 | 9533.8503 | 0
3954.5 | 164.7708 | 363 | 98 | 18 | -0.71665 | 3954.2692 | -94.0378 | 23.2559 | 13.3269 | -70.3616 | 68.7068 | 131.8198 | 91.4352 | 1.313 | 224.568 | 28.85 | 3781.4443 | 0
3955.5 | 164.8125 | 167 | 13 | 15 | -0.72497 | 3955.2691 | -109.0358 | 23.2581 | 3.6061 | -60.484 | 72.5234 | 50.1528 | 12.1292 | 0.17417 | 62.4561 | 31.85 | -4016.4999 | 0
3956.5 | 164.8542 | 0 | 0 | 13 | -0.7333 | 3956.2689 | -124.0337 | 23.2602 | -5.1718 | -49.8594 | 75.939 | 0 | 0 | 0 | 0 | 33.85 | -7225.1462 | 147.376
3957.5 | 164.8958 | 0 | 0 | 13 | -0.74163 | 3957.2688 | -139.0316 | 23.2623 | -12.6023 | -38.1129 | 78.7571 | 0 | 0 | 0 | 0 | 33.85 | -7225.1462 | 21147.3875
3958.5 | 164.9375 | 0 | 0 | 12 | -0.74996 | 3958.2686 | -154.0295 | 23.2645 | -18.2101 | -25.0566 | 80.8149 | 0 | 0 | 0 | 0 | 34.85 | -7464.3841 | 29901.1983
3959.5 | 164.9792 | 0 | 0 | 11 | -0.75829 | 3959.2685 | -169.0274 | 23.2666 | -21.5106 | -10.8332 | 81.9906 | 0 | 0 | 0 | 0 | 35.85 | -7705.1022 | 23794.3503
3960.5 | 165.0208 | 0 | 0 | 11 | -0.76663 | 3960.2684 | 175.9747 | 23.2687 | -22.1483 | 3.9925 | 82.2133 | 0 | 0 | 0 | 0 | 35.85 | -7705.1022 | 48353.9906
3961.5 | 165.0625 | 0 | 0 | 9 | -0.77497 | 3961.2682 | 160.9767 | 23.2707 | -20.0472 | 18.5872 | 81.4694 | 0 | 0 | 0 | 0 | 37.85 | -8190.9789 | 66905.5231
3962.5 | 165.1042 | 0 | 0 | 7 | -0.78331 | 3962.2681 | 145.9788 | 23.2728 | -15.4483 | 32.2247 | 79.8039 | 0 | 0 | 0 | 0 | 39.85 | -8682.7763 | 75182.0415
3963.5 | 165.1458 | 0 | 0 | 8 | -0.79165 | 3963.2679 | 130.9809 | 23.2749 | -8.7973 | 44.5674 | 77.316 | 0 | 0 | 0 | 0 | 38.85 | -8436.1375 | 75974.9894
3964.5 | 165.1875 | 0 | 0 | 10 | -0.79999 | 3964.2678 | 115.983 | 23.2769 | -0.58612 | 55.6697 | 74.1507 | 0 | 0 | 0 | 0 | 36.85 | -7947.3005 | 45577.2338
3965.5 | 165.2292 | 9 | 48 | 12 | -0.80833 | 3965.2677 | 100.9851 | 23.2789 | 8.745 | 65.8345 | 70.4898 | 3.0058 | 44.7846 | 0.64308 | 48.4335 | 34.85 | -5343.748 | 34964.9239
3966.5 | 165.2708 | 0 | 78 | 13 | -0.81668 | 3966.2675 | 85.9872 | 23.281 | 18.8327 | 75.5019 | 66.5448 | 0 | 72.775 | 1.045 | 73.82 | 33.85 | -3992.9732 | 14871.0611
3967.5 | 165.3125 | 6 | 166 | 14 | -0.82503 | 3967.2674 | 70.9893 | 23.283 | 29.3699 | 85.2378 | 62.5539 | 2.7655 | 154.8801 | 2.224 | 159.8696 | 32.85 | 12.4239 | 0
3968.5 | 165.3542 | 12 | 231 | 15 | -0.83338 | 3968.2672 | 55.9913 | 23.285 | 40.056 | 84.1542 | 53.3948 | 7.1556 | 215.5259 | 3.0948 | 225.7763 | 31.85 | 3134.3972 | 0
3969.5 | 165.3958 | 53 | 353 | 16 | -0.84173 | 3969.2671 | 40.9934 | 23.287 | 50.5023 | 71.318 | 39.6339 | 40.8172 | 329.3535 | 4.7293 | 374.9 | 30.85 | 9898.5038 | 0
3970.5 | 165.4375 | 24 | 370 | 17 | -0.85009 | 3970.267 | 25.9955 | 23.2889 | 60.004 | 53.637 | 26.0727 | 21.5577 | 345.2147 | 4.9571 | 371.7295 | 29.85 | 9992.9994 | 0
3971.5 | 165.4792 | 18 | 303 | 18 | -0.85844 | 3971.2668 | 10.9976 | 23.2909 | 66.9757 | 26.6154 | 13.6209 | 17.4938 | 282.7028 | 4.0594 | 304.256 | 28.85 | 7270.5451 | 0
3972.5 | 165.5208 | 48 | 327 | 19 | -0.8668 | 3972.2667 | -4.0003 | 23.2928 | 68.5582 | -10.0951 | 9.5865 | 47.3297 | 305.0952 | 4.381 | 356.8058 | 27.85 | 9801.7696 | 0
3973.5 | 165.5625 | 665 | 283 | 21 | -0.87516 | 3973.2665 | -18.9982 | 23.2948 | 63.728 | -42.4936 | 19.9894 | 624.9377 | 264.0426 | 3.7915 | 892.7717 | 25.85 | 33725.0534 | 0
3974.5 | 165.6042 | 742 | 178 | 22 | -0.88352 | 3974.2664 | -33.9961 | 23.2967 | 55.1254 | -63.9167 | 33.2599 | 620.4542 | 166.0763 | 2.3847 | 788.9152 | 24.85 | 29403.6606 | 0
3975.5 | 165.6458 | 768 | 137 | 23 | -0.89188 | 3975.2663 | -48.994 | 23.2986 | 44.9991 | -78.5746 | 46.9685 | 524.0836 | 127.8227 | 1.8355 | 653.7418 | 23.85 | 23709.5928 | 0
3976.5 | 165.6875 | 583 | 167 | 23 | -0.90024 | 3976.2661 | -63.9919 | 23.3005 | 34.3675 | -89.9989 | 60.7331 | 285.0158 | 155.8131 | 2.2374 | 443.0663 | 23.85 | 14485.2675 | 0
3977.5 | 165.7292 | 618 | 110 | 22 | -0.90861 | 3977.266 | -78.9898 | 23.3024 | 23.7238 | -79.9775 | 64.6536 | 264.56 | 102.6314 | 1.4737 | 368.6651 | 24.85 | 11003.2116 | 0
3978.5 | 165.7708 | 354 | 99 | 19 | -0.91697 | 3978.2659 | -93.9878 | 23.3043 | 13.3935 | -70.3575 | 68.6473 | 128.8942 | 92.3683 | 1.3263 | 222.5888 | 27.85 | 3925.1424 | 17283.536
3979.5 | 165.8125 | 164 | 13 | 16 | -0.92534 | 3979.2657 | -108.9857 | 23.3062 | 3.6726 | -60.4854 | 72.4648 | 49.4117 | 12.1292 | 0.17417 | 61.7151 | 30.85 | -3814.1491 | 33785.9784
3980.5 | 165.8542 | 0 | 0 | 15 | -0.93371 | 3980.2656 | -123.9836 | 23.308 | -5.106 | -49.868 | 75.8819 | 0 | 0 | 0 | 0 | 31.85 | -6751.1108 | 54329.0007
3981.5 | 165.8958 | 0 | 0 | 14 | -0.94208 | 3981.2654 | -138.9815 | 23.3099 | -12.5386 | -38.1309 | 78.7022 | 0 | 0 | 0 | 0 | 32.85 | -6987.3884 | 82585.3453
3982.5 | 165.9375 | 0 | 0 | 13 | -0.95045 | 3982.2653 | -153.9794 | 23.3117 | -18.1503 | -25.086 | 80.7625 | 0 | 0 | 0 | 0 | 33.85 | -7225.1462 | 105169.2593
3983.5 | 165.9792 | 0 | 0 | 13 | -0.95883 | 3983.2652 | -168.9773 | 23.3135 | -21.4574 | -10.8748 | 81.9413 | 0 | 0 | 0 | 0 | 33.85 | -7225.1462 | 119092.7949
3984.5 | 166.0208 | 0 | 0 | 13.5 | -0.9672 | 3984.265 | 176.0248 | 23.3153 | -22.1042 | 3.9401 | 82.1675 | 0 | 0 | 0 | 0 | 33.35 | -7106.0823 | 119612.3086
3985.5 | 166.0625 | 0 | 0 | 14 | -0.97558 | 3985.2649 | 161.0269 | 23.3171 | -20.0136 | 18.5275 | 81.4273 | 0 | 0 | 0 | 0 | 32.85 | -6987.3884 | 117963.9733
3986.5 | 166.1042 | 0 | 0 | 13 | -0.98396 | 3986.2647 | 146.029 | 23.3189 | -15.4255 | 32.1614 | 79.7654 | 0 | 0 | 0 | 0 | 33.85 | -7225.1462 | 101265.4458
3987.5 | 166.1458 | 0 | 0 | 13 | -0.99234 | 3987.2646 | 131.0311 | 23.3207 | -8.784 | 44.503 | 77.2808 | 0 | 0 | 0 | 0 | 33.85 | -7225.1462 | 79543.9922
3988.5 | 166.1875 | 0 | 0 | 13 | -1.0007 | 3988.2645 | 116.0332 | 23.3224 | -0.58075 | 55.6051 | 74.1182 | 0 | 0 | 0 | 0 | 33.85 | -7225.1462 | 50722.4162
3989.5 | 166.2292 | 0 | 25 | 13 | -1.0091 | 3989.2643 | 101.0353 | 23.3242 | 8.7442 | 65.7691 | 70.4592 | 0 | 23.3253 | 0.33494 | 23.6603 | 33.85 | -6189.1933 | 35847.4572
3990.5 | 166.2708 | 0 | 74 | 14 | -1.0175 | 3990.2642 | 86.0374 | 23.3259 | 18.8277 | 75.4341 | 66.5153 | 0 | 69.0429 | 0.99141 | 70.0344 | 32.85 | -3920.9679 | 18362.1313
3991.5 | 166.3125 | 0 | 129 | 15 | -1.0259 | 3991.264 | 71.0395 | 23.3276 | 29.3625 | 85.1647 | 62.5243 | 0 | 120.3586 | 1.7283 | 122.0869 | 31.85 | -1405.594 | 0
3992.5 | 166.3542 | 6 | 198 | 16 | -1.0342 | 3992.2639 | 56.0416 | 23.3293 | 40.0485 | 84.2373 | 53.44 | 3.574 | 184.7365 | 2.6527 | 190.9632 | 30.85 | 1844.9185 | 0
3993.5 | 166.3958 | 18 | 286 | 17 | -1.0426 | 3993.2638 | 41.0437 | 23.331 | 50.4982 | 71.4181 | 39.6839 | 13.8524 | 266.8416 | 3.8317 | 284.5257 | 29.85 | 6174.8264 | 0
3994.5 | 166.4375 | 18 | 352 | 18 | -1.051 | 3994.2636 | 26.0458 | 23.3327 | 60.0093 | 53.7638 | 26.1286 | 16.1605 | 328.4205 | 4.7159 | 349.2969 | 28.85 | 9242.6386 | 0
3995.5 | 166.4792 | 18 | 339 | 18 | -1.0594 | 3995.2635 | 11.0479 | 23.3344 | 67.0003 | 26.7648 | 13.6841 | 17.4891 | 316.2913 | 4.5417 | 338.3221 | 28.85 | 8762.1122 | 0
3996.5 | 166.5208 | 48 | 381 | 19 | -1.0678 | 3996.2633 | -3.9501 | 23.336 | 68.6073 | -9.986 | 9.6074 | 47.3268 | 355.4778 | 5.1044 | 407.909 | 27.85 | 12039.2995 | 0
3997.5 | 166.5625 | 139 | 428 | 19 | -1.0762 | 3997.2632 | -18.948 | 23.3377 | 63.7888 | -42.4556 | 19.9635 | 130.6475 | 399.3294 | 5.7341 | 535.711 | 27.85 | 17635.0488 | 0
3998.5 | 166.6042 | 18 | 316 | 20 | -1.0846 | 3998.2631 | -33.9459 | 23.3393 | 55.1881 | -63.9109 | 33.2212 | 15.0581 | 294.832 | 4.2336 | 314.1237 | 26.85 | 8161.8311 | 0
3999.5 | 166.6458 | 80 | 318 | 21 | -1.093 | 3999.2629 | -48.9438 | 23.341 | 45.0617 | -78.5779 | 46.9236 | 54.6378 | 296.698 | 4.2604 | 355.5963 | 25.85 | 10205.0824 | 0
4000.5 | 166.6875 | 439 | 233 | 21 | -1.1014 | 4000.2628 | -63.9417 | 23.3426 | 34.4298 | -89.9945 | 60.68 | 214.9725 | 217.392 | 3.1216 | 435.4861 | 25.85 | 13703.0201 | 0
4001.5 | 166.7292 | 223 | 184 | 21 | -1.1098 | 4001.2626 | -78.9396 | 23.3442 | 23.7861 | -79.9751 | 64.6002 | 95.6519 | 171.6743 | 2.4651 | 269.7914 | 25.85 | 6448.1576 | 0
4002.5 | 166.7708 | 254 | 133 | 20 | -1.1182 | 4002.2625 | -93.9375 | 23.3458 | 13.4556 | -70.3587 | 68.5943 | 92.7021 | 124.0907 | 1.7819 | 218.5746 | 26.85 | 3978.2603 | 20003.0171
4003.5 | 166.8125 | 118 | 18 | 18 | -1.1266 | 4003.2624 | -108.9354 | 23.3473 | 3.7342 | -60.4916 | 72.4129 | 35.6544 | 16.7942 | 0.24115 | 52.6898 | 28.85 | -3744.1631 | 38670.6939
4004.5 | 166.8542 | 0 | 0 | 16 | -1.135 | 4004.2622 | -123.9333 | 23.3489 | -5.0457 | -49.8809 | 75.8315 | 0 | 0 | 0 | 0 | 30.85 | -6516.3134 | 60947.003
4005.5 | 166.8958 | 0 | 0 | 14 | -1.1433 | 4005.2621 | -138.9312 | 23.3505 | -12.4808 | -38.1525 | 78.6539 | 0 | 0 | 0 | 0 | 32.85 | -6987.3884 | 89664.0858
4006.5 | 166.9375 | 0 | 0 | 13 | -1.1517 | 4006.2619 | -153.9291 | 23.352 | -18.097 | -25.1179 | 80.717 | 0 | 0 | 0 | 0 | 33.85 | -7225.1462 | 108701.6589
4007.5 | 166.9792 | 0 | 0 | 13 | -1.1601 | 4007.2618 | -168.927 | 23.3535 | -21.411 | -10.9176 | 81.8989 | 0 | 0 | 0 | 0 | 33.85 | -7225.1462 | 123325.58
4008.5 | 167.0208 | 0 | 0 | 11 | -1.1685 | 4008.2617 | 176.0751 | 23.3551 | -22.0669 | 3.888 | 82.1286 | 0 | 0 | 0 | 0 | 35.85 | -7705.1022 | 127467.6868
4009.5 | 167.0625 | 0 | 0 | 12 | -1.1769 | 4009.2615 | 161.0772 | 23.3566 | -19.9868 | 18.4695 | 81.392 | 0 | 0 | 0 | 0 | 34.85 | -7464.3841 | 120761.6375
4010.5 | 167.1042 | 0 | 0 | 12 | -1.1853 | 4010.2614 | 146.0793 | 23.3581 | -15.4089 | 32.1009 | 79.7337 | 0 | 0 | 0 | 0 | 34.85 | -7464.3841 | 100848.3223
4011.5 | 167.1458 | 0 | 0 | 12 | -1.1938 | 4011.2612 | 131.0814 | 23.3595 | -8.7765 | 44.4424 | 77.2523 | 0 | 0 | 0 | 0 | 34.85 | -7464.3841 | 78931.1033
4012.5 | 167.1875 | 0 | 0 | 12 | -1.2022 | 4012.2611 | 116.0835 | 23.361 | -0.58077 | 55.5449 | 74.0924 | 0 | 0 | 0 | 0 | 34.85 | -7464.3841 | 49101.4193
4013.5 | 167.2292 | 0 | 25 | 13 | -1.2106 | 4013.261 | 101.0856 | 23.3625 | 8.7385 | 65.7087 | 70.4353 | 0 | 23.3253 | 0.33494 | 23.6603 | 33.85 | -6189.1933 | 33640.0535
4014.5 | 167.2708 | 0 | 61 | 14 | -1.219 | 4014.2608 | 86.0877 | 23.3639 | 18.818 | 75.3717 | 66.4924 | 0 | 56.9138 | 0.81725 | 57.731 | 32.85 | -4459.6634 | 15566.1006
4015.5 | 167.3125 | 6 | 161 | 15 | -1.2274 | 4015.2607 | 71.0898 | 23.3653 | 29.3505 | 85.0976 | 62.5013 | 2.7704 | 150.215 | 2.157 | 155.1424 | 31.85 | 41.7249 | 0
4016.5 | 167.3542 | 0 | 180 | 16 | -1.2358 | 4016.2605 | 56.0919 | 23.3668 | 40.0365 | 84.3134 | 53.4855 | 0 | 167.9423 | 2.4115 | 170.3538 | 30.85 | 942.5472 | 0
4017.5 | 167.3958 | 0 | 189 | 17 | -1.2442 | 4017.2604 | 41.094 | 23.3682 | 50.4892 | 71.5103 | 39.7334 | 0 | 176.3394 | 2.5321 | 178.8715 | 29.85 | 1548.8075 | 0
4018.5 | 167.4375 | 0 | 184 | 16 | -1.2526 | 4018.2603 | 26.0961 | 23.3696 | 60.009 | 53.8821 | 26.1829 | 0 | 171.6743 | 2.4651 | 174.1395 | 30.85 | 1108.2997 | 0
4019.5 | 167.4792 | 6 | 273 | 16 | -1.261 | 4019.2601 | 11.0982 | 23.371 | 67.0183 | 26.9086 | 13.7431 | 5.8282 | 254.7125 | 3.6575 | 264.1982 | 30.85 | 5051.4779 | 0
4020.5 | 167.5208 | 6 | 250 | 16 | -1.2694 | 4020.26 | -3.8997 | 23.3723 | 68.6494 | -9.8735 | 9.6224 | 5.9156 | 233.2532 | 3.3494 | 242.5181 | 30.85 | 4102.2263 | 0
4021.5 | 167.5625 | 0 | 232 | 17 | -1.2778 | 4021.2598 | -18.8975 | 23.3737 | 63.8437 | -42.4091 | 19.935 | 0 | 216.4589 | 3.1082 | 219.5672 | 29.85 | 3330.6464 | 0
4022.5 | 167.6042 | 0 | 208 | 17 | -1.2862 | 4022.2597 | -33.8954 | 23.375 | 55.246 | -63.8965 | 33.1813 | 0 | 194.0666 | 2.7867 | 196.8533 | 29.85 | 2336.1317 | 0
4023.5 | 167.6458 | 0 | 156 | 17 | -1.2946 | 4023.2596 | -48.8933 | 23.3764 | 45.1199 | -78.5736 | 46.8785 | 0 | 145.55 | 2.09 | 147.64 | 29.85 | 181.3497 | 0
4024.5 | 167.6875 | 6 | 215 | 17 | -1.303 | 4024.2594 | -63.8912 | 23.3777 | 34.4879 | -89.9967 | 60.6335 | 2.9424 | 200.5977 | 2.8805 | 206.4206 | 29.85 | 2755.0287 | 0
4025.5 | 167.7292 | 0 | 75 | 17 | -1.3114 | 4025.2593 | -78.8891 | 23.379 | 23.8439 | -79.9785 | 64.5534 | 0 | 69.976 | 1.0048 | 70.9808 | 29.85 | -3175.1376 | 0
4026.5 | 167.7708 | 54 | 107 | 17 | -1.3198 | 4026.2591 | -93.887 | 23.3803 | 13.513 | -70.3651 | 68.548 | 19.749 | 99.8324 | 1.4335 | 121.0149 | 29.85 | -984.4171 | 0
4027.5 | 167.8125 | 25 | 15 | 17 | -1.3283 | 4027.259 | -108.8849 | 23.3816 | 3.7908 | -60.5025 | 72.3675 | 7.5727 | 13.9952 | 0.20096 | 21.7689 | 29.85 | -5329.8554 | 1.2853
4028.5 | 167.8542 | 0 | 0 | 16 | -1.3367 | 4028.2589 | -123.8828 | 23.3829 | -4.9908 | -49.898 | 75.7878 | 0 | 0 | 0 | 0 | 30.85 | -6516.3134 | 18280.5419
4029.5 | 167.8958 | 0 | 0 | 16 | -1.3451 | 4029.2587 | -138.8807 | 23.3842 | -12.429 | -38.1775 | 78.6125 | 0 | 0 | 0 | 0 | 30.85 | -6516.3134 | 80000.999
4030.5 | 167.9375 | 0 | 0 | 15 | -1.3535 | 4030.2586 | -153.8786 | 23.3854 | -18.0502 | -25.1523 | 80.6783 | 0 | 0 | 0 | 0 | 31.85 | -6751.1108 | 104210.2324
4031.5 | 167.9792 | 0 | 0 | 15 | -1.3619 | 4031.2584 | -168.8765 | 23.3867 | -21.3715 | -10.9615 | 81.8634 | 0 | 0 | 0 | 0 | 31.85 | -6751.1108 | 120016.4563
4032.5 | 168.0208 | 0 | 0 | 12.5 | -1.3703 | 4032.2583 | 176.1256 | 23.3879 | -22.0366 | 3.8363 | 82.0967 | 0 | 0 | 0 | 0 | 34.35 | -7344.5801 | 126016.8002
4033.5 | 168.0625 | 0 | 0 | 13 | -1.3787 | 4033.2582 | 161.1277 | 23.3891 | -19.9666 | 18.4132 | 81.3637 | 0 | 0 | 0 | 0 | 33.85 | -7225.1462 | 119245.524
4034.5 | 168.1042 | 0 | 0 | 12.5 | -1.3871 | 4034.258 | 146.1298 | 23.3903 | -15.3986 | 32.0434 | 79.7088 | 0 | 0 | 0 | 0 | 34.35 | -7344.5801 | 103054.6985
4035.5 | 168.1458 | 0 | 0 | 12.5 | -1.3955 | 4035.2579 | 131.1319 | 23.3915 | -8.7749 | 44.3855 | 77.2306 | 0 | 0 | 0 | 0 | 34.35 | -7344.5801 | 81850.1218
4036.5 | 168.1875 | 0 | 0 | 12.5 | -1.404 | 4036.2577 | 116.134 | 23.3927 | -0.58612 | 55.4891 | 74.0733 | 0 | 0 | 0 | 0 | 34.35 | -7344.5801 | 50630.989
4037.5 | 168.2292 | 0 | 40 | 13 | -1.4124 | 4037.2576 | 101.1361 | 23.3939 | 8.7279 | 65.6531 | 70.418 | 0 | 37.3205 | 0.5359 | 37.8564 | 33.85 | -5567.6216 | 35504.8989
4038.5 | 168.2708 | 0 | 87 | 13 | -1.4208 | 4038.2575 | 86.1382 | 23.395 | 18.8036 | 75.3147 | 66.4761 | 0 | 81.1721 | 1.1656 | 82.3377 | 33.85 | -3620.0302 | 14320.693
4039.5 | 168.3125 | 0 | 119 | 14 | -1.4292 | 4039.2573 | 71.1403 | 23.3962 | 29.3342 | 85.0366 | 62.485 | 0 | 111.0285 | 1.5943 | 112.6228 | 32.85 | -2056.2528 | 0
4040.5 | 168.3542 | 0 | 164 | 15 | -1.4376 | 4040.2572 | 56.1424 | 23.3973 | 40.02 | 84.3825 | 53.5313 | 0 | 153.0141 | 2.1972 | 155.2113 | 31.85 | 44.74 | 0
4041.5 | 168.3958 | 18 | 297 | 16.1 | -1.446 | 4041.257 | 41.1445 | 23.3984 | 50.4755 | 71.5945 | 39.7824 | 13.8327 | 277.1048 | 3.979 | 294.9165 | 30.75 | 6419.8609 | 0
4042.5 | 168.4375 | 24 | 353 | 16.1 | -1.4544 | 4042.2569 | 26.1466 | 23.3995 | 60.0032 | 53.9918 | 26.2355 | 21.5276 | 329.3535 | 4.7293 | 355.6104 | 30.75 | 9077.3167 | 0
4043.5 | 168.4792 | 24 | 303 | 16.7 | -1.4628 | 4043.2568 | 11.1487 | 23.4006 | 67.0298 | 27.0464 | 13.7978 | 23.3074 | 282.7028 | 4.0594 | 310.0697 | 30.15 | 7223.418 | 0
4044.5 | 168.5208 | 84 | 415 | 17.6 | -1.4712 | 4044.2566 | -3.8492 | 23.4017 | 68.6847 | -9.758 | 9.6313 | 82.816 | 387.2003 | 5.5599 | 475.5762 | 29.25 | 14679.1605 | 0
4045.5 | 168.5625 | 212 | 425 | 18.1 | -1.4796 | 4045.2565 | -18.8471 | 23.4028 | 63.8927 | -42.3541 | 19.9039 | 199.3361 | 396.5304 | 5.6939 | 601.5605 | 28.75 | 20310.9795 | 0
4046.5 | 168.6042 | 395 | 344 | 18.6 | -1.4881 | 4046.2563 | -33.845 | 23.4038 | 55.2989 | -63.8735 | 33.1403 | 330.7469 | 320.9564 | 4.6087 | 656.312 | 28.25 | 22823.5403 | 0
4047.5 | 168.6458 | 707 | 186 | 19 | -1.4965 | 4047.2562 | -48.8429 | 23.4049 | 45.1737 | -78.5619 | 46.8331 | 483.6772 | 173.5404 | 2.4919 | 659.7095 | 27.85 | 23064.2611 | 0
4048.5 | 168.6875 | 602 | 162 | 19 | -1.5049 | 4048.2561 | -63.8408 | 23.4059 | 34.5416 | -89.9945 | 60.5884 | 295.6302 | 151.1481 | 2.1704 | 448.9487 | 27.85 | 13836.2009 | 0
4049.5 | 168.7292 | 637 | 107 | 19 | -1.5133 | 4049.2559 | -78.8387 | 23.4069 | 23.8973 | -79.9878 | 64.5132 | 274.1031 | 99.8324 | 1.4335 | 375.369 | 27.85 | 10614.5475 | 0
4050.5 | 168.7708 | 421 | 92 | 18 | -1.5217 | 4050.2558 | -93.8366 | 23.408 | 13.5657 | -70.3767 | 68.5082 | 154.2409 | 85.8372 | 1.2326 | 241.3107 | 28.85 | 4514.5125 | 0
4051.5 | 168.8125 | 199 | 13 | 15 | -1.5301 | 4051.2556 | -108.8345 | 23.409 | 3.8422 | -60.5181 | 72.3289 | 60.407 | 12.1292 | 0.17417 | 72.7103 | 31.85 | -3567.5231 | 2654.7834
4052.5 | 168.8542 | 0 | 0 | 13 | -1.5385 | 4052.2555 | -123.8324 | 23.4099 | -4.9415 | -49.9193 | 75.7509 | 0 | 0 | 0 | 0 | 33.85 | -7225.1462 | 5288.7964
4053.5 | 168.8958 | 0 | 0 | 12 | -1.5469 | 4053.2554 | -138.8303 | 23.4109 | -12.3833 | -38.2059 | 78.5778 | 0 | 0 | 0 | 0 | 34.85 | -7464.3841 | 9520.2812
4054.5 | 168.9375 | 0 | 0 | 12 | -1.5553 | 4054.2552 | -153.8282 | 23.4119 | -18.0099 | -25.189 | 80.6465 | 0 | 0 | 0 | 0 | 34.85 | -7464.3841 | 17025.716
4055.5 | 168.9792 | 0 | 0 | 12 | -1.5637 | 4055.2551 | -168.8261 | 23.4128 | -21.3387 | -11.0065 | 81.8349 | 0 | 0 | 0 | 0 | 34.85 | -7464.3841 | 18090.0816
4056.5 | 169.0208 | 0 | 0 | 9 | -1.5721 | 4056.2549 | 176.176 | 23.4138 | -22.0131 | 3.785 | 82.0716 | 0 | 0 | 0 | 0 | 37.85 | -8190.9789 | 20095.7352
4057.5 | 169.0625 | 0 | 0 | 9 | -1.5805 | 4057.2548 | 161.1781 | 23.4147 | -19.9532 | 18.3588 | 81.3422 | 0 | 0 | 0 | 0 | 37.85 | -8190.9789 | 37027.3575
4058.5 | 169.1042 | 0 | 0 | 8 | -1.5889 | 4058.2547 | 146.1802 | 23.4156 | -15.3946 | 31.9888 | 79.6908 | 0 | 0 | 0 | 0 | 38.85 | -8436.1375 | 78598.5853
4059.5 | 169.1458 | 0 | 0 | 8 | -1.5974 | 4059.2545 | 131.1823 | 23.4165 | -8.7791 | 44.3324 | 77.2157 | 0 | 0 | 0 | 0 | 38.85 | -8436.1375 | 52419.1271
4060.5 | 169.1875 | 44 | 0 | 8 | -1.6058 | 4060.2544 | 116.1844 | 23.4174 | -0.59677 | 55.4376 | 74.0609 | 12.0831 | 0 | 0 | 12.0831 | 38.85 | -7907.0846 | 41582.8312
4061.5 | 169.2292 | 393 | 34 | 8 | -1.6142 | 4061.2542 | 101.1865 | 23.4183 | 8.7123 | 65.6025 | 70.4074 | 131.7844 | 31.7224 | 0.45551 | 163.9623 | 38.85 | -1257.1266 | 8387.6094
4062.5 | 169.2708 | 538 | 74 | 13 | -1.6226 | 4062.2541 | 86.1886 | 23.4192 | 18.7848 | 75.2633 | 66.4664 | 214.8159 | 69.0429 | 0.99141 | 284.8502 | 33.85 | 5246.8844 | 5817.2011
4063.5 | 169.3125 | 575 | 124 | 16 | -1.631 | 4063.254 | 71.1907 | 23.42 | 29.3134 | 84.9818 | 62.4754 | 265.7248 | 115.6936 | 1.6613 | 383.0797 | 30.85 | 10256.6467 | 0
4064.5 | 169.3542 | 592 | 176 | 17.4 | -1.6394 | 4064.2538 | 56.1928 | 23.4209 | 39.9992 | 84.4447 | 53.5771 | 351.4944 | 164.2102 | 2.358 | 518.0625 | 29.45 | 16493.0363 | 0
4065.5 | 169.3958 | 675 | 200 | 18.6 | -1.6478 | 4065.2537 | 41.1949 | 23.4217 | 50.457 | 71.6706 | 39.8306 | 518.3603 | 186.6025 | 2.6795 | 707.6423 | 28.25 | 25071.0132 | 0
4066.5 | 169.4375 | 769 | 178 | 19.8 | -1.6562 | 4066.2535 | 26.197 | 23.4225 | 59.9919 | 54.0927 | 26.2862 | 689.4804 | 166.0763 | 2.3847 | 857.9414 | 27.05 | 31926.9706 | 0
4067.5 | 169.4792 | 808 | 173 | 21 | -1.6646 | 4067.2534 | 11.1991 | 23.4233 | 67.0346 | 27.1779 | 13.8482 | 784.514 | 161.4112 | 2.3178 | 948.243 | 25.85 | 36153.8361 | 0
4068.5 | 169.5208 | 740 | 224 | 23 | -1.673 | 4068.2533 | -3.7988 | 23.4241 | 68.713 | -9.6398 | 9.6341 | 729.5635 | 208.9948 | 3.001 | 941.5594 | 23.85 | 36311.5485 | 0
4069.5 | 169.5625 | 828 | 160 | 23 | -1.6814 | 4069.2531 | -18.7967 | 23.4249 | 63.9358 | -42.2908 | 19.8702 | 778.7051 | 149.282 | 2.1436 | 930.1307 | 23.85 | 35811.1518 | 0
4070.5 | 169.6042 | 779 | 165 | 24.1 | -1.6898 | 4070.253 | -33.7946 | 23.4257 | 55.3469 | -63.8421 | 33.0983 | 652.5955 | 153.9471 | 2.2106 | 808.7531 | 22.75 | 30741.8625 | 0
4071.5 | 169.6458 | 750 | 148 | 25 | -1.6982 | 4071.2528 | -48.7925 | 23.4264 | 45.2229 | -78.5427 | 46.7875 | 513.5292 | 138.0859 | 1.9828 | 653.598 | 21.85 | 24147.7283 | 0
4072.5 | 169.6875 | 677 | 133 | 24 | -1.7066 | 4072.2527 | -63.7904 | 23.4272 | 34.591 | -89.9793 | 60.5408 | 332.9513 | 124.0907 | 1.7819 | 458.8238 | 22.85 | 15398.1601 | 0
4073.5 | 169.7292 | 551 | 125 | 24 | -1.7149 | 4073.2526 | -78.7883 | 23.4279 | 23.9462 | -80.0027 | 64.4797 | 237.388 | 116.6266 | 1.6747 | 355.6893 | 22.85 | 10882.4643 | 0
4074.5 | 169.7708 | 413 | 93 | 23 | -1.7233 | 4074.2524 | -93.7862 | 23.4286 | 13.6137 | -70.3935 | 68.4751 | 151.5319 | 86.7702 | 1.246 | 239.5481 | 23.85 | 5574.3212 | 15080.3568
4075.5 | 169.8125 | 196 | 13 | 19 | -1.7317 | 4075.2523 | -108.7841 | 23.4294 | 3.8886 | -60.5384 | 72.2969 | 59.6005 | 12.1292 | 0.17417 | 71.9039 | 27.85 | -2672.5259 | 12330.6262
4076.5 | 169.8542 | 0 | 0 | 16.9 | -1.7401 | 4076.2521 | -123.782 | 23.4301 | -4.8978 | -49.9446 | 75.7207 | 0 | 0 | 0 | 0 | 29.95 | -6306.2613 | 26801.0025
4077.5 | 169.8958 | 0 | 0 | 15.4 | -1.7485 | 4077.252 | -138.7799 | 23.4307 | -12.3436 | -38.2377 | 78.55 | 0 | 0 | 0 | 0 | 31.45 | -6657.0142 | 76107.3864
4078.5 | 169.9375 | 0 | 0 | 14 | -1.7569 | 4078.2519 | -153.7778 | 23.4314 | -17.9762 | -25.2281 | 80.6215 | 0 | 0 | 0 | 0 | 32.85 | -6987.3884 | 102735.7774
4079.5 | 169.9792 | 0 | 0 | 13 | -1.7653 | 4079.2517 | -168.7757 | 23.4321 | -21.3128 | -11.0526 | 81.8132 | 0 | 0 | 0 | 0 | 33.85 | -7225.1462 | 107106.051
4080.5 | 170.0208 | 0 | 0 | 12 | -1.7737 | 4080.2516 | 176.2264 | 23.4327 | -21.9965 | 3.7341 | 82.0535 | 0 | 0 | 0 | 0 | 34.85 | -7464.3841 | 109021.5652
4081.5 | 170.0625 | 0 | 0 | 11 | -1.7821 | 4081.2514 | 161.2285 | 23.4334 | -19.9464 | 18.3062 | 81.3277 | 0 | 0 | 0 | 0 | 35.85 | -7705.1022 | 49779.4048
4082.5 | 170.1042 | 0 | 0 | 10.9 | -1.7905 | 4082.2513 | 146.2306 | 23.434 | -15.3969 | 31.9372 | 79.6796 | 0 | 0 | 0 | 0 | 35.95 | -7729.2554 | 40274.4721
4083.5 | 170.1458 | 0 | 0 | 11 | -1.7988 | 4083.2512 | 131.2327 | 23.4346 | -8.789 | 44.2832 | 77.2075 | 0 | 0 | 0 | 0 | 35.85 | -7705.1022 | 30039.6022
4084.5 | 170.1875 | 0 | 0 | 10 | -1.8072 | 4084.251 | 116.2348 | 23.4352 | -0.61268 | 55.3907 | 74.0552 | 0 | 0 | 0 | 0 | 36.85 | -7947.3005 | 51782.6094
4085.5 | 170.2292 | 326 | 38 | 12 | -1.8156 | 4085.2509 | 101.2369 | 23.4358 | 8.692 | 65.557 | 70.4035 | 109.3385 | 35.4545 | 0.5091 | 145.3021 | 34.85 | -1102.4035 | 20116.79
4086.5 | 170.2708 | 577 | 66 | 15 | -1.824 | 4086.2507 | 86.239 | 23.4364 | 18.7614 | 75.2175 | 66.4634 | 230.4159 | 61.5788 | 0.88423 | 292.879 | 31.85 | 6072.4564 | 12720.081
4087.5 | 170.3125 | 701 | 87 | 18 | -1.8324 | 4087.2506 | 71.2411 | 23.437 | 29.2883 | 84.9333 | 62.4723 | 323.9861 | 81.1721 | 1.1656 | 406.3238 | 28.85 | 11739.5341 | 0
4088.5 | 170.3542 | 726 | 132 | 19 | -1.8407 | 4088.2505 | 56.2432 | 23.4375 | 39.974 | 84.4996 | 53.623 | 430.5878 | 123.1577 | 1.7685 | 555.514 | 27.85 | 18502.1097 | 0
4089.5 | 170.3958 | 823 | 119 | 21 | -1.8491 | 4089.2503 | 41.2453 | 23.4381 | 50.434 | 71.7384 | 39.8781 | 631.5782 | 111.0285 | 1.5943 | 744.201 | 25.85 | 27219.9562 | 0
4090.5 | 170.4375 | 804 | 159 | 22 | -1.8575 | 4090.2502 | 26.2474 | 23.4386 | 59.9753 | 54.1846 | 26.3349 | 720.5578 | 148.349 | 2.1302 | 871.037 | 24.85 | 32999.3259 | 0
4091.5 | 170.4792 | 844 | 151 | 24 | -1.8659 | 4091.25 | 11.2495 | 23.4391 | 67.0329 | 27.3029 | 13.8943 | 819.305 | 140.8849 | 2.023 | 962.213 | 22.85 | 37438.8124 | 0
4092.5 | 170.5208 | 848 | 153 | 26 | -1.8742 | 4092.2499 | -3.7484 | 23.4396 | 68.7343 | -9.5191 | 9.6308 | 836.0484 | 142.7509 | 2.0498 | 980.8492 | 20.85 | 38696.2608 | 0
4093.5 | 170.5625 | 828 | 159 | 27 | -1.8826 | 4093.2498 | -18.7463 | 23.4401 | 63.9729 | -42.2193 | 19.8339 | 778.8833 | 148.349 | 2.1302 | 929.3625 | 19.85 | 36660.4583 | 0
4094.5 | 170.6042 | 718 | 195 | 28 | -1.891 | 4094.2496 | -33.7443 | 23.4406 | 55.3898 | -63.8022 | 33.0553 | 601.788 | 181.9375 | 2.6125 | 786.338 | 18.85 | 30615.2334 | 0
4095.5 | 170.6458 | 701 | 169 | 26.8 | -1.8993 | 4095.2495 | -48.7422 | 23.4411 | 45.2675 | -78.5161 | 46.7419 | 480.3854 | 157.6791 | 2.2642 | 640.3288 | 20.05 | 23961.6693 | 0
4096.5 | 170.6875 | 589 | 160 | 25.2 | -1.9077 | 4096.2493 | -63.7401 | 23.4415 | 34.6359 | -89.9575 | 60.4938 | 290.0932 | 149.282 | 2.1436 | 441.5188 | 21.65 | 14906.0627 | 0
4097.5 | 170.7292 | 518 | 129 | 23 | -1.9161 | 4097.2492 | -78.738 | 23.442 | 23.9906 | -80.0234 | 64.4528 | 223.3896 | 120.3586 | 1.7283 | 345.4765 | 23.85 | 10212.3473 | 0
4098.5 | 170.7708 | 389 | 98 | 20 | -1.9244 | 4098.2491 | -93.7359 | 23.4424 | 13.6568 | -70.4155 | 68.4487 | 142.893 | 91.4352 | 1.313 | 235.6412 | 26.85 | 4725.5105 | 0
4099.5 | 170.8125 | 186 | 14 | 17 | -1.9328 | 4099.2489 | -108.7338 | 23.4428 | 3.9297 | -60.5633 | 72.2717 | 56.6377 | 13.0622 | 0.18756 | 69.8875 | 29.85 | -3223.0061 | 860.112
4100.5 | 170.8542 | 0 | 0 | 16 | -1.9412 | 4100.2488 | -123.7317 | 23.4432 | -4.8598 | -49.9739 | 75.6973 | 0 | 0 | 0 | 0 | 30.85 | -6516.3134 | 14769.6089
4101.5 | 170.8958 | 0 | 0 | 14 | -1.9495 | 4101.2486 | -138.7296 | 23.4436 | -12.3101 | -38.2727 | 78.5291 | 0 | 0 | 0 | 0 | 32.85 | -6987.3884 | 42911.1359
4102.5 | 170.9375 | 0 | 0 | 13.6 | -1.9579 | 4102.2485 | -153.7275 | 23.444 | -17.949 | -25.2694 | 80.6035 | 0 | 0 | 0 | 0 | 33.25 | -7082.3139 | 107520.9369
4103.5 | 170.9792 | 0 | 0 | 13.3 | -1.9662 | 4103.2484 | -168.7254 | 23.4444 | -21.2937 | -11.0995 | 81.7985 | 0 | 0 | 0 | 0 | 33.55 | -7153.6634 | 123673.0946
4104.5 | 171.0208 | 0 | 0 | 13.2 | -1.9746 | 4104.2482 | 176.2766 | 23.4448 | -21.9869 | 3.6838 | 82.0423 | 0 | 0 | 0 | 0 | 33.65 | -7177.4762 | 126435.5217
4105.5 | 171.0625 | 0 | 0 | 13 | -1.9829 | 4105.2481 | 161.2787 | 23.4451 | -19.9462 | 18.2557 | 81.32 | 0 | 0 | 0 | 0 | 33.85 | -7225.1462 | 121108.9957
4106.5 | 171.1042 | 0 | 0 | 11.6 | -1.9913 | 4106.2479 | 146.2808 | 23.4454 | -15.4054 | 31.8888 | 79.6753 | 0 | 0 | 0 | 0 | 35.25 | -7560.4937 | 103518.5072
4107.5 | 171.1458 | 0 | 0 | 10.3 | -1.9996 | 4107.2478 | 131.2829 | 23.4458 | -8.8046 | 44.2379 | 77.2061 | 0 | 0 | 0 | 0 | 36.55 | -7874.4856 | 82967.1029
4108.5 | 171.1875 | 0 | 0 | 9 | -2.008 | 4108.2477 | 116.285 | 23.4461 | -0.6338 | 55.3484 | 74.0561 | 0 | 0 | 0 | 0 | 37.85 | -8190.9789 | 55125.4285
4109.5 | 171.2292 | 19 | 49 | 12 | -2.0163 | 4109.2475 | 101.2871 | 23.4464 | 8.6669 | 65.5165 | 70.4062 | 6.3717 | 45.7176 | 0.65648 | 52.7457 | 34.85 | -5154.9368 | 40296.2793
4110.5 | 171.2708 | 0 | 104 | 14 | -2.0247 | 4110.2474 | 86.2892 | 23.4467 | 18.7335 | 75.1773 | 66.467 | 0 | 97.0333 | 1.3933 | 98.4267 | 32.85 | -2677.8245 | 8718.3313
4111.5 | 171.3125 | 6 | 160 | 15 | -2.033 | 4111.2472 | 71.2913 | 23.4469 | 29.259 | 84.891 | 62.4759 | 2.7727 | 149.282 | 2.1436 | 154.1984 | 31.85 | 0.39019 | 0
4112.5 | 171.3542 | 53 | 258 | 16 | -2.0414 | 4112.2471 | 56.2933 | 23.4472 | 39.9445 | 84.5474 | 53.6688 | 31.4 | 240.7173 | 3.4565 | 275.5738 | 30.85 | 5549.5525 | 0
4113.5 | 171.3958 | 574 | 267 | 18 | -2.0497 | 4113.247 | 41.2954 | 23.4475 | 50.4063 | 71.798 | 39.9248 | 440.1932 | 249.1144 | 3.5771 | 692.8847 | 28.85 | 24286.4651 | 0
4114.5 | 171.4375 | 733 | 204 | 20.1 | -2.058 | 4114.2468 | 26.2975 | 23.4477 | 59.9533 | 54.2674 | 26.3817 | 656.6608 | 190.3346 | 2.7331 | 849.7284 | 26.75 | 31635.832 | 0
4115.5 | 171.4792 | 808 | 173 | 22.3 | -2.0664 | 4115.2467 | 11.2996 | 23.4479 | 67.0247 | 27.421 | 13.9359 | 784.2171 | 161.4112 | 2.3178 | 947.9461 | 24.55 | 36434.2384 | 0
4116.5 | 171.5208 | 848 | 153 | 24 | -2.0747 | 4116.2466 | -3.6983 | 23.4482 | 68.7486 | -9.3964 | 9.6215 | 836.0716 | 142.7509 | 2.0498 | 980.8724 | 22.85 | 38255.8049 | 0
4117.5 | 171.5625 | 834 | 147 | 26 | -2.083 | 4117.2464 | -18.6962 | 23.4484 | 64.004 | -42.1397 | 19.795 | 784.719 | 137.1529 | 1.9694 | 923.8413 | 20.85 | 36200.2011 | 0
4118.5 | 171.6042 | 772 | 163 | 28 | -2.0913 | 4118.2463 | -33.6942 | 23.4486 | 55.4275 | -63.754 | 33.0113 | 647.3709 | 152.0811 | 2.1838 | 801.6357 | 18.85 | 31285.0385 | 0
4119.5 | 171.6458 | 774 | 136 | 27 | -2.0997 | 4119.2461 | -48.6921 | 23.4487 | 45.3075 | -78.4821 | 46.6962 | 530.8604 | 126.8897 | 1.8221 | 659.5721 | 19.85 | 24847.8162 | 0
4120.5 | 171.6875 | 652 | 139 | 25 | -2.108 | 4120.246 | -63.69 | 23.4489 | 34.6762 | -89.9294 | 60.4474 | 321.5806 | 129.6888 | 1.8622 | 453.1316 | 21.85 | 15370.4049 | 0
4121.5 | 171.7292 | 577 | 121 | 22 | -2.1163 | 4121.2459 | -78.6879 | 23.4491 | 24.0303 | -80.0498 | 64.4327 | 249.0166 | 112.8945 | 1.6211 | 363.5322 | 24.85 | 10778.4715 | 0
4122.5 | 171.7708 | 404 | 94 | 18 | -2.1246 | 4122.2457 | -93.6858 | 23.4492 | 13.6951 | -70.4425 | 68.429 | 148.5322 | 87.7032 | 1.2594 | 237.4947 | 28.85 | 4347.4334 | 21820.4355
4123.5 | 171.8125 | 194 | 14 | 16 | -2.133 | 4123.2456 | -108.6838 | 23.4493 | 3.9656 | -60.5927 | 72.2532 | 59.1334 | 13.0622 | 0.18756 | 72.3832 | 30.85 | -3347.0517 | 40986.9185
4124.5 | 171.8542 | 0 | 0 | 15 | -2.1413 | 4124.2454 | -123.6817 | 23.4495 | -4.8275 | -50.0072 | 75.6807 | 0 | 0 | 0 | 0 | 31.85 | -6751.1108 | 64513.214
4125.5 | 171.8958 | 0 | 0 | 14 | -2.1496 | 4125.2453 | -138.6796 | 23.4496 | -12.2828 | -38.3109 | 78.5149 | 0 | 0 | 0 | 0 | 32.85 | -6987.3884 | 91523.9414
4126.5 | 171.9375 | 0 | 0 | 14 | -2.1579 | 4126.2452 | -153.6775 | 23.4497 | -17.9285 | -25.313 | 80.5924 | 0 | 0 | 0 | 0 | 32.85 | -6987.3884 | 114300.7028
4127.5 | 171.9792 | 0 | 0 | 14 | -2.1662 | 4127.245 | -168.6755 | 23.4497 | -21.2816 | -11.1473 | 81.7907 | 0 | 0 | 0 | 0 | 32.85 | -6987.3884 | 129632.0326
4128.5 | 172.0208 | 0 | 0 | 13 | -2.1745 | 4128.2449 | 176.3266 | 23.4498 | -21.9841 | 3.6342 | 82.038 | 0 | 0 | 0 | 0 | 33.85 | -7225.1462 | 130031.9753
4129.5 | 172.0625 | 0 | 0 | 13 | -2.1828 | 4129.2448 | 161.3287 | 23.4499 | -19.9527 | 18.2071 | 81.3192 | 0 | 0 | 0 | 0 | 33.85 | -7225.1462 | 125389.5188
4130.5 | 172.1042 | 0 | 0 | 14 | -2.1911 | 4130.2446 | 146.3308 | 23.4499 | -15.4202 | 31.8435 | 79.6778 | 0 | 0 | 0 | 0 | 32.85 | -6987.3884 | 110731.0991
4131.5 | 172.1458 | 0 | 0 | 14 | -2.1994 | 4131.2445 | 131.3329 | 23.45 | -8.8259 | 44.1966 | 77.2114 | 0 | 0 | 0 | 0 | 32.85 | -6987.3884 | 84839.2858
4132.5 | 172.1875 | 0 | 0 | 14 | -2.2077 | 4132.2443 | 116.3349 | 23.45 | -0.66009 | 55.3107 | 74.0638 | 0 | 0 | 0 | 0 | 32.85 | -6987.3884 | 55581.4232
4133.5 | 172.2292 | 0 | 18 | 14 | -2.216 | 4133.2442 | 101.337 | 23.45 | 8.637 | 65.4812 | 70.4154 | 0 | 16.7942 | 0.24115 | 17.0354 | 32.85 | -6241.5023 | 43200.4033
4134.5 | 172.2708 | 0 | 39 | 14 | -2.2243 | 4134.2441 | 86.3391 | 23.45 | 18.7013 | 75.1427 | 66.4771 | 0 | 36.3875 | 0.5225 | 36.91 | 32.85 | -5371.3019 | 20972.7071
4135.5 | 172.3125 | 11 | 177 | 15 | -2.2326 | 4135.2439 | 71.3411 | 23.45 | 29.2255 | 84.8552 | 62.4861 | 5.0816 | 165.1432 | 2.3714 | 172.5962 | 31.85 | 805.9312 | 0
4136.5 | 172.3542 | 0 | 196 | 16 | -2.2409 | 4136.2438 | 56.3432 | 23.45 | 39.9108 | 84.588 | 53.7145 | 0 | 182.8705 | 2.6259 | 185.4964 | 30.85 | 1605.5571 | 0
4137.5 | 172.3958 | 0 | 227 | 16 | -2.2491 | 4137.2436 | 41.3453 | 23.4499 | 50.3742 | 71.8492 | 39.9706 | 0 | 211.7939 | 3.0412 | 214.8351 | 30.85 | 2890.1386 | 0
4138.5 | 172.4375 | 12 | 265 | 17 | -2.2574 | 4138.2435 | 26.3474 | 23.4499 | 59.9261 | 54.341 | 26.4264 | 10.7461 | 247.2484 | 3.5503 | 261.5448 | 29.85 | 5168.6162 | 0
4139.5 | 172.4792 | 6 | 278 | 17 | -2.2657 | 4139.2434 | 11.3494 | 23.4498 | 67.0101 | 27.5321 | 13.9731 | 5.8225 | 259.3775 | 3.7245 | 268.9245 | 29.85 | 5491.7331 | 0
4140.5 | 172.5208 | 6 | 287 | 18 | -2.274 | 4140.2432 | -3.6485 | 23.4497 | 68.756 | -9.2718 | 9.606 | 5.9159 | 267.7746 | 3.8451 | 277.5356 | 28.85 | 6100.6034 | 0
4141.5 | 172.5625 | 48 | 364 | 19 | -2.2822 | 4141.2431 | -18.6464 | 23.4497 | 64.0289 | -42.0523 | 19.7537 | 45.1754 | 339.6166 | 4.8767 | 389.6687 | 27.85 | 11240.6549 | 0
4142.5 | 172.6042 | 438 | 328 | 19 | -2.2905 | 4142.243 | -33.6444 | 23.4496 | 55.4601 | -63.6975 | 32.9664 | 367.4775 | 306.0282 | 4.3944 | 677.9 | 27.85 | 23860.7245 | 0
4143.5 | 172.6458 | 264 | 322 | 21 | -2.2988 | 4143.2428 | -48.6423 | 23.4495 | 45.3428 | -78.4408 | 46.6506 | 181.2215 | 300.4301 | 4.314 | 485.9656 | 25.85 | 15913.2425 | 0
4144.5 | 172.6875 | 370 | 241 | 21 | -2.3071 | 4144.2427 | -63.6402 | 23.4493 | 34.712 | -89.8949 | 60.4019 | 182.748 | 224.8561 | 3.2288 | 410.8329 | 25.85 | 12623.5921 | 0
4145.5 | 172.7292 | 59 | 175 | 19 | -2.3153 | 4145.2425 | -78.6382 | 23.4492 | 24.0654 | -80.0818 | 64.4193 | 25.4752 | 163.2772 | 2.3446 | 191.0969 | 27.85 | 2546.2855 | 0
4146.5 | 172.7708 | 191 | 120 | 17 | -2.3236 | 4146.2424 | -93.6361 | 23.4491 | 13.7285 | -70.4746 | 68.416 | 70.2621 | 111.9615 | 1.6077 | 183.8313 | 29.85 | 1765.9686 | 18735.6113
4147.5 | 172.8125 | 92 | 18 | 15 | -2.3318 | 4147.2423 | -108.634 | 23.4489 | 3.9962 | -60.6266 | 72.2415 | 28.0606 | 16.7942 | 0.24115 | 45.096 | 31.85 | -4776.606 | 22310.7079
4148.5 | 172.8542 | 0 | 0 | 14 | -2.3401 | 4148.2421 | -123.632 | 23.4487 | -4.8009 | -50.0443 | 75.6709 | 0 | 0 | 0 | 0 | 32.85 | -6987.3884 | 65351.839
4149.5 | 172.8958 | 0 | 0 | 14 | -2.3483 | 4149.242 | -138.6299 | 23.4486 | -12.2617 | -38.3523 | 78.5077 | 0 | 0 | 0 | 0 | 32.85 | -6987.3884 | 90693.976
4150.5 | 172.9375 | 0 | 0 | 13 | -2.3566 | 4150.2419 | -153.6279 | 23.4484 | -17.9145 | -25.3586 | 80.5882 | 0 | 0 | 0 | 0 | 33.85 | -7225.1462 | 116619.4528
4151.5 | 172.9792 | 0 | 0 | 13 | -2.3648 | 4151.2417 | -168.6258 | 23.4482 | -21.2763 | -11.1959 | 81.7899 | 0 | 0 | 0 | 0 | 33.85 | -7225.1462 | 123603.4902
4152.5 | 173.0208 | 0 | 0 | 12 | -2.3731 | 4152.2416 | 176.3763 | 23.4479 | -21.9882 | 3.5852 | 82.0407 | 0 | 0 | 0 | 0 | 34.85 | -7464.3841 | 133904.1371
4153.5 | 173.0625 | 0 | 0 | 12 | -2.3813 | 4153.2414 | 161.3783 | 23.4477 | -19.9659 | 18.1607 | 81.3253 | 0 | 0 | 0 | 0 | 34.85 | -7464.3841 | 125167.3818
4154.5 | 173.1042 | 0 | 0 | 9 | -2.3896 | 4154.2413 | 146.3804 | 23.4475 | -15.4411 | 31.8015 | 79.6871 | 0 | 0 | 0 | 0 | 37.85 | -8190.9789 | 105838.5214
4155.5 | 173.1458 | 0 | 0 | 9 | -2.3978 | 4155.2412 | 131.3824 | 23.4472 | -8.8529 | 44.1594 | 77.2235 | 0 | 0 | 0 | 0 | 37.85 | -8190.9789 | 81831.3224
4156.5 | 173.1875 | 0 | 0 | 9 | -2.406 | 4156.241 | 116.3845 | 23.4469 | -0.69151 | 55.2777 | 74.0781 | 0 | 0 | 0 | 0 | 37.85 | -8190.9789 | 53801.0575
4157.5 | 173.2292 | 33 | 46 | 12 | -2.4142 | 4157.2409 | 101.3866 | 23.4467 | 8.6025 | 65.4511 | 70.4313 | 11.0529 | 42.9186 | 0.61628 | 54.5878 | 34.85 | -5074.2842 | 38582.8408
4158.5 | 173.2708 | 406 | 108 | 14 | -2.4225 | 4158.2408 | 86.3886 | 23.4464 | 18.6648 | 75.114 | 66.4938 | 161.9322 | 100.7654 | 1.4469 | 264.1445 | 32.85 | 4578.0498 | 17779.8017
4159.5 | 173.3125 | 75 | 211 | 16 | -2.4307 | 4159.2406 | 71.3907 | 23.4461 | 29.1878 | 84.8257 | 62.5028 | 34.6279 | 196.8657 | 2.8269 | 234.3204 | 30.85 | 3743.2948 | 0
4160.5 | 173.3542 | 88 | 293 | 17 | -2.4389 | 4160.2405 | 56.3927 | 23.4458 | 39.873 | 84.6212 | 53.76 | 52.0229 | 273.3727 | 3.9255 | 329.3211 | 29.85 | 8136.1685 | 0
4161.5 | 173.3958 | 545 | 257 | 19 | -2.4471 | 4161.2403 | 41.3948 | 23.4454 | 50.3376 | 71.892 | 40.0154 | 417.4 | 239.7843 | 3.4431 | 660.6275 | 27.85 | 23104.4537 | 0
4162.5 | 173.4375 | 691 | 234 | 20 | -2.4553 | 4162.2402 | 26.3968 | 23.4451 | 59.8938 | 54.4051 | 26.469 | 618.5663 | 218.325 | 3.135 | 840.0263 | 26.85 | 31188.2214 | 0
4163.5 | 173.4792 | 605 | 283 | 23 | -2.4635 | 4163.2401 | 11.3989 | 23.4448 | 66.989 | 27.6357 | 14.0058 | 587.014 | 264.0426 | 3.7915 | 854.8481 | 23.85 | 32514.936 | 0
4164.5 | 173.5208 | 547 | 342 | 24 | -2.4717 | 4164.2399 | -3.5991 | 23.4444 | 68.7563 | -9.1458 | 9.5843 | 539.3648 | 319.0903 | 4.5819 | 863.037 | 22.85 | 33096.4421 | 0
4165.5 | 173.5625 | 85 | 388 | 25 | -2.48 | 4165.2398 | -18.597 | 23.444 | 64.0477 | -41.9571 | 19.7099 | 80.02 | 362.0089 | 5.1982 | 447.2272 | 21.85 | 15111.8835 | 0
4166.5 | 173.6042 | 30 | 371 | 26 | -2.4881 | 4166.2397 | -33.595 | 23.4436 | 55.4874 | -63.6329 | 32.9207 | 25.1827 | 346.1477 | 4.9705 | 376.3009 | 20.85 | 12226.4043 | 0
4167.5 | 173.6458 | 61 | 289 | 24 | -2.4963 | 4167.2395 | -48.5929 | 23.4432 | 45.3733 | -78.3923 | 46.6051 | 41.9084 | 269.6407 | 3.8719 | 315.4209 | 22.85 | 9119.333 | 0
4168.5 | 173.6875 | 551 | 210 | 23 | -2.5045 | 4168.2394 | -63.5909 | 23.4428 | 34.7431 | -89.8541 | 60.3571 | 272.5206 | 195.9327 | 2.8135 | 471.2667 | 23.85 | 15720.0104 | 0
4169.5 | 173.7292 | 184 | 182 | 23 | -2.5127 | 4169.2393 | -78.5888 | 23.4424 | 24.0957 | -80.1194 | 64.4126 | 79.4672 | 169.8083 | 2.4383 | 251.7139 | 23.85 | 6106.9952 | 0
4170.5 | 173.7708 | 228 | 134 | 21 | -2.5209 | 4170.2391 | -93.5868 | 23.442 | 13.7568 | -70.5116 | 68.4098 | 83.896 | 125.0237 | 1.7953 | 210.715 | 25.85 | 3861.5243 | 0
4171.5 | 173.8125 | 110 | 20 | 18 | -2.5291 | 4171.239 | -108.5847 | 23.4415 | 4.0214 | -60.665 | 72.2365 | 33.5597 | 18.6603 | 0.26795 | 52.4879 | 28.85 | -3753.0015 | 269.0648
4172.5 | 173.8542 | 0 | 0 | 17 | -2.5373 | 4172.2388 | -123.5827 | 23.4411 | -4.7801 | -50.0854 | 75.668 | 0 | 0 | 0 | 0 | 29.85 | -6282.9962 | 8225.7527
4173.5 | 173.8958 | 0 | 0 | 16 | -2.5454 | 4173.2387 | -138.5806 | 23.4406 | -12.2469 | -38.3967 | 78.5074 | 0 | 0 | 0 | 0 | 30.85 | -6516.3134 | 10993.8335
4174.5 | 173.9375 | 0 | 0 | 16 | -2.5536 | 4174.2386 | -153.5786 | 23.4401 | -17.9072 | -25.4062 | 80.5909 | 0 | 0 | 0 | 0 | 30.85 | -6516.3134 | 27920.2644
4175.5 | 173.9792 | 0 | 0 | 15 | -2.5618 | 4175.2384 | -168.5766 | 23.4396 | -21.2779 | -11.2452 | 81.796 | 0 | 0 | 0 | 0 | 31.85 | -6751.1108 | 29250.6195
4176.5 | 174.0208 | 0 | 0 | 15 | -2.57 | 4176.2383 | 176.4255 | 23.4391 | -21.9992 | 3.537 | 82.0503 | 0 | 0 | 0 | 0 | 31.85 | -6751.1108 | 34865.4018
4177.5 | 174.0625 | 0 | 0 | 15 | -2.5781 | 4177.2382 | 161.4275 | 23.4386 | -19.9857 | 18.1164 | 81.3383 | 0 | 0 | 0 | 0 | 31.85 | -6751.1108 | 44859.7227
4178.5 | 174.1042 | 0 | 0 | 16 | -2.5863 | 4178.238 | 146.4296 | 23.4381 | -15.4681 | 31.7628 | 79.7031 | 0 | 0 | 0 | 0 | 30.85 | -6516.3134 | 48321.9204
4179.5 | 174.1458 | 0 | 0 | 16 | -2.5944 | 4179.2379 | 131.4316 | 23.4375 | -8.8855 | 44.1264 | 77.2423 | 0 | 0 | 0 | 0 | 30.85 | -6516.3134 | 53839.0501
4180.5 | 174.1875 | 0 | 0 | 15 | -2.6026 | 4180.2378 | 116.4336 | 23.437 | -0.728 | 55.2494 | 74.099 | 0 | 0 | 0 | 0 | 31.85 | -6751.1108 | 17646.341
4181.5 | 174.2292 | 0 | 21 | 15.2 | -2.6107 | 4181.2376 | 101.4357 | 23.4364 | 8.5634 | 65.4262 | 70.4537 | 0 | 19.5933 | 0.28135 | 19.8746 | 31.65 | -5833.8325 | 16486.5441
4182.5 | 174.2708 | 0 | 65 | 16 | -2.6189 | 4182.2375 | 86.4377 | 23.4358 | 18.6239 | 75.091 | 66.5171 | 0 | 60.6458 | 0.87083 | 61.5167 | 30.85 | -3822.836 | 0
4183.5 | 174.3125 | 6 | 155 | 17 | -2.627 | 4183.2373 | 71.4398 | 23.4352 | 29.1461 | 84.8027 | 62.5261 | 2.7681 | 144.617 | 2.0766 | 149.4616 | 29.85 | 261.1102 | 0
4184.5 | 174.3542 | 18 | 243 | 18 | -2.6351 | 4184.2372 | 56.4418 | 23.4346 | 39.8311 | 84.6471 | 53.8052 | 10.6296 | 226.7221 | 3.2556 | 240.6073 | 28.85 | 4483.7139 | 0
4185.5 | 174.3958 | 142 | 340 | 19 | -2.6433 | 4185.2371 | 41.4438 | 23.434 | 50.2967 | 71.9262 | 40.0591 | 108.684 | 317.2243 | 4.5551 | 430.4635 | 27.85 | 13026.8348 | 0
4186.5 | 174.4375 | 703 | 247 | 22 | -2.6514 | 4186.2369 | 26.4459 | 23.4334 | 59.8562 | 54.4597 | 26.5094 | 629.0873 | 230.4541 | 3.3092 | 862.8506 | 24.85 | 32640.8859 | 0
4187.5 | 174.4792 | 862 | 141 | 23 | -2.6595 | 4187.2368 | 11.4479 | 23.4327 | 66.9616 | 27.7318 | 14.0341 | 836.2707 | 131.5548 | 1.889 | 969.7145 | 23.85 | 37544.3098 | 0
4188.5 | 174.5208 | 830 | 164 | 26 | -2.6677 | 4188.2367 | -3.5501 | 23.4321 | 68.7496 | -9.0185 | 9.5566 | 818.4814 | 153.0141 | 2.1972 | 973.6927 | 20.85 | 38382.9192 | 0
4189.5 | 174.5625 | 840 | 154 | 26 | -2.6758 | 4189.2365 | -18.5481 | 23.4314 | 64.0602 | -41.8544 | 19.6637 | 791.0144 | 143.684 | 2.0632 | 936.7616 | 20.85 | 36765.9083 | 0
4190.5 | 174.6042 | 772 | 169 | 27.3 | -2.6839 | 4190.2364 | -33.546 | 23.4307 | 55.5095 | -63.5602 | 32.8743 | 648.3745 | 157.6791 | 2.2642 | 808.3178 | 19.55 | 31425.8402 | 0
4191.5 | 174.6458 | 787 | 126 | 28.4 | -2.692 | 4191.2363 | -48.544 | 23.4301 | 45.3989 | -78.3366 | 46.5598 | 541.1388 | 117.5596 | 1.6881 | 660.3865 | 18.45 | 25186.906 | 0
4192.5 | 174.6875 | 695 | 127 | 29 | -2.7001 | 4192.2361 | -63.542 | 23.4294 | 34.7696 | -89.807 | 60.3132 | 344.2042 | 118.4926 | 1.7015 | 464.3983 | 17.85 | 16734.8134 | 0
4193.5 | 174.7292 | 498 | 160 | 28 | -2.7082 | 4193.236 | -78.54 | 23.4286 | 24.1212 | -80.1625 | 64.4127 | 215.0788 | 149.282 | 2.1436 | 366.5045 | 18.85 | 12233.0245 | 0
4194.5 | 174.7708 | 129 | 111 | 27 | -2.7163 | 4194.2359 | -93.5379 | 23.4279 | 13.7801 | -70.5536 | 68.4104 | 47.4663 | 103.5644 | 1.4871 | 152.5178 | 19.85 | 2646.6851 | 0
4195.5 | 174.8125 | 0 | 0 | 23 | -2.7244 | 4195.2357 | -108.5359 | 23.4272 | 4.0413 | -60.7078 | 72.2384 | 0 | 0 | 0 | 0 | 23.85 | -4914.1762 | 0
4196.5 | 174.8542 | 0 | 0 | 21 | -2.7325 | 4196.2356 | -123.5339 | 23.4264 | -4.7651 | -50.1302 | 75.6719 | 0 | 0 | 0 | 0 | 25.85 | -5364.5289 | 0
4197.5 | 174.8958 | 0 | 0 | 18 | -2.7406 | 4197.2355 | -138.5319 | 23.4257 | -12.2383 | -38.4442 | 78.514 | 0 | 0 | 0 | 0 | 28.85 | -6051.1591 | 2726.056
4198.5 | 174.9375 | 0 | 0 | 18 | -2.7486 | 4198.2353 | -153.5298 | 23.4249 | -17.9066 | -25.4559 | 80.6006 | 0 | 0 | 0 | 0 | 28.85 | -6051.1591 | 2043.5584
4199.5 | 174.9792 | 0 | 0 | 17 | -2.7567 | 4199.2352 | -168.5278 | 23.4241 | -21.2864 | -11.2952 | 81.8091 | 0 | 0 | 0 | 0 | 29.85 | -6282.9962 | 269.0648
4200.5 | 175.0208 | 0 | 0 | 17 | -2.7648 | 4200.2351 | 176.4742 | 23.4233 | -22.0171 | 3.4897 | 82.0668 | 0 | 0 | 0 | 0 | 29.85 | -6282.9962 | 51.3783
4201.5 | 175.0625 | 0 | 0 | 14 | -2.7729 | 4201.2349 | 161.4762 | 23.4225 | -20.0121 | 18.0744 | 81.3581 | 0 | 0 | 0 | 0 | 32.85 | -6987.3884 | 2316.5575
4202.5 | 175.1042 | 0 | 0 | 13 | -2.7809 | 4202.2348 | 146.4782 | 23.4217 | -15.5013 | 31.7275 | 79.726 | 0 | 0 | 0 | 0 | 33.85 | -7225.1462 | 0
4203.5 | 175.1458 | 0 | 0 | 13 | -2.789 | 4203.2347 | 131.4802 | 23.4209 | -8.9236 | 44.0975 | 77.2677 | 0 | 0 | 0 | 0 | 33.85 | -7225.1462 | 0
4204.5 | 175.1875 | 0 | 0 | 9 | -2.797 | 4204.2345 | 116.4823 | 23.42 | -0.76953 | 55.2259 | 74.1265 | 0 | 0 | 0 | 0 | 37.85 | -8190.9789 | 0
4205.5 | 175.2292 | 371 | 35 | 13 | -2.8051 | 4205.2344 | 101.4843 | 23.4192 | 8.5197 | 65.4066 | 70.4827 | 123.9482 | 32.6554 | 0.46891 | 157.0725 | 33.85 | -347.801 | 0
4206.5 | 175.2708 | 598 | 60 | 17 | -2.8131 | 4206.2342 | 86.4863 | 23.4183 | 18.5789 | 75.0738 | 66.5468 | 238.004 | 55.9808 | 0.80385 | 294.7886 | 29.85 | 6624.1828 | 0
4207.5 | 175.3125 | 712 | 83 | 21 | -2.8212 | 4207.2341 | 71.4883 | 23.4174 | 29.1003 | 84.7862 | 62.5559 | 328.1491 | 77.4401 | 1.112 | 406.7012 | 25.85 | 12442.6867 | 0
4208.5 | 175.3542 | 756 | 120 | 23 | -2.8292 | 4208.234 | 56.4903 | 23.4165 | 39.7851 | 84.6655 | 53.8501 | 445.9643 | 111.9615 | 1.6077 | 559.5335 | 23.85 | 19584.7294 | 0
4209.5 | 175.3958 | 787 | 137 | 26 | -2.8373 | 4209.2338 | 41.4923 | 23.4156 | 50.2514 | 71.9518 | 40.1018 | 601.9774 | 127.8227 | 1.8355 | 731.6356 | 20.85 | 27784.5656 | 0
4210.5 | 175.4375 | 846 | 135 | 27 | -2.8453 | 4210.2337 | 26.4943 | 23.4147 | 59.8136 | 54.5047 | 26.5476 | 756.8007 | 125.9567 | 1.8087 | 884.5661 | 19.85 | 34699.067 | 0
4211.5 | 175.4792 | 862 | 153 | 29 | -2.8533 | 4211.2336 | 11.4963 | 23.4138 | 66.9278 | 27.8201 | 14.0578 | 836.1841 | 142.7509 | 2.0498 | 980.9848 | 17.85 | 39353.3064 | 0
4212.5 | 175.5208 | 836 | 158 | 31 | -2.8613 | 4212.2334 | -3.5017 | 23.4128 | 68.7359 | -8.8905 | 9.5226 | 824.4802 | 147.416 | 2.1168 | 974.013 | 15.85 | 39474.7199 | 0
4213.5 | 175.5625 | 852 | 137 | 33 | -2.8694 | 4213.2333 | -18.4997 | 23.4119 | 64.0665 | -41.7445 | 19.6152 | 802.5571 | 127.8227 | 1.8355 | 932.2153 | 13.85 | 38065.3767 | 0
4214.5 | 175.6042 | 833 | 138 | 33 | -2.8774 | 4214.2332 | -33.4977 | 23.4109 | 55.5261 | -63.4795 | 32.8272 | 699.9775 | 128.7558 | 1.8488 | 830.5821 | 13.85 | 33615.4173 | 0
4215.5 | 175.6458 | 682 | 187 | 34 | -2.8854 | 4215.233 | -48.4957 | 23.4099 | 45.4197 | -78.2738 | 46.5148 | 469.3302 | 174.4734 | 2.5053 | 646.3089 | 12.85 | 25755.2578 | 0
4216.5 | 175.6875 | 608 | 155 | 33 | -2.8934 | 4216.2329 | -63.4937 | 23.409 | 34.7912 | -89.7538 | 60.2704 | 301.512 | 144.617 | 2.0766 | 448.2056 | 13.85 | 16873.2429 | 0
4217.5 | 175.7292 | 616 | 112 | 31 | -2.9014 | 4217.2328 | -78.4917 | 23.408 | 24.1419 | -80.2111 | 64.4197 | 265.9742 | 104.4974 | 1.5005 | 371.9722 | 15.85 | 13114.6498 | 0
4218.5 | 175.7708 | 380 | 98 | 28 | -2.9094 | 4218.2326 | -93.4897 | 23.4069 | 13.7983 | -70.6004 | 68.4178 | 139.7776 | 91.4352 | 1.313 | 232.5258 | 18.85 | 6366.832 | 0
4219.5 | 175.8125 | 0 | 0 | 25 | -2.9174 | 4219.2325 | -108.4877 | 23.4059 | 4.0557 | -60.7548 | 72.2471 | 0 | 0 | 0 | 0 | 21.85 | -4469.7443 | 4760.7258
4220.5 | 175.8542 | 0 | 0 | 22 | -2.9254 | 4220.2324 | -123.4857 | 23.4049 | -4.756 | -50.1787 | 75.6827 | 0 | 0 | 0 | 0 | 24.85 | -5138.6125 | 37956.0974
4221.5 | 175.8958 | 0 | 0 | 21 | -2.9333 | 4221.2322 | -138.4837 | 23.4038 | -12.236 | -38.4946 | 78.5275 | 0 | 0 | 0 | 0 | 25.85 | -5364.5289 | 26421.7105
4222.5 | 175.9375 | 0 | 0 | 21 | -2.9413 | 4222.2321 | -153.4817 | 23.4028 | -17.9127 | -25.5074 | 80.6172 | 0 | 0 | 0 | 0 | 25.85 | -5364.5289 | 26416.0558
4223.5 | 175.9792 | 0 | 0 | 20 | -2.9493 | 4223.232 | -168.4797 | 23.4017 | -21.3018 | -11.3457 | 81.8291 | 0 | 0 | 0 | 0 | 26.85 | -5591.9254 | 40345.16
4224.5 | 176.0208 | 0 | 0 | 17 | -2.9573 | 4224.2318 | 176.5223 | 23.4006 | -22.0418 | 3.4433 | 82.0902 | 0 | 0 | 0 | 0 | 29.85 | -6282.9962 | 40141.3582
4225.5 | 176.0625 | 0 | 0 | 18 | -2.9652 | 4225.2317 | 161.5243 | 23.3995 | -20.045 | 18.0347 | 81.3848 | 0 | 0 | 0 | 0 | 28.85 | -6051.1591 | 54760.1311
4226.5 | 176.1042 | 0 | 0 | 17 | -2.9732 | 4226.2316 | 146.5263 | 23.3984 | -15.5406 | 31.6956 | 79.7557 | 0 | 0 | 0 | 0 | 29.85 | -6282.9962 | 67978.5107
4227.5 | 176.1458 | 0 | 0 | 16 | -2.9811 | 4227.2314 | 131.5283 | 23.3973 | -8.9673 | 44.0729 | 77.2998 | 0 | 0 | 0 | 0 | 30.85 | -6516.3134 | 14570.9002
4228.5 | 176.1875 | 0 | 0 | 16 | -2.9891 | 4228.2313 | 116.5303 | 23.3962 | -0.81603 | 55.2072 | 74.1606 | 0 | 0 | 0 | 0 | 30.85 | -6516.3134 | 40879.6058
4229.5 | 176.2292 | 272 | 43 | 16 | -2.997 | 4229.2312 | 101.5323 | 23.395 | 8.4714 | 65.3924 | 70.5181 | 90.7144 | 40.1195 | 0.57609 | 131.41 | 30.85 | -762.5881 | 19371.7234
4230.5 | 176.2708 | 428 | 98 | 19 | -3.005 | 4230.2311 | 86.5342 | 23.3939 | 18.5297 | 75.0626 | 66.583 | 170.0959 | 91.4352 | 1.313 | 262.8441 | 27.85 | 5687.7011 | 2012.8203
4231.5 | 176.3125 | 144 | 212 | 23 | -3.0129 | 4231.2309 | 71.5362 | 23.3927 | 29.0506 | 84.7763 | 62.5921 | 66.2863 | 197.7987 | 2.8403 | 266.9253 | 23.85 | 6773.0183 | 0
4232.5 | 176.3542 | 697 | 158 | 24 | -3.0208 | 4232.2308 | 56.5382 | 23.3915 | 39.7353 | 84.6765 | 53.8946 | 410.7231 | 147.416 | 2.1168 | 560.2559 | 22.85 | 19839.3167 | 0
4233.5 | 176.3958 | 775 | 141 | 26 | -3.0287 | 4233.2307 | 41.5402 | 23.3903 | 50.2019 | 71.9688 | 40.1432 | 592.4373 | 131.5548 | 1.889 | 725.8811 | 20.85 | 27532.6072 | 0
4234.5 | 176.4375 | 846 | 147 | 28 | -3.0367 | 4234.2305 | 26.5422 | 23.3891 | 59.766 | 54.5401 | 26.5835 | 756.5638 | 137.1529 | 1.9694 | 895.6861 | 18.85 | 35402.9862 | 0
4235.5 | 176.4792 | 778 | 195 | 29 | -3.0446 | 4235.2304 | 11.5441 | 23.3879 | 66.8877 | 27.9003 | 14.077 | 754.6363 | 181.9375 | 2.6125 | 939.1863 | 17.85 | 37523.1795 | 0
4236.5 | 176.5208 | 866 | 155 | 31 | -3.0525 | 4236.2303 | -3.4539 | 23.3867 | 68.7151 | -8.7618 | 9.4826 | 854.1668 | 144.617 | 2.0766 | 1000.8604 | 15.85 | 40650.2192 | 0
4237.5 | 176.5625 | 828 | 159 | 33 | -3.0604 | 4237.2301 | -18.4519 | 23.3854 | 64.0665 | -41.6274 | 19.5644 | 780.1959 | 148.349 | 2.1302 | 930.6751 | 13.85 | 37997.941 | 0
4238.5 | 176.6042 | 754 | 177 | 32 | -3.0683 | 4238.23 | -33.4499 | 23.3842 | 55.5374 | -63.391 | 32.7795 | 633.9331 | 165.1432 | 2.3714 | 801.4477 | 14.85 | 32130.1432 | 0
4239.5 | 176.6458 | 694 | 171 | 31 | -3.0762 | 4239.2299 | -48.448 | 23.3829 | 45.4354 | -78.204 | 46.4701 | 477.9809 | 159.5452 | 2.291 | 639.817 | 15.85 | 24842.1092 | 0
4240.5 | 176.6875 | 608 | 162 | 29 | -3.0841 | 4240.2297 | -63.446 | 23.3816 | 34.808 | -89.6944 | 60.2285 | 301.8974 | 151.1481 | 2.1704 | 455.2158 | 17.85 | 16332.7648 | 0
4241.5 | 176.7292 | 524 | 141 | 27 | -3.0919 | 4241.2296 | -78.444 | 23.3803 | 24.1576 | -80.2651 | 64.4334 | 226.1375 | 131.5548 | 1.889 | 359.5814 | 19.85 | 11712.8639 | 0
4242.5 | 176.7708 | 335 | 108 | 25 | -3.0998 | 4242.2295 | -93.442 | 23.379 | 13.8114 | -70.6521 | 68.432 | 123.1478 | 100.7654 | 1.4469 | 225.3601 | 21.85 | 5397.5393 | 0
4243.5 | 176.8125 | 0 | 0 | 22 | -3.1077 | 4243.2293 | -108.4401 | 23.3777 | 4.0646 | -60.8062 | 72.2627 | 0 | 0 | 0 | 0 | 24.85 | -5138.6125 | 27585.5879
4244.5 | 176.8542 | 0 | 0 | 20 | -3.1156 | 4244.2292 | -123.4381 | 23.3764 | -4.7527 | -50.2309 | 75.7004 | 0 | 0 | 0 | 0 | 26.85 | -5591.9254 | 50450.6042
4245.5 | 176.8958 | 0 | 0 | 20 | -3.1234 | 4245.2291 | -138.4361 | 23.375 | -12.2401 | -38.5479 | 78.5479 | 0 | 0 | 0 | 0 | 26.85 | -5591.9254 | 54767.5363
4246.5 | 176.9375 | 0 | 0 | 19 | -3.1313 | 4246.2289 | -153.4342 | 23.3737 | -17.9255 | -25.5608 | 80.6408 | 0 | 0 | 0 | 0 | 27.85 | -5820.8022 | 74347.4657
4247.5 | 176.9792 | 0 | 0 | 17 | -3.1391 | 4247.2288 | -168.4322 | 23.3723 | -21.3241 | -11.3967 | 81.8561 | 0 | 0 | 0 | 0 | 29.85 | -6282.9962 | 95999.3295
4248.5 | 177.0208 | 0 | 0 | 17 | -3.147 | 4248.2287 | 176.5697 | 23.371 | -22.0735 | 3.3978 | 82.1206 | 0 | 0 | 0 | 0 | 29.85 | -6282.9962 | 71569.48
4249.5 | 177.0625 | 0 | 0 | 17 | -3.1548 | 4249.2286 | 161.5717 | 23.3696 | -20.0845 | 17.9975 | 81.4184 | 0 | 0 | 0 | 0 | 29.85 | -6282.9962 | 30346.4606
4250.5 | 177.1042 | 0 | 0 | 17 | -3.1627 | 4250.2284 | 146.5737 | 23.3682 | -15.5859 | 31.6672 | 79.7921 | 0 | 0 | 0 | 0 | 29.85 | -6282.9962 | 40954.5454
4251.5 | 177.1458 | 0 | 0 | 16 | -3.1705 | 4251.2283 | 131.5756 | 23.3668 | -9.0165 | 44.0526 | 77.3386 | 0 | 0 | 0 | 0 | 30.85 | -6516.3134 | 41523.9062
4252.5 | 177.1875 | 0 | 0 | 14 | -3.1783 | 4252.2282 | 116.5776 | 23.3653 | -0.86746 | 55.1934 | 74.2012 | 0 | 0 | 0 | 0 | 32.85 | -6987.3884 | 35276.5308
4253.5 | 177.2292 | 220 | 54 | 15 | -3.1861 | 4253.228 | 101.5795 | 23.3639 | 8.4188 | 65.3836 | 70.56 | 73.2201 | 50.3827 | 0.72346 | 124.3263 | 31.85 | -1307.5443 | 11732.5968
4254.5 | 177.2708 | 0 | 39 | 17 | -3.1939 | 4254.2279 | 86.5815 | 23.3625 | 18.4764 | 75.0572 | 66.6256 | 0 | 36.3875 | 0.5225 | 36.91 | 29.85 | -4666.9097 | 14839.6871
4255.5 | 177.3125 | 0 | 148 | 18 | -3.2017 | 4255.2278 | 71.5834 | 23.361 | 28.997 | 84.7729 | 62.6349 | 0 | 138.0859 | 1.9828 | 140.0687 | 28.85 | 81.6819 | 0
4256.5 | 177.3542 | 6 | 197 | 19 | -3.2096 | 4256.2276 | 56.5854 | 23.3595 | 39.6815 | 84.68 | 53.9386 | 3.5319 | 183.8035 | 2.6393 | 189.9747 | 27.85 | 2497.1495 | 0
4257.5 | 177.3958 | 0 | 210 | 21 | -3.2173 | 4257.2275 | 41.5873 | 23.3581 | 50.1481 | 71.9771 | 40.1834 | 0 | 195.9327 | 2.8135 | 198.7461 | 25.85 | 3337.4752 | 0
4258.5 | 177.4375 | 18 | 317 | 21 | -3.2251 | 4258.2274 | 26.5893 | 23.3566 | 59.7134 | 54.5656 | 26.617 | 16.0924 | 295.765 | 4.247 | 316.1044 | 25.85 | 8475.9507 | 0
4259.5 | 177.4792 | 12 | 326 | 22 | -3.2329 | 4259.2273 | 11.5912 | 23.3551 | 66.8414 | 27.9724 | 14.0917 | 11.6389 | 304.1621 | 4.3676 | 320.1686 | 24.85 | 8879.816 | 0
4260.5 | 177.5208 | 24 | 349 | 23 | -3.2407 | 4260.2271 | -3.4068 | 23.3535 | 68.6873 | -8.633 | 9.4363 | 23.6752 | 325.6214 | 4.6757 | 353.9724 | 23.85 | 10584.3349 | 0
4261.5 | 177.5625 | 36 | 406 | 24 | -3.2485 | 4261.227 | -18.4049 | 23.352 | 64.0602 | -41.5034 | 19.5114 | 33.9327 | 378.8032 | 5.4394 | 418.1752 | 22.85 | 13618.381 | 0
4262.5 | 177.6042 | 97 | 381 | 24 | -3.2563 | 4262.2269 | -33.4029 | 23.3505 | 55.5431 | -63.2948 | 32.7313 | 81.5979 | 355.4778 | 5.1044 | 442.1801 | 22.85 | 14669.4247 | 0
4263.5 | 177.6458 | 276 | 312 | 23 | -3.264 | 4263.2267 | -48.401 | 23.3489 | 45.4462 | -78.1273 | 46.4258 | 190.2449 | 291.1 | 4.18 | 485.5249 | 23.85 | 16344.2985 | 0
4264.5 | 177.6875 | 31 | 237 | 22 | -3.2718 | 4264.2266 | -63.3991 | 23.3473 | 34.8199 | -89.6289 | 60.1878 | 15.4119 | 221.124 | 3.1752 | 239.7111 | 24.85 | 5357.0237 | 0
4265.5 | 177.7292 | 164 | 181 | 20 | -3.2795 | 4265.2265 | -78.3971 | 23.3458 | 24.1684 | -80.3244 | 64.4539 | 70.7228 | 168.8753 | 2.4249 | 242.023 | 26.85 | 5004.936 | 0
4266.5 | 177.7708 | 0 | 71 | 17 | -3.2873 | 4266.2263 | -93.3952 | 23.3442 | 13.8193 | -70.7086 | 68.453 | 0 | 66.2439 | 0.95122 | 67.1951 | 29.85 | -3340.89 | 19393.2323
4267.5 | 177.8125 | 0 | 0 | 16.1 | -3.295 | 4267.2262 | -108.3932 | 23.3426 | 4.0679 | -60.8617 | 72.2851 | 0 | 0 | 0 | 0 | 30.75 | -6492.9151 | 35206.9784
4268.5 | 177.8542 | 0 | 0 | 16 | -3.3027 | 4268.2261 | -123.3913 | 23.341 | -4.7555 | -50.2867 | 75.725 | 0 | 0 | 0 | 0 | 30.85 | -6516.3134 | 60753.0283
4269.5 | 177.8958 | 0 | 0 | 15 | -3.3105 | 4269.226 | -138.3894 | 23.3393 | -12.2505 | -38.6041 | 78.5752 | 0 | 0 | 0 | 0 | 31.85 | -6751.1108 | 85761.4162
4270.5 | 177.9375 | 0 | 0 | 15 | -3.3182 | 4270.2258 | -153.3874 | 23.3377 | -17.945 | -25.616 | 80.6714 | 0 | 0 | 0 | 0 | 31.85 | -6751.1108 | 103467.0294
4271.5 | 177.9792 | 0 | 0 | 14 | -3.3259 | 4271.2257 | -168.3855 | 23.336 | -21.3534 | -11.4482 | 81.89 | 0 | 0 | 0 | 0 | 32.85 | -6987.3884 | 117754.9886
4272.5 | 178.0208 | 0 | 0 | 13.7 | -3.3336 | 4272.2256 | 176.6164 | 23.3344 | -22.112 | 3.3535 | 82.1578 | 0 | 0 | 0 | 0 | 33.15 | -7058.5603 | 126225.6707
4273.5 | 178.0625 | 0 | 0 | 13.3 | -3.3413 | 4273.2254 | 161.6183 | 23.3327 | -20.1306 | 17.9626 | 81.4588 | 0 | 0 | 0 | 0 | 33.55 | -7153.6634 | 117334.2815
4274.5 | 178.1042 | 0 | 0 | 13.1 | -3.349 | 4274.2253 | 146.6203 | 23.331 | -15.6373 | 31.6424 | 79.8352 | 0 | 0 | 0 | 0 | 33.75 | -7201.3038 | 103626.1832
4275.5 | 178.1458 | 0 | 0 | 13.1 | -3.3567 | 4275.2252 | 131.6222 | 23.3293 | -9.0711 | 44.0366 | 77.384 | 0 | 0 | 0 | 0 | 33.75 | -7201.3038 | 82556.9007
4276.5 | 178.1875 | 0 | 0 | 13 | -3.3644 | 4276.2251 | 116.6241 | 23.3276 | -0.92377 | 55.1846 | 74.2484 | 0 | 0 | 0 | 0 | 33.85 | -7225.1462 | 51332.0101
4277.5 | 178.2292 | 0 | 21 | 14 | -3.3721 | 4277.2249 | 101.626 | 23.3259 | 8.3617 | 65.3802 | 70.6084 | 0 | 19.5933 | 0.28135 | 19.8746 | 32.85 | -6117.188 | 38788.0415
4278.5 | 178.2708 | 0 | 56 | 16 | -3.3798 | 4278.2248 | 86.6279 | 23.3242 | 18.4191 | 75.0578 | 66.6747 | 0 | 52.2487 | 0.75026 | 52.999 | 30.85 | -4195.779 | 16843.6361
4279.5 | 178.3125 | 0 | 104 | 16 | -3.3874 | 4279.2247 | 71.6299 | 23.3224 | 28.9396 | 84.7762 | 62.684 | 0 | 97.0333 | 1.3933 | 98.4267 | 30.85 | -2206.7495 | 0
4280.5 | 178.3542 | 0 | 132 | 17 | -3.3951 | 4280.2245 | 56.6318 | 23.3207 | 39.6239 | 84.676 | 53.9821 | 0 | 123.1577 | 1.7685 | 124.9261 | 29.85 | -813.165 | 0
4281.5 | 178.3958 | 0 | 166 | 18 | -3.4028 | 4281.2244 | 41.6337 | 23.3189 | 50.0903 | 71.9767 | 40.2224 | 0 | 154.8801 | 2.224 | 157.1041 | 28.85 | 827.568 | 0
4282.5 | 178.4375 | 0 | 161 | 18 | -3.4104 | 4282.2243 | 26.6356 | 23.3171 | 59.656 | 54.5813 | 26.6482 | 0 | 150.215 | 2.157 | 152.372 | 28.85 | 620.3774 | 0
4283.5 | 178.4792 | 0 | 148 | 18 | -3.4181 | 4283.2242 | 11.6375 | 23.3153 | 66.7889 | 28.036 | 14.1019 | 0 | 138.0859 | 1.9828 | 140.0687 | 28.85 | 81.6819 | 0
4284.5 | 178.5208 | 0 | 152 | 17 | -3.4257 | 4284.224 | -3.3606 | 23.3135 | 68.6525 | -8.5043 | 9.384 | 0 | 141.8179 | 2.0364 | 143.8543 | 29.85 | 15.5973 | 0
4285.5 | 178.5625 | 0 | 163 | 18 | -3.4333 | 4285.2239 | -18.3587 | 23.3117 | 64.0474 | -41.3729 | 19.4564 | 0 | 152.0811 | 2.1838 | 154.2649 | 28.85 | 703.2536 | 0
4286.5 | 178.6042 | 0 | 130 | 17 | -3.441 | 4286.2238 | -33.3568 | 23.3099 | 55.5432 | -63.191 | 32.6827 | 0 | 121.2917 | 1.7417 | 123.0333 | 29.85 | -896.0412 | 0
4287.5 | 178.6458 | 0 | 136 | 18 | -3.4486 | 4287.2237 | -48.3549 | 23.308 | 45.4518 | -78.0437 | 46.3821 | 0 | 126.8897 | 1.8221 | 128.7118 | 28.85 | -415.5755 | 0
4288.5 | 178.6875 | 0 | 124 | 18 | -3.4562 | 4288.2235 | -63.353 | 23.3062 | 34.8269 | -89.5575 | 60.1483 | 0 | 115.6936 | 1.6613 | 117.3549 | 28.85 | -912.8329 | 0
4289.5 | 178.7292 | 0 | 58 | 18 | -3.4638 | 4289.2234 | -78.3511 | 23.3043 | 24.1741 | -80.3891 | 64.4814 | 0 | 54.1147 | 0.77705 | 54.8918 | 28.85 | -3647.7484 | 0
4290.5 | 178.7708 | 0 | 59 | 18 | -3.4714 | 4290.2233 | -93.3491 | 23.3024 | 13.8219 | -70.7697 | 68.4809 | 0 | 55.0477 | 0.79045 | 55.8382 | 28.85 | -3606.3103 | 18648.5584
4291.5 | 178.8125 | 0 | 0 | 18 | -3.479 | 4291.2232 | -108.3473 | 23.3005 | 4.0657 | -60.9214 | 72.3144 | 0 | 0 | 0 | 0 | 28.85 | -6051.1591 | 37830.2799
4292.5 | 178.8542 | 0 | 0 | 17 | -3.4866 | 4292.223 | -123.3454 | 23.2986 | -4.7642 | -50.3461 | 75.7564 | 0 | 0 | 0 | 0 | 29.85 | -6282.9962 | 60701.1623
4293.5 | 178.8958 | 0 | 0 | 17 | -3.4942 | 4293.2229 | -138.3435 | 23.2967 | -12.2674 | -38.663 | 78.6095 | 0 | 0 | 0 | 0 | 29.85 | -6282.9962 | 86584.8528
4294.5 | 178.9375 | 0 | 0 | 17 | -3.5017 | 4294.2228 | -153.3416 | 23.2948 | -17.9712 | -25.6729 | 80.7088 | 0 | 0 | 0 | 0 | 29.85 | -6282.9962 | 109289.2348
4295.5 | 178.9792 | 0 | 0 | 17 | -3.5093 | 4295.2226 | -168.3397 | 23.2928 | -21.3896 | -11.5 | 81.9308 | 0 | 0 | 0 | 0 | 29.85 | -6282.9962 | 122654.7056
4296.5 | 179.0208 | 0 | 0 | 17 | -3.5169 | 4296.2225 | 176.6622 | 23.2909 | -22.1573 | 3.3102 | 82.202 | 0 | 0 | 0 | 0 | 29.85 | -6282.9962 | 122545.6765
4297.5 | 179.0625 | 0 | 0 | 17 | -3.5244 | 4297.2224 | 161.6641 | 23.2889 | -20.1832 | 17.9303 | 81.506 | 0 | 0 | 0 | 0 | 29.85 | -6282.9962 | 121591.7129
4298.5 | 179.1042 | 0 | 0 | 15 | -3.532 | 4298.2223 | 146.666 | 23.287 | -15.6947 | 31.6212 | 79.8851 | 0 | 0 | 0 | 0 | 31.85 | -6751.1108 | 105746.2675
4299.5 | 179.1458 | 0 | 0 | 14 | -3.5395 | 4299.2221 | 131.6679 | 23.285 | -9.1311 | 44.0251 | 77.4361 | 0 | 0 | 0 | 0 | 32.85 | -6987.3884 | 80092.4315
4300.5 | 179.1875 | 0 | 0 | 14 | -3.5471 | 4300.222 | 116.6698 | 23.283 | -0.9849 | 55.1808 | 74.302 | 0 | 0 | 0 | 0 | 32.85 | -6987.3884 | 52151.6453
4301.5 | 179.2292 | 0 | 32 | 15 | -3.5546 | 4301.2219 | 101.6716 | 23.281 | 8.3003 | 65.3823 | 70.6632 | 0 | 29.8564 | 0.42872 | 30.2851 | 31.85 | -5425.0912 | 37011.5503
4302.5 | 179.2708 | 0 | 60 | 16 | -3.5621 | 4302.2218 | 86.6735 | 23.2789 | 18.3578 | 75.0644 | 66.7301 | 0 | 55.9808 | 0.80385 | 56.7846 | 30.85 | -4030.0265 | 17211.8534
4303.5 | 179.3125 | 23 | 181 | 16 | -3.5696 | 4303.2216 | 71.6754 | 23.2769 | 28.8784 | 84.7861 | 62.7396 | 10.5348 | 168.8753 | 2.4249 | 181.835 | 30.85 | 1445.247 | 0
4304.5 | 179.3542 | 246 | 277 | 17 | -3.5771 | 4304.2215 | 56.6773 | 23.2749 | 39.5626 | 84.6644 | 54.0249 | 144.5085 | 258.4445 | 3.7111 | 406.6642 | 29.85 | 11522.599 | 0
4305.5 | 179.3958 | 30 | 321 | 17 | -3.5846 | 4305.2214 | 41.6792 | 23.2728 | 50.0284 | 71.9675 | 40.26 | 22.8936 | 299.4971 | 4.3006 | 326.6913 | 29.85 | 8021.0242 | 0
4306.5 | 179.4375 | 18 | 317 | 19 | -3.5921 | 4306.2213 | 26.681 | 23.2707 | 59.5937 | 54.5872 | 26.677 | 16.0839 | 295.765 | 4.247 | 316.096 | 27.85 | 8019.3076 | 0
4307.5 | 179.4792 | 42 | 393 | 19 | -3.5996 | 4307.2211 | 11.6829 | 23.2687 | 66.7302 | 28.0912 | 14.1076 | 40.7333 | 366.674 | 5.2652 | 412.6725 | 27.85 | 12247.8635 | 0
4308.5 | 179.5208 | 36 | 386 | 21 | -3.6071 | 4308.221 | -3.3152 | 23.2666 | 68.6106 | -8.3761 | 9.3255 | 35.5242 | 360.1429 | 5.1714 | 400.8385 | 25.85 | 12185.994 | 0
4309.5 | 179.5625 | 109 | 422 | 21 | -3.6146 | 4309.2209 | -18.3134 | 23.2645 | 64.0282 | -41.2359 | 19.3993 | 102.8117 | 393.7314 | 5.6537 | 502.1968 | 25.85 | 16623.9175 | 0
4310.5 | 179.6042 | 268 | 389 | 21 | -3.6221 | 4310.2208 | -33.3115 | 23.2623 | 55.5378 | -63.0798 | 32.6338 | 225.692 | 362.9419 | 5.2116 | 593.8456 | 25.85 | 20636.7139 | 0
4311.5 | 179.6458 | 12 | 222 | 22 | -3.6295 | 4311.2206 | -48.3096 | 23.2602 | 45.4523 | -77.9534 | 46.3389 | 8.2847 | 207.1288 | 2.9742 | 218.3878 | 24.85 | 4423.3905 | 0
4312.5 | 179.6875 | 301 | 265 | 22 | -3.637 | 4312.2205 | -63.3078 | 23.2581 | 34.8288 | -89.4801 | 60.1101 | 149.9987 | 247.2484 | 3.5503 | 400.7974 | 24.85 | 12410.109 | 0
4313.5 | 179.7292 | 157 | 200 | 21 | -3.6444 | 4313.2204 | -78.3059 | 23.2559 | 24.1748 | -80.4589 | 64.5156 | 67.5516 | 186.6025 | 2.6795 | 256.8337 | 25.85 | 5880.8101 | 0
4314.5 | 179.7708 | 91 | 120 | 19 | -3.6519 | 4314.2203 | -93.304 | 23.2537 | 13.8192 | -70.8355 | 68.5156 | 33.3285 | 111.9615 | 1.6077 | 146.8978 | 27.85 | 611.046 | 7637.8371
4315.5 | 179.8125 | 44 | 18 | 18 | -3.6593 | 4315.2201 | -108.3022 | 23.2516 | 4.0579 | -60.9852 | 72.3505 | 13.3405 | 16.7942 | 0.24115 | 30.3759 | 28.85 | -4721.1656 | 16091.5537
4316.5 | 179.8542 | 0 | 0 | 17 | -3.6667 | 4316.22 | -123.3003 | 23.2494 | -4.7789 | -50.4089 | 75.7948 | 0 | 0 | 0 | 0 | 29.85 | -6282.9962 | 58798.0666
4317.5 | 179.8958 | 0 | 0 | 16 | -3.6742 | 4317.2199 | -138.2985 | 23.2472 | -12.2906 | -38.7246 | 78.6507 | 0 | 0 | 0 | 0 | 30.85 | -6516.3134 | 84784.7051
4318.5 | 179.9375 | 0 | 0 | 12 | -3.6816 | 4318.2198 | -153.2966 | 23.245 | -18.0042 | -25.7314 | 80.7532 | 0 | 0 | 0 | 0 | 34.85 | -7464.3841 | 68594.508
4319.5 | 179.9792 | 0 | 0 | 12 | -3.689 | 4319.2197 | -168.2948 | 23.2427 | -21.4327 | -11.5522 | 81.9786 | 0 | 0 | 0 | 0 | 34.85 | -7464.3841 | 114023.9247
4320.5 | 180.0208 | 0 | 0 | 13 | -3.6964 | 4320.2195 | 176.7071 | 23.2405 | -22.2095 | 3.2682 | 82.253 | 0 | 0 | 0 | 0 | 33.85 | -7225.1462 | 97923.4239
4321.5 | 180.0625 | 0 | 0 | 12 | -3.7038 | 4321.2194 | 161.7089 | 23.2383 | -20.2422 | 17.9006 | 81.56 | 0 | 0 | 0 | 0 | 34.85 | -7464.3841 | 93359.7949
4322.5 | 180.1042 | 0 | 0 | 12 | -3.7112 | 4322.2193 | 146.7108 | 23.236 | -15.758 | 31.6037 | 79.9416 | 0 | 0 | 0 | 0 | 34.85 | -7464.3841 | 31789.8628
4323.5 | 180.1458 | 0 | 0 | 12 | -3.7185 | 4323.2192 | 131.7126 | 23.2337 | -9.1964 | 44.0181 | 77.4946 | 0 | 0 | 0 | 0 | 34.85 | -7464.3841 | 42560.0274
4324.5 | 180.1875 | 0 | 0 | 11 | -3.7259 | 4324.219 | 116.7145 | 23.2314 | -1.0508 | 55.182 | 74.3622 | 0 | 0 | 0 | 0 | 35.85 | -7705.1022 | 34482.457
4325.5 | 180.2292 | 0 | 23 | 13 | -3.7333 | 4325.2189 | 101.7163 | 23.2291 | 8.2346 | 65.3899 | 70.7244 | 0 | 21.4593 | 0.30814 | 21.7674 | 33.85 | -6272.0695 | 30114.3199
4326.5 | 180.2708 | 66 | 121 | 14 | -3.7406 | 4326.2188 | 86.7182 | 23.2268 | 18.2926 | 75.0771 | 66.7919 | 26.0087 | 112.8945 | 1.6211 | 140.5244 | 32.85 | -834.5967 | 14042.1949
4327.5 | 180.3125 | 361 | 185 | 16 | -3.748 | 4327.2187 | 71.72 | 23.2245 | 28.8135 | 84.8028 | 62.8015 | 165.0038 | 172.6073 | 2.4785 | 340.0897 | 30.85 | 8374.3506 | 0
4328.5 | 180.3542 | 480 | 218 | 18 | -3.7553 | 4328.2185 | 56.7218 | 23.2222 | 39.4975 | 84.6453 | 54.0671 | 281.6816 | 203.3968 | 2.9206 | 487.999 | 28.85 | 15315.6442 | 0
4329.5 | 180.3958 | 254 | 337 | 19 | -3.7627 | 4329.2184 | 41.7237 | 23.2198 | 49.9625 | 71.9496 | 40.2961 | 193.7288 | 314.4253 | 4.5149 | 512.669 | 27.85 | 16626.1656 | 0
4330.5 | 180.4375 | 310 | 387 | 20 | -3.77 | 4330.2183 | 26.7255 | 23.2175 | 59.5266 | 54.5831 | 26.7033 | 276.9371 | 361.0759 | 5.1848 | 643.1978 | 26.85 | 22570.1823 | 0
4331.5 | 180.4792 | 497 | 318 | 22 | -3.7773 | 4331.2182 | 11.7273 | 23.2151 | 66.6655 | 28.1377 | 14.1088 | 482.0079 | 296.698 | 4.2604 | 782.9663 | 24.85 | 29143.1906 | 0
4332.5 | 180.5208 | 241 | 397 | 22 | -3.7846 | 4332.2181 | -3.2708 | 23.2127 | 68.5617 | -8.2485 | 9.2609 | 237.8587 | 370.406 | 5.3188 | 613.5836 | 24.85 | 21726.8496 | 0
4333.5 | 180.5625 | 30 | 311 | 23 | -3.7919 | 4333.2179 | -18.269 | 23.2103 | 64.0025 | -41.0929 | 19.3403 | 28.3071 | 290.167 | 4.1666 | 322.6406 | 23.85 | 9212.4882 | 0
4334.5 | 180.6042 | 49 | 375 | 23 | -3.7992 | 4334.2178 | -33.2672 | 23.2079 | 55.5267 | -62.9614 | 32.5846 | 41.2872 | 349.8798 | 5.024 | 396.1911 | 23.85 | 12432.8589 | 0
4335.5 | 180.6458 | 123 | 333 | 23 | -3.8065 | 4335.2177 | -48.2654 | 23.2055 | 45.4476 | -77.8565 | 46.2964 | 84.9841 | 310.6932 | 4.4614 | 400.1387 | 23.85 | 12605.7038 | 0
4336.5 | 180.6875 | 219 | 267 | 22 | -3.8138 | 4336.2176 | -63.2635 | 23.2031 | 34.8257 | -89.3969 | 60.0733 | 109.2573 | 249.1144 | 3.5771 | 361.9488 | 24.85 | 10709.1442 | 0
4337.5 | 180.7292 | 66 | 180 | 22 | -3.8211 | 4337.2174 | -78.2617 | 23.2006 | 24.1703 | -80.5339 | 64.5567 | 28.3547 | 167.9423 | 2.4115 | 198.7086 | 24.85 | 3561.7468 | 0
4338.5 | 180.7708 | 297 | 118 | 22 | -3.8283 | 4338.2173 | -93.2599 | 23.1982 | 13.8112 | -70.9058 | 68.5572 | 108.575 | 110.0955 | 1.5809 | 220.2514 | 24.85 | 4504.988 | 0
4339.5 | 180.8125 | 143 | 17 | 20 | -3.8356 | 4339.2172 | -108.2581 | 23.1957 | 4.0444 | -61.0531 | 72.3935 | 43.2543 | 15.8612 | 0.22776 | 59.3433 | 26.85 | -2993.6096 | 28079.1613
4340.5 | 180.8542 | 0 | 0 | 17 | -3.8429 | 4340.2171 | -123.2563 | 23.1933 | -4.7996 | -50.4751 | 75.8401 | 0 | 0 | 0 | 0 | 29.85 | -6282.9962 | 46249.0056
4341.5 | 180.8958 | 0 | 0 | 16.3 | -3.8501 | 4341.217 | -138.2545 | 23.1908 | -12.3203 | -38.7888 | 78.6988 | 0 | 0 | 0 | 0 | 30.55 | -6446.1628 | 72216.1549
4342.5 | 180.9375 | 0 | 0 | 15.6 | -3.8574 | 4342.2168 | -153.2527 | 23.1883 | -18.044 | -25.7915 | 80.8046 | 0 | 0 | 0 | 0 | 31.25 | -6610.0548 | 30595.9829
4343.5 | 180.9792 | 0 | 0 | 14.9 | -3.8646 | 4343.2167 | -168.2509 | 23.1857 | -21.4827 | -11.6045 | 82.0333 | 0 | 0 | 0 | 0 | 31.95 | -6774.672 | 52270.3531
4344.5 | 181.0208 | 0 | 0 | 14.1 | -3.8718 | 4344.2166 | 176.751 | 23.1832 | -22.2685 | 3.2274 | 82.3109 | 0 | 0 | 0 | 0 | 32.75 | -6963.694 | 78448.9636
4345.5 | 181.0625 | 0 | 0 | 13.4 | -3.879 | 4345.2165 | 161.7528 | 23.1807 | -20.3077 | 17.8735 | 81.6207 | 0 | 0 | 0 | 0 | 33.45 | -7129.8654 | 85783.3692
4346.5 | 181.1042 | 0 | 0 | 12.7 | -3.8862 | 4346.2164 | 146.7546 | 23.1781 | -15.8272 | 31.5899 | 80.0048 | 0 | 0 | 0 | 0 | 34.15 | -7296.7621 | 96462.0778
4347.5 | 181.1458 | 0 | 0 | 12 | -3.8934 | 4347.2162 | 131.7564 | 23.1756 | -9.267 | 44.0156 | 77.5598 | 0 | 0 | 0 | 0 | 34.85 | -7464.3841 | 78982.1945
4348.5 | 181.1875 | 0 | 0 | 13 | -3.9006 | 4348.2161 | 116.7582 | 23.173 | -1.1214 | 55.1883 | 74.4287 | 0 | 0 | 0 | 0 | 33.85 | -7225.1462 | 52069.3579
4349.5 | 181.2292 | 366 | 29 | 15 | -3.9078 | 4349.216 | 101.76 | 23.1704 | 8.1647 | 65.403 | 70.7919 | 120.4138 | 27.0574 | 0.38853 | 147.8597 | 31.85 | -277.1454 | 36698.9462
4350.5 | 181.2708 | 558 | 62 | 17 | -3.915 | 4350.2159 | 86.7617 | 23.1678 | 18.2235 | 75.0958 | 66.86 | 219.2824 | 57.8468 | 0.83064 | 277.9598 | 29.85 | 5887.3397 | 16808.2155
4351.5 | 181.3125 | 608 | 111 | 18 | -3.9222 | 4351.2158 | 71.7635 | 23.1652 | 28.7449 | 84.8261 | 62.8698 | 277.2568 | 103.5644 | 1.4871 | 382.3084 | 28.85 | 10688.0297 | 0
4352.5 | 181.3542 | 779 | 103 | 19 | -3.9293 | 4352.2156 | 56.7653 | 23.1626 | 39.4288 | 84.6185 | 54.1086 | 456.6888 | 96.1003 | 1.3799 | 554.169 | 27.85 | 18443.2234 | 0
4353.5 | 181.3958 | 793 | 119 | 21 | -3.9365 | 4353.2155 | 41.7671 | 23.16 | 49.8926 | 71.9229 | 40.3309 | 604.5193 | 111.0285 | 1.5943 | 717.1421 | 25.85 | 26035.1954 | 0
4354.5 | 181.4375 | 756 | 174 | 21 | -3.9436 | 4354.2154 | 26.7689 | 23.1573 | 59.4547 | 54.569 | 26.7272 | 675.2274 | 162.3442 | 2.3312 | 839.9028 | 25.85 | 31410.2127 | 0
4355.5 | 181.4792 | 778 | 184 | 23 | -3.9508 | 4355.2153 | 11.7707 | 23.1547 | 66.5946 | 28.1754 | 14.1055 | 754.5423 | 171.6743 | 2.4651 | 928.6818 | 23.85 | 35747.7088 | 0
4356.5 | 181.5208 | 890 | 115 | 23 | -3.9579 | 4356.2152 | -3.2275 | 23.152 | 68.5057 | -8.122 | 9.1902 | 878.5755 | 107.2965 | 1.5407 | 987.4127 | 23.85 | 38319.2133 | 0
4357.5 | 181.5625 | 834 | 141 | 24 | -3.965 | 4357.215 | -18.2257 | 23.1493 | 63.9703 | -40.944 | 19.2794 | 787.2289 | 131.5548 | 1.889 | 920.6727 | 22.85 | 35619.9918 | 0
4358.5 | 181.6042 | 833 | 125 | 25 | -3.9721 | 4358.2149 | -33.224 | 23.1466 | 55.5098 | -62.8359 | 32.5353 | 702.2689 | 116.6266 | 1.6747 | 820.5702 | 21.85 | 31458.5281 | 0
4359.5 | 181.6458 | 793 | 128 | 26 | -3.9792 | 4359.2148 | -48.2222 | 23.1439 | 45.4375 | -77.7531 | 46.2547 | 548.3227 | 119.4256 | 1.7149 | 669.4632 | 20.85 | 25062.3781 | 0
4360.5 | 181.6875 | 708 | 105 | 26 | -3.9863 | 4360.2147 | -63.2204 | 23.1412 | 34.8175 | -89.308 | 60.0379 | 353.5945 | 97.9663 | 1.4067 | 452.9676 | 20.85 | 15583.2188 | 0
4361.5 | 181.7292 | 629 | 107 | 25 | -3.9934 | 4361.2146 | -78.2186 | 23.1385 | 24.1607 | -80.614 | 64.6047 | 269.7534 | 99.8324 | 1.4335 | 371.0193 | 21.85 | 11775.1581 | 0
4362.5 | 181.7708 | 358 | 104 | 23 | -4.0005 | 4362.2145 | -93.2169 | 23.1358 | 13.7978 | -70.9807 | 68.6056 | 130.593 | 97.0333 | 1.3933 | 229.0197 | 23.85 | 5113.3409 | 19562.2553
4363.5 | 181.8125 | 172 | 15 | 20 | -4.0076 | 4363.2143 | -108.2151 | 23.133 | 4.0252 | -61.1249 | 72.4434 | 51.8833 | 13.9952 | 0.20096 | 66.0794 | 26.85 | -2698.669 | 36333.9251
4364.5 | 181.8542 | 0 | 0 | 18 | -4.0147 | 4364.2142 | -123.2133 | 23.1302 | -4.8264 | -50.5447 | 75.8923 | 0 | 0 | 0 | 0 | 28.85 | -6051.1591 | 58698.2477
4365.5 | 181.8958 | 0 | 0 | 17 | -4.0217 | 4365.2141 | -138.2116 | 23.1275 | -12.3564 | -38.8556 | 78.7539 | 0 | 0 | 0 | 0 | 29.85 | -6282.9962 | 83336.3695
4366.5 | 181.9375 | 0 | 0 | 13 | -4.0288 | 4366.214 | -153.2098 | 23.1247 | -18.0905 | -25.8531 | 80.8629 | 0 | 0 | 0 | 0 | 33.85 | -7225.1462 | 106431.5848
4367.5 | 181.9792 | 0 | 0 | 13 | -4.0358 | 4367.2139 | -168.208 | 23.1219 | -21.5396 | -11.6571 | 82.0949 | 0 | 0 | 0 | 0 | 33.85 | -7225.1462 | 118946.6318
4368.5 | 182.0208 | 0 | 0 | 12 | -4.0428 | 4368.2138 | 176.7937 | 23.1191 | -22.3343 | 3.1879 | 82.3757 | 0 | 0 | 0 | 0 | 34.85 | -7464.3841 | 126579.9384
4369.5 | 182.0625 | 0 | 0 | 11 | -4.0499 | 4369.2136 | 161.7955 | 23.1163 | -20.3796 | 17.8492 | 81.6883 | 0 | 0 | 0 | 0 | 35.85 | -7705.1022 | 121183.0541
4370.5 | 182.1042 | 0 | 0 | 14 | -4.0569 | 4370.2135 | 146.7972 | 23.1134 | -15.9023 | 31.58 | 80.0746 | 0 | 0 | 0 | 0 | 32.85 | -6987.3884 | 103045.2442
4371.5 | 182.1458 | 0 | 0 | 10 | -4.0639 | 4371.2134 | 131.799 | 23.1106 | -9.3429 | 44.0176 | 77.6314 | 0 | 0 | 0 | 0 | 36.85 | -7947.3005 | 81126.8064
4372.5 | 182.1875 | 0 | 0 | 9 | -4.0709 | 4372.2133 | 116.8007 | 23.1077 | -1.1967 | 55.1997 | 74.5017 | 0 | 0 | 0 | 0 | 37.85 | -8190.9789 | 38044.9006
4373.5 | 182.2292 | 369 | 29 | 12 | -4.0779 | 4373.2132 | 101.8025 | 23.1049 | 8.0907 | 65.4218 | 70.8658 | 120.9516 | 27.0574 | 0.38853 | 148.3975 | 34.85 | -966.8722 | 31462.7394
4374.5 | 182.2708 | 590 | 61 | 14 | -4.0849 | 4374.2131 | 86.8042 | 23.102 | 18.1506 | 75.1205 | 66.9344 | 231.1533 | 56.9138 | 0.81725 | 288.8843 | 32.85 | 5661.2738 | 16935.186
4375.5 | 182.3125 | 734 | 76 | 17 | -4.0919 | 4375.2129 | 71.806 | 23.0991 | 28.6728 | 84.8561 | 62.9443 | 333.8646 | 70.909 | 1.0182 | 405.7918 | 29.85 | 11484.4037 | 0
4376.5 | 182.3542 | 784 | 100 | 19 | -4.0988 | 4376.2128 | 56.8077 | 23.0962 | 39.3565 | 84.5842 | 54.1494 | 459.1684 | 93.3013 | 1.3397 | 553.8094 | 27.85 | 18427.4781 | 0
4377.5 | 182.3958 | 822 | 102 | 21 | -4.1058 | 4377.2127 | 41.8094 | 23.0933 | 49.8188 | 71.8873 | 40.3642 | 626.3175 | 95.1673 | 1.3665 | 722.8514 | 25.85 | 26285.1718 | 0
4378.5 | 182.4375 | 846 | 121 | 23 | -4.1127 | 4378.2126 | 26.8112 | 23.0903 | 59.3782 | 54.545 | 26.7486 | 755.4694 | 112.8945 | 1.6211 | 869.985 | 23.85 | 33177.7005 | 0
4379.5 | 182.4792 | 838 | 153 | 24 | -4.1197 | 4379.2125 | 11.8129 | 23.0874 | 66.5178 | 28.2042 | 14.0978 | 812.7607 | 142.7509 | 2.0498 | 957.5615 | 22.85 | 37235.1503 | 0
4380.5 | 182.5208 | 770 | 197 | 26 | -4.1266 | 4380.2124 | -3.1853 | 23.0844 | 68.4428 | -7.9969 | 9.1135 | 760.2799 | 183.8035 | 2.6393 | 946.7227 | 20.85 | 37202.0516 | 0
4381.5 | 182.5625 | 858 | 132 | 27 | -4.1335 | 4381.2122 | -18.1836 | 23.0815 | 63.9315 | -40.7895 | 19.2169 | 810.1916 | 123.1577 | 1.7685 | 935.1178 | 19.85 | 36912.4501 | 0
4382.5 | 182.6042 | 821 | 135 | 28 | -4.1405 | 4382.2121 | -33.1819 | 23.0785 | 55.4872 | -62.7034 | 32.486 | 692.5322 | 125.9567 | 1.8087 | 820.2976 | 18.85 | 32102.137 | 0
4383.5 | 182.6458 | 700 | 167 | 28 | -4.1474 | 4383.212 | -48.1802 | 23.0755 | 45.4222 | -77.6432 | 46.2139 | 484.3779 | 155.8131 | 2.2374 | 642.4284 | 18.85 | 24314.2219 | 0
4384.5 | 182.6875 | 670 | 127 | 26.7 | -4.1543 | 4384.2119 | -63.1784 | 23.0725 | 34.8041 | -89.2134 | 60.004 | 334.9593 | 118.4926 | 1.7015 | 455.1534 | 20.15 | 15832.0412 | 0
4385.5 | 182.7292 | 544 | 133 | 25 | -4.1612 | 4385.2118 | -78.1767 | 23.0695 | 24.1458 | -80.6991 | 64.6596 | 232.8296 | 124.0907 | 1.7819 | 358.7021 | 21.85 | 11235.8562 | 0
4386.5 | 182.7708 | 419 | 89 | 22 | -4.168 | 4386.2117 | -93.175 | 23.0665 | 13.7789 | -71.0599 | 68.661 | 152.4681 | 83.0381 | 1.1924 | 236.6986 | 24.85 | 5225.1232 | 0
4387.5 | 182.8125 | 201 | 13 | 18 | -4.1749 | 4387.2116 | -108.1733 | 23.0634 | 4.0003 | -61.2006 | 72.5002 | 60.441 | 12.1292 | 0.17417 | 72.7444 | 28.85 | -2866.0819 | 27640.8324
4388.5 | 182.8542 | 0 | 0 | 16 | -4.1818 | 4388.2114 | -123.1716 | 23.0604 | -4.8593 | -50.6176 | 75.9514 | 0 | 0 | 0 | 0 | 30.85 | -6516.3134 | 54739.6378
4389.5 | 182.8958 | 0 | 0 | 15 | -4.1886 | 4389.2113 | -138.1698 | 23.0573 | -12.3989 | -38.9249 | 78.8159 | 0 | 0 | 0 | 0 | 31.85 | -6751.1108 | 86568.314
4390.5 | 182.9375 | 0 | 0 | 14 | -4.1955 | 4390.2112 | -153.1681 | 23.0543 | -18.1438 | -25.9162 | 80.9281 | 0 | 0 | 0 | 0 | 32.85 | -6987.3884 | 108197.7311
4391.5 | 182.9792 | 0 | 0 | 13 | -4.2023 | 4391.2111 | -168.1664 | 23.0512 | -21.6034 | -11.7097 | 82.1634 | 0 | 0 | 0 | 0 | 33.85 | -7225.1462 | 125573.8578
4392.5 | 183.0208 | 0 | 0 | 13 | -4.2092 | 4392.211 | 176.8353 | 23.0481 | -22.4069 | 3.1499 | 82.4472 | 0 | 0 | 0 | 0 | 33.85 | -7225.1462 | 124400.1542
4393.5 | 183.0625 | 0 | 0 | 12 | -4.216 | 4393.2109 | 161.837 | 23.045 | -20.458 | 17.8277 | 81.7625 | 0 | 0 | 0 | 0 | 34.85 | -7464.3841 | 121159.3488
4394.5 | 183.1042 | 0 | 0 | 13 | -4.2228 | 4394.2108 | 146.8387 | 23.0419 | -15.9832 | 31.574 | 80.1511 | 0 | 0 | 0 | 0 | 33.85 | -7225.1462 | 104665.5486
4395.5 | 183.1458 | 0 | 0 | 11 | -4.2296 | 4395.2106 | 131.8404 | 23.0387 | -9.424 | 44.0243 | 77.7095 | 0 | 0 | 0 | 0 | 35.85 | -7705.1022 | 75579.9681
4396.5 | 183.1875 | 0 | 0 | 10 | -4.2364 | 4396.2105 | 116.8421 | 23.0356 | -1.2765 | 55.2163 | 74.581 | 0 | 0 | 0 | 0 | 36.85 | -7947.3005 | 52228.4459
4397.5 | 183.2292 | 304 | 35 | 12 | -4.2432 | 4397.2104 | 101.8438 | 23.0324 | 8.0125 | 65.4461 | 70.9459 | 99.244 | 32.6554 | 0.46891 | 132.3684 | 34.85 | -1668.6986 | 0
4398.5 | 183.2708 | 268 | 114 | 14 | -4.25 | 4398.2103 | 86.8455 | 23.0293 | 18.074 | 75.1514 | 67.015 | 104.6515 | 106.3634 | 1.5273 | 212.5422 | 32.85 | 2318.6718 | 0
4399.5 | 183.3125 | 138 | 209 | 16 | -4.2567 | 4399.2102 | 71.8472 | 23.0261 | 28.5971 | 84.8929 | 63.0251 | 62.5969 | 194.9997 | 2.8001 | 260.3966 | 30.85 | 4885.0259 | 0
4400.5 | 183.3542 | 679 | 157 | 18 | -4.2635 | 4400.2101 | 56.8489 | 23.0229 | 39.2807 | 84.5422 | 54.1893 | 397.2892 | 146.483 | 2.1034 | 545.8756 | 28.85 | 17849.742 | 0
4401.5 | 183.3958 | 757 | 158 | 18 | -4.2703 | 4401.21 | 41.8506 | 23.0197 | 49.7412 | 71.843 | 40.3959 | 576.5194 | 147.416 | 2.1168 | 726.0522 | 28.85 | 25738.6883 | 0
4402.5 | 183.4375 | 292 | 362 | 20 | -4.277 | 4402.2099 | 26.8522 | 23.0165 | 59.2971 | 54.511 | 26.7675 | 260.7096 | 337.7506 | 4.8499 | 603.3101 | 26.85 | 20823.7165 | 0
4403.5 | 183.4792 | 676 | 272 | 21 | -4.2837 | 4403.2097 | 11.8539 | 23.0133 | 66.435 | 28.2241 | 14.0856 | 655.6748 | 253.7795 | 3.6441 | 913.0983 | 25.85 | 34615.0435 | 0
4404.5 | 183.5208 | 505 | 309 | 23 | -4.2905 | 4404.2096 | -3.1444 | 23.01 | 68.3728 | -7.8734 | 9.0307 | 498.7402 | 288.3009 | 4.1398 | 791.1809 | 23.85 | 29727.3014 | 0
4405.5 | 183.5625 | 447 | 351 | 24 | -4.2972 | 4405.2095 | -18.1427 | 23.0068 | 63.8861 | -40.6298 | 19.1528 | 422.2572 | 327.4875 | 4.7025 | 754.4472 | 22.85 | 28341.8885 | 0
4406.5 | 183.6042 | 36 | 314 | 24 | -4.3039 | 4406.2094 | -33.141 | 23.0035 | 55.4587 | -62.5642 | 32.4367 | 30.3834 | 292.966 | 4.2068 | 327.5562 | 22.85 | 9650.6719 | 0
4407.5 | 183.6458 | 129 | 336 | 23 | -4.3106 | 4407.2093 | -48.1394 | 23.0002 | 45.4015 | -77.5271 | 46.174 | 89.3287 | 313.4923 | 4.5015 | 407.3226 | 23.85 | 12920.2464 | 0
4408.5 | 183.6875 | 213 | 264 | 22 | -4.3173 | 4408.2092 | -63.1377 | 22.997 | 34.7854 | -89.1132 | 59.9718 | 106.5909 | 246.3154 | 3.5369 | 356.4432 | 24.85 | 10468.0816 | 0
4409.5 | 183.7292 | 439 | 152 | 21 | -4.324 | 4409.2091 | -78.136 | 22.9937 | 24.1256 | -80.7891 | 64.7213 | 187.4624 | 141.8179 | 2.0364 | 331.3167 | 25.85 | 9142.0156 | 0
4410.5 | 183.7708 | 404 | 94 | 18 | -4.3306 | 4410.209 | -93.1343 | 22.9903 | 13.7546 | -71.1436 | 68.7232 | 146.6012 | 87.7032 | 1.2594 | 235.5638 | 28.85 | 4262.8877 | 0
4411.5 | 183.8125 | 193 | 13 | 16 | -4.3373 | 4411.2088 | -108.1327 | 22.987 | 3.9697 | -61.2801 | 72.5639 | 57.8308 | 12.1292 | 0.17417 | 70.1341 | 30.85 | -3445.525 | 3436.1889
4412.5 | 183.8542 | 0 | 0 | 14 | -4.3439 | 4412.2087 | -123.131 | 22.9837 | -4.8984 | -50.6937 | 76.0174 | 0 | 0 | 0 | 0 | 32.85 | -6987.3884 | 23194.3567
4413.5 | 183.8958 | 0 | 0 | 13 | -4.3506 | 4413.2086 | -138.1294 | 22.9804 | -12.448 | -38.9966 | 78.8848 | 0 | 0 | 0 | 0 | 33.85 | -7225.1462 | 36474.1177
4414.5 | 183.9375 | 0 | 0 | 13 | -4.3572 | 4414.2085 | -153.1277 | 22.977 | -18.2039 | -25.9806 | 81.0002 | 0 | 0 | 0 | 0 | 33.85 | -7225.1462 | 39195.3105
4415.5 | 183.9792 | 0 | 0 | 12 | -4.3638 | 4415.2084 | -168.126 | 22.9736 | -21.6741 | -11.7623 | 82.2387 | 0 | 0 | 0 | 0 | 34.85 | -7464.3841 | 67939.6527
4416.5 | 184.0208 | 0 | 0 | 12 | -4.3705 | 4416.2083 | 176.8756 | 22.9703 | -22.4862 | 3.1133 | 82.5256 | 0 | 0 | 0 | 0 | 34.85 | -7464.3841 | 22488.0604
4417.5 | 184.0625 | 0 | 0 | 11 | -4.3771 | 4417.2082 | 161.8773 | 22.9669 | -20.5426 | 17.809 | 81.8435 | 0 | 0 | 0 | 0 | 35.85 | -7705.1022 | 83309.9908
4418.5 | 184.1042 | 0 | 0 | 8 | -4.3837 | 4418.2081 | 146.8789 | 22.9635 | -16.0698 | 31.5719 | 80.2341 | 0 | 0 | 0 | 0 | 38.85 | -8436.1375 | 75842.4191
4419.5 | 184.1458 | 0 | 0 | 8 | -4.3902 | 4419.208 | 131.8806 | 22.96 | -9.5102 | 44.0357 | 77.7941 | 0 | 0 | 0 | 0 | 38.85 | -8436.1375 | 66857.883
4420.5 | 184.1875 | 0 | 0 | 7 | -4.3968 | 4420.2079 | 116.8822 | 22.9566 | -1.3609 | 55.2381 | 74.6666 | 0 | 0 | 0 | 0 | 39.85 | -8682.7763 | 26829.9901
4421.5 | 184.2292 | 220 | 46 | 9 | -4.4034 | 4421.2077 | 101.8838 | 22.9532 | 7.9303 | 65.4761 | 71.0323 | 71.5078 | 42.9186 | 0.61628 | 115.0427 | 37.85 | -3153.8902 | 0
4422.5 | 184.2708 | 27 | 94 | 13 | -4.41 | 4422.2076 | 86.8855 | 22.9497 | 17.9938 | 75.1884 | 67.1018 | 10.5056 | 87.7032 | 1.2594 | 99.4681 | 33.85 | -2869.9815 | 0
4423.5 | 184.3125 | 378 | 188 | 15 | -4.4165 | 4423.2075 | 71.8871 | 22.9463 | 28.518 | 84.9364 | 63.1121 | 170.9493 | 175.4064 | 2.5187 | 348.8744 | 31.85 | 8524.1882 | 0
4424.5 | 184.3542 | 433 | 223 | 17 | -4.423 | 4424.2074 | 56.8888 | 22.9428 | 39.2014 | 84.4926 | 54.2283 | 253.113 | 208.0618 | 2.9876 | 464.1625 | 29.85 | 14040.1354 | 0
4425.5 | 184.3958 | 526 | 252 | 18 | -4.4296 | 4425.2073 | 41.8904 | 22.9393 | 49.6598 | 71.7899 | 40.4261 | 400.4136 | 235.1192 | 3.3762 | 638.909 | 28.85 | 21923.1653 | 0
4426.5 | 184.4375 | 42 | 325 | 19 | -4.4361 | 4426.2072 | 26.892 | 22.9358 | 59.2114 | 54.4671 | 26.784 | 37.4939 | 303.2291 | 4.3542 | 345.0772 | 27.85 | 9288.2374 | 0
4427.5 | 184.4792 | 96 | 414 | 21 | -4.4426 | 4427.2071 | 11.8937 | 22.9323 | 66.3463 | 28.235 | 14.0691 | 93.1203 | 386.2673 | 5.5465 | 484.9341 | 25.85 | 15868.0781 | 0
4428.5 | 184.5208 | 301 | 390 | 21 | -4.4491 | 4428.207 | -3.1047 | 22.9288 | 68.2959 | -7.7519 | 8.9419 | 297.3418 | 363.875 | 5.225 | 666.4417 | 25.85 | 23815.3028 | 0
4429.5 | 184.5625 | 369 | 384 | 22 | -4.4556 | 4429.2069 | -18.1031 | 22.9252 | 63.834 | -40.4651 | 19.0872 | 348.7131 | 358.2769 | 5.1446 | 712.1346 | 24.85 | 26041.8598 | 0
4430.5 | 184.6042 | 675 | 223 | 23 | -4.4621 | 4430.2068 | -33.1015 | 22.9217 | 55.4243 | -62.4185 | 32.3876 | 569.9993 | 208.0618 | 2.9876 | 781.0488 | 23.85 | 29283.6703 | 0
4431.5 | 184.6458 | 793 | 122 | 22 | -4.4686 | 4431.2067 | -48.0999 | 22.9181 | 45.3753 | -77.4048 | 46.1351 | 549.5171 | 113.8275 | 1.6345 | 664.9791 | 24.85 | 23977.1794 | 0
4432.5 | 184.6875 | 771 | 92 | 23 | -4.475 | 4432.2065 | -63.0982 | 22.9146 | 34.7615 | -89.0076 | 59.9412 | 386.1851 | 85.8372 | 1.2326 | 473.2549 | 23.85 | 15807.0606 | 0
4433.5 | 184.7292 | 636 | 105 | 22.3 | -4.4815 | 4433.2064 | -78.0966 | 22.911 | 24.1001 | -80.884 | 64.7899 | 270.8967 | 97.9663 | 1.4067 | 370.2697 | 24.55 | 11140.9568 | 0
4434.5 | 184.7708 | 428 | 89 | 21 | -4.4879 | 4434.2063 | -93.095 | 22.9074 | 13.7248 | -71.2316 | 68.7923 | 154.8293 | 83.0381 | 1.1924 | 239.0598 | 25.85 | 5102.588 | 17991.3793
4435.5 | 184.8125 | 203 | 13 | 18 | -4.4944 | 4435.2062 | -108.0934 | 22.9038 | 3.9332 | -61.3634 | 72.6345 | 60.5886 | 12.1292 | 0.17417 | 72.8919 | 28.85 | -2859.6211 | 35649.164
4436.5 | 184.8542 | 0 | 0 | 16 | -4.5008 | 4436.2061 | -123.0918 | 22.9002 | -4.9435 | -50.773 | 76.0903 | 0 | 0 | 0 | 0 | 30.85 | -6516.3134 | 59647.7483
4437.5 | 184.8958 | 0 | 0 | 15 | -4.5072 | 4437.206 | -138.0902 | 22.8966 | -12.5035 | -39.0707 | 78.9606 | 0 | 0 | 0 | 0 | 31.85 | -6751.1108 | 79902.8227
4438.5 | 184.9375 | 0 | 0 | 14 | -4.5136 | 4438.2059 | -153.0886 | 22.8929 | -18.2707 | -26.0464 | 81.0793 | 0 | 0 | 0 | 0 | 32.85 | -6987.3884 | 90157.9472
4439.5 | 184.9792 | 0 | 0 | 12 | -4.52 | 4439.2058 | -168.087 | 22.8893 | -21.7517 | -11.8149 | 82.3209 | 0 | 0 | 0 | 0 | 34.85 | -7464.3841 | 116418.2534
4440.5 | 185.0208 | 0 | 0 | 12 | -4.5264 | 4440.2057 | 176.9146 | 22.8856 | -22.5723 | 3.0783 | 82.6107 | 0 | 0 | 0 | 0 | 34.85 | -7464.3841 | 120472.7037
4441.5 | 185.0625 | 0 | 0 | 11 | -4.5328 | 4441.2056 | 161.9162 | 22.8819 | -20.6336 | 17.7933 | 81.9311 | 0 | 0 | 0 | 0 | 35.85 | -7705.1022 | 120609.9505
4442.5 | 185.1042 | 0 | 0 | 11 | -4.5392 | 4442.2055 | 146.9178 | 22.8783 | -16.1622 | 31.5738 | 80.3237 | 0 | 0 | 0 | 0 | 35.85 | -7705.1022 | 102411.9153
4443.5 | 185.1458 | 0 | 0 | 10 | -4.5455 | 4443.2054 | 131.9194 | 22.8746 | -9.6015 | 44.0519 | 77.8851 | 0 | 0 | 0 | 0 | 36.85 | -7947.3005 | 81994.378
4444.5 | 185.1875 | 0 | 0 | 9 | -4.5519 | 4444.2053 | 116.921 | 22.8708 | -1.4498 | 55.2652 | 74.7586 | 0 | 0 | 0 | 0 | 37.85 | -8190.9789 | 51032.68
4445.5 | 185.2292 | 347 | 29 | 12 | -4.5582 | 4445.2052 | 101.9226 | 22.8671 | 7.8441 | 65.5118 | 71.1248 | 112.2571 | 27.0574 | 0.38853 | 139.703 | 34.85 | -1347.5565 | 35852.6458
4446.5 | 185.2708 | 611 | 56 | 15 | -4.5645 | 4446.2051 | 86.9241 | 22.8634 | 17.9099 | 75.2316 | 67.1947 | 236.8241 | 52.2487 | 0.75026 | 289.823 | 31.85 | 5938.6512 | 17198.624
4447.5 | 185.3125 | 705 | 82 | 17 | -4.5708 | 4447.205 | 71.9257 | 22.8597 | 28.4355 | 84.9867 | 63.2052 | 317.8113 | 76.507 | 1.0986 | 395.4169 | 29.85 | 11030.1448 | 0
4448.5 | 185.3542 | 743 | 112 | 19 | -4.5772 | 4448.2048 | 56.9273 | 22.8559 | 39.1187 | 84.4353 | 54.2664 | 433.9244 | 104.4974 | 1.5005 | 539.9224 | 27.85 | 17819.4393 | 0
4449.5 | 185.3958 | 745 | 141 | 21 | -4.5835 | 4449.2047 | 41.9289 | 22.8521 | 49.5747 | 71.7279 | 40.4547 | 566.8844 | 131.5548 | 1.889 | 700.3282 | 25.85 | 25299.0069 | 0
4450.5 | 185.4375 | 786 | 157 | 23 | -4.5897 | 4450.2046 | 26.9304 | 22.8483 | 59.1212 | 54.4132 | 26.7979 | 701.5853 | 146.483 | 2.1034 | 850.1717 | 23.85 | 32310.1836 | 0
4451.5 | 185.4792 | 784 | 181 | 24 | -4.596 | 4451.2045 | 11.932 | 22.8446 | 66.2517 | 28.2368 | 14.0483 | 760.5516 | 168.8753 | 2.4249 | 931.8518 | 22.85 | 36109.4643 | 0
4452.5 | 185.5208 | 860 | 132 | 26 | -4.6023 | 4452.2044 | -3.0664 | 22.8408 | 68.212 | -7.6325 | 8.8471 | 849.7679 | 123.1577 | 1.7685 | 974.694 | 20.85 | 38426.7608 | 0
4453.5 | 185.5625 | 870 | 116 | 27 | -4.6086 | 4453.2043 | -18.0649 | 22.8369 | 63.7753 | -40.2957 | 19.0203 | 822.5008 | 108.2295 | 1.5541 | 932.2844 | 19.85 | 36788.3907 | 0
4454.5 | 185.6042 | 772 | 163 | 27 | -4.6148 | 4454.2042 | -33.0633 | 22.8331 | 55.3839 | -62.2664 | 32.3389 | 652.2622 | 152.0811 | 2.1838 | 806.5271 | 19.85 | 31282.1684 | 0
4455.5 | 185.6458 | 657 | 205 | 28 | -4.621 | 4455.2041 | -48.0617 | 22.8293 | 45.3436 | -77.2765 | 46.0974 | 455.5861 | 191.2676 | 2.7465 | 649.6002 | 18.85 | 24628.2343 | 0
4456.5 | 185.6875 | 194 | 268 | 28 | -4.6273 | 4456.204 | -63.0602 | 22.8254 | 34.7322 | -88.8965 | 59.9124 | 97.2568 | 250.0474 | 3.5905 | 350.8947 | 18.85 | 11549.5576 | 0
4457.5 | 185.7292 | 380 | 152 | 28 | -4.6335 | 4457.2039 | -78.0586 | 22.8216 | 24.0692 | -80.9836 | 64.8654 | 161.4034 | 141.8179 | 2.0364 | 305.2577 | 18.85 | 9551.3647 | 0
4458.5 | 185.7708 | 321 | 115 | 24 | -4.6397 | 4458.2038 | -93.0571 | 22.8177 | 13.6894 | -71.3238 | 68.8682 | 115.7252 | 107.2965 | 1.5407 | 224.5623 | 22.85 | 5141.1333 | 18201.8279
4459.5 | 185.8125 | 152 | 16 | 22 | -4.6459 | 4459.2037 | -108.0555 | 22.8138 | 3.8909 | -61.4504 | 72.712 | 45.1707 | 14.9282 | 0.21436 | 60.3132 | 24.85 | -2497.8263 | 37431.1061
4460.5 | 185.8542 | 0 | 0 | 20 | -4.6521 | 4460.2036 | -123.054 | 22.8099 | -4.9948 | -50.8554 | 76.1701 | 0 | 0 | 0 | 0 | 26.85 | -5591.9254 | 62463.8961
4461.5 | 185.8958 | 0 | 0 | 19 | -4.6583 | 4461.2035 | -138.0524 | 22.806 | -12.5656 | -39.1471 | 79.0434 | 0 | 0 | 0 | 0 | 27.85 | -5820.8022 | 87515.8958
4462.5 | 185.9375 | 0 | 0 | 18 | -4.6644 | 4462.2034 | -153.0509 | 22.8021 | -18.3443 | -26.1133 | 81.1652 | 0 | 0 | 0 | 0 | 28.85 | -6051.1591 | 110806.3114
4463.5 | 185.9792 | 0 | 0 | 16 | -4.6706 | 4463.2033 | -168.0494 | 22.7981 | -21.8362 | -11.8674 | 82.41 | 0 | 0 | 0 | 0 | 30.85 | -6516.3134 | 121702.5151
4464.5 | 186.0208 | 0 | 0 | 15 | -4.6767 | 4464.2032 | 176.9522 | 22.7942 | -22.665 | 3.0449 | 82.7027 | 0 | 0 | 0 | 0 | 31.85 | -6751.1108 | 122726.2527
4465.5 | 186.0625 | 0 | 0 | 14 | -4.6829 | 4465.2031 | 161.9537 | 22.7902 | -20.7309 | 17.7805 | 82.0254 | 0 | 0 | 0 | 0 | 32.85 | -6987.3884 | 124093.2695
4466.5 | 186.1042 | 0 | 0 | 14 | -4.689 | 4466.203 | 146.9552 | 22.7863 | -16.2603 | 31.5797 | 80.4197 | 0 | 0 | 0 | 0 | 32.85 | -6987.3884 | 104093.6563
4467.5 | 186.1458 | 0 | 0 | 14 | -4.6951 | 4467.2029 | 131.9568 | 22.7823 | -9.6978 | 44.0728 | 77.9824 | 0 | 0 | 0 | 0 | 32.85 | -6987.3884 | 86473.111
4468.5 | 186.1875 | 0 | 0 | 12 | -4.7012 | 4468.2028 | 116.9583 | 22.7783 | -1.5431 | 55.2975 | 74.8567 | 0 | 0 | 0 | 0 | 34.85 | -7464.3841 | 58302.1356
4469.5 | 186.2292 | 59 | 40 | 13 | -4.7073 | 4469.2027 | 101.9598 | 22.7743 | 7.7541 | 65.5532 | 71.2235 | 18.9907 | 37.3205 | 0.5359 | 56.8471 | 33.85 | -4736.1215 | 41746.2255
4470.5 | 186.2708 | 38 | 112 | 16 | -4.7134 | 4470.2026 | 86.9613 | 22.7703 | 17.8225 | 75.2809 | 67.2938 | 14.6682 | 104.4974 | 1.5005 | 120.6662 | 30.85 | -1233.0024 | 23012.4873
4471.5 | 186.3125 | 315 | 199 | 18 | -4.7195 | 4471.2025 | 71.9629 | 22.7663 | 28.3496 | 85.0438 | 63.3045 | 141.5134 | 185.6695 | 2.6661 | 329.849 | 28.85 | 8391.1216 | 0
4472.5 | 186.3542 | 579 | 179 | 20 | -4.7255 | 4472.2024 | 56.9644 | 22.7622 | 39.0326 | 84.3705 | 54.3036 | 337.8408 | 167.0093 | 2.3981 | 507.2483 | 26.85 | 16617.6963 | 0
4473.5 | 186.3958 | 763 | 145 | 22 | -4.7316 | 4473.2023 | 41.9659 | 22.7582 | 49.4859 | 71.6572 | 40.4818 | 580.3475 | 135.2868 | 1.9426 | 717.577 | 24.85 | 26280.151 | 0
4474.5 | 186.4375 | 810 | 142 | 24 | -4.7376 | 4474.2022 | 26.9674 | 22.7541 | 59.0265 | 54.3494 | 26.8094 | 722.9348 | 132.4878 | 1.9024 | 857.325 | 22.85 | 32846.345 | 0
4475.5 | 186.4792 | 856 | 145 | 26 | -4.7437 | 4475.2021 | 11.9689 | 22.75 | 66.1513 | 28.2295 | 14.0233 | 830.4889 | 135.2868 | 1.9426 | 967.7184 | 20.85 | 38121.3378 | 0
4476.5 | 186.5208 | 776 | 193 | 28 | -4.7497 | 4476.202 | -3.0296 | 22.746 | 68.1211 | -7.5157 | 8.7464 | 766.9759 | 180.0715 | 2.5857 | 949.633 | 18.85 | 37765.0284 | 0
4477.5 | 186.5625 | 822 | 153 | 29 | -4.7557 | 4477.2019 | -18.0281 | 22.7419 | 63.7099 | -40.1219 | 18.9522 | 777.4393 | 142.7509 | 2.0498 | 922.24 | 17.85 | 36781.1943 | 0
4478.5 | 186.6042 | 718 | 202 | 31 | -4.7617 | 4478.2018 | -33.0266 | 22.7378 | 55.3376 | -62.1081 | 32.2905 | 606.9618 | 188.4686 | 2.7063 | 798.1366 | 15.85 | 31774.0556 | 0
4479.5 | 186.6458 | 565 | 216 | 31 | -4.7677 | 4479.2017 | -48.0251 | 22.7336 | 45.3063 | -77.1423 | 46.061 | 392.0491 | 201.5307 | 2.8939 | 596.4737 | 15.85 | 22944.3417 | 0
4480.5 | 186.6875 | 520 | 199 | 28 | -4.7737 | 4480.2016 | -63.0236 | 22.7295 | 34.6975 | -88.7802 | 59.8855 | 260.8997 | 185.6695 | 2.6661 | 449.2353 | 18.85 | 15855.3561 | 0
4481.5 | 186.7292 | 0 | 58 | 28 | -4.7796 | 4481.2015 | -78.0221 | 22.7254 | 24.0329 | -81.0879 | 64.9478 | 0 | 54.1147 | 0.77705 | 54.8918 | 18.85 | -1410.787 | 0
4482.5 | 186.7708 | 0 | 72 | 25 | -4.7856 | 4482.2014 | -93.0206 | 22.7212 | 13.6485 | -71.4201 | 68.951 | 0 | 67.1769 | 0.96462 | 68.1415 | 21.85 | -1486.2 | 19326.3615
4483.5 | 186.8125 | 0 | 10 | 23 | -4.7915 | 4483.2013 | -108.0191 | 22.717 | 3.8428 | -61.541 | 72.7963 | 0 | 9.3301 | 0.13397 | 9.4641 | 23.85 | -4499.7951 | 39900.5437
4484.5 | 186.8542 | 0 | 0 | 22 | -4.7975 | 4484.2012 | -123.0176 | 22.7129 | -5.0523 | -50.9408 | 76.2568 | 0 | 0 | 0 | 0 | 24.85 | -5138.6125 | 66202.7499
4485.5 | 186.8958 | 0 | 0 | 20 | -4.8034 | 4485.2011 | -138.0162 | 22.7087 | -12.6341 | -39.2258 | 79.133 | 0 | 0 | 0 | 0 | 26.85 | -5591.9254 | 93756.4819
4486.5 | 186.9375 | 0 | 0 | 19 | -4.8093 | 4486.201 | -153.0147 | 22.7045 | -18.4247 | -26.1815 | 81.2579 | 0 | 0 | 0 | 0 | 27.85 | -5820.8022 | 111386.0727
4487.5 | 186.9792 | 0 | 0 | 18 | -4.8152 | 4487.2009 | -168.0132 | 22.7003 | -21.9275 | -11.9197 | 82.5059 | 0 | 0 | 0 | 0 | 28.85 | -6051.1591 | 124849.2775
4488.5 | 187.0208 | 0 | 0 | 18 | -4.8211 | 4488.2008 | 176.9883 | 22.696 | -22.7645 | 3.0132 | 82.8013 | 0 | 0 | 0 | 0 | 28.85 | -6051.1591 | 134852.8486
4489.5 | 187.0625 | 0 | 0 | 17 | -4.827 | 4489.2007 | 161.9897 | 22.6918 | -20.8344 | 17.7709 | 82.1263 | 0 | 0 | 0 | 0 | 29.85 | -6282.9962 | 124552.6931
4490.5 | 187.1042 | 0 | 0 | 17 | -4.8329 | 4490.2006 | 146.9912 | 22.6875 | -16.364 | 31.5898 | 80.5223 | 0 | 0 | 0 | 0 | 29.85 | -6282.9962 | 109311.1237
4491.5 | 187.1458 | 0 | 0 | 17 | -4.8387 | 4491.2005 | 131.9927 | 22.6833 | -9.7991 | 44.0985 | 78.0861 | 0 | 0 | 0 | 0 | 29.85 | -6282.9962 | 86972.4747
4492.5 | 187.1875 | 0 | 0 | 17 | -4.8446 | 4492.2004 | 116.9941 | 22.679 | -1.6407 | 55.3352 | 74.9611 | 0 | 0 | 0 | 0 | 29.85 | -6282.9962 | 57710.5445
4493.5 | 187.2292 | 0 | 25 | 17 | -4.8504 | 4493.2003 | 101.9956 | 22.6747 | 7.6601 | 65.6004 | 71.3284 | 0 | 23.3253 | 0.33494 | 23.6603 | 29.85 | -5247.0433 | 32400.8542
4494.5 | 187.2708 | 27 | 115 | 17 | -4.8562 | 4494.2002 | 86.9971 | 22.6704 | 17.7316 | 75.3364 | 67.3989 | 10.3765 | 107.2965 | 1.5407 | 119.2136 | 29.85 | -1063.2845 | 19318.3278
4495.5 | 187.3125 | 11 | 166 | 18 | -4.8621 | 4495.2001 | 71.9985 | 22.6661 | 28.2605 | 85.1076 | 63.4099 | 4.9237 | 154.8801 | 2.224 | 162.0277 | 28.85 | 1043.148 | 0
4496.5 | 187.3542 | 47 | 287 | 18 | -4.8679 | 4496.2 | 57 | 22.6618 | 38.9432 | 84.298 | 54.3397 | 27.4 | 267.7746 | 3.8451 | 299.0197 | 28.85 | 7041.2737 | 0
4497.5 | 187.3958 | 83 | 341 | 19 | -4.8737 | 4497.1999 | 42.0014 | 22.6575 | 49.3934 | 71.5778 | 40.5071 | 63.107 | 318.1573 | 4.5685 | 385.8329 | 27.85 | 11072.704 | 0
4498.5 | 187.4375 | 42 | 377 | 21 | -4.8795 | 4498.1998 | 27.0029 | 22.6531 | 58.9274 | 54.2757 | 26.8183 | 37.4825 | 351.7458 | 5.0508 | 394.2792 | 25.85 | 11898.7956 | 0
4499.5 | 187.4792 | 227 | 389 | 22 | -4.8852 | 4499.1997 | 12.0043 | 22.6488 | 66.0451 | 28.2131 | 13.994 | 220.2629 | 362.9419 | 5.2116 | 588.4164 | 24.85 | 20624.9175 | 0
4500.5 | 187.5208 | 30 | 252 | 23 | -4.891 | 4500.1996 | -2.9943 | 22.6444 | 68.0234 | -7.4016 | 8.6399 | 29.6596 | 235.1192 | 3.3762 | 268.1549 | 23.85 | 6826.8584 | 0
4501.5 | 187.5625 | 320 | 409 | 23 | -4.8967 | 4501.1995 | -17.9928 | 22.64 | 63.6377 | -39.944 | 18.8831 | 302.7779 | 381.6022 | 5.4796 | 689.8597 | 23.85 | 25290.9989 | 0
4502.5 | 187.6042 | 359 | 348 | 24 | -4.9025 | 4502.1994 | -32.9914 | 22.6357 | 55.2852 | -61.9439 | 32.2426 | 303.6409 | 324.6884 | 4.6623 | 632.9917 | 22.85 | 23024.0158 | 0
4503.5 | 187.6458 | 436 | 281 | 24.4 | -4.9082 | 4503.1993 | -47.9899 | 22.6313 | 45.2635 | -77.0024 | 46.0259 | 302.7293 | 262.1766 | 3.7647 | 568.6706 | 22.45 | 20296.517 | 0
4504.5 | 187.6875 | 107 | 253 | 24 | -4.9139 | 4504.1992 | -62.9885 | 22.6268 | 34.6574 | -88.6588 | 59.8605 | 53.7255 | 236.0522 | 3.3896 | 293.1673 | 22.85 | 8144.9685 | 0
4505.5 | 187.7292 | 0 | 108 | 22 | -4.9196 | 4505.1991 | -77.9871 | 22.6224 | 23.9912 | -81.1968 | 65.037 | 0 | 100.7654 | 1.4469 | 102.2123 | 24.85 | -663.2961 | 0
4506.5 | 187.7708 | 23 | 103 | 22 | -4.9253 | 4506.199 | -92.9857 | 22.618 | 13.6019 | -71.5205 | 69.0407 | 8.2272 | 96.1003 | 1.3799 | 105.7075 | 24.85 | -510.2622 | 15750.1385
4507.5 | 187.8125 | 11 | 14 | 18 | -4.931 | 4507.1989 | -107.9842 | 22.6135 | 3.7888 | -61.6352 | 72.8875 | 3.2367 | 13.0622 | 0.18756 | 16.4865 | 28.85 | -5329.3064 | 38950.3384
4508.5 | 187.8542 | 0 | 0 | 17 | -4.9367 | 4508.1989 | -122.9828 | 22.6091 | -5.116 | -51.0292 | 76.3503 | 0 | 0 | 0 | 0 | 29.85 | -6282.9962 | 62054.2054
4509.5 | 187.8958 | 0 | 0 | 17 | -4.9424 | 4509.1988 | -137.9814 | 22.6046 | -12.7092 | -39.3066 | 79.2294 | 0 | 0 | 0 | 0 | 29.85 | -6282.9962 | 89978.7271
4510.5 | 187.9375 | 0 | 0 | 15.7 | -4.948 | 4510.1987 | -152.98 | 22.6001 | -18.5118 | -26.2508 | 81.3576 | 0 | 0 | 0 | 0 | 31.15 | -6586.5972 | 115526.8011
4511.5 | 187.9792 | 0 | 0 | 14.4 | -4.9536 | 4511.1986 | -167.9786 | 22.5956 | -22.0257 | -11.9717 | 82.6085 | 0 | 0 | 0 | 0 | 32.45 | -6892.6998 | 129809.4553
4512.5 | 188.0208 | 0 | 0 | 15.1 | -4.9593 | 4512.1985 | 177.0228 | 22.5911 | -22.8706 | 2.9833 | 82.9066 | 0 | 0 | 0 | 0 | 31.75 | -6727.5645 | 131003.2923
4513.5 | 188.0625 | 0 | 0 | 13.3 | -4.9649 | 4513.1984 | 162.0242 | 22.5866 | -20.9441 | 17.7643 | 82.2337 | 0 | 0 | 0 | 0 | 33.55 | -7153.6634 | 120899.7356
4514.5 | 188.1042 | 0 | 0 | 13.4 | -4.9705 | 4514.1983 | 147.0256 | 22.5821 | -16.4733 | 31.6041 | 80.6313 | 0 | 0 | 0 | 0 | 33.45 | -7129.8654 | 111052.3533
4515.5 | 188.1458 | 0 | 0 | 13.1 | -4.9761 | 4515.1982 | 132.027 | 22.5775 | -9.9052 | 44.1292 | 78.1961 | 0 | 0 | 0 | 0 | 33.75 | -7201.3038 | 85677.3347
4516.5 | 188.1875 | 0 | 0 | 12.8 | -4.9817 | 4516.1981 | 117.0284 | 22.573 | -1.7427 | 55.3782 | 75.0717 | 0 | 0 | 0 | 0 | 34.05 | -7272.8753 | 56669.7211
4517.5 | 188.2292 | 325 | 29 | 14 | -4.9873 | 4517.198 | 102.0298 | 22.5684 | 7.5624 | 65.6532 | 71.4392 | 103.4508 | 27.0574 | 0.38853 | 130.8967 | 32.85 | -1256.1377 | 40273.2496
4518.5 | 188.2708 | 533 | 68 | 17 | -4.9928 | 4518.1979 | 87.0312 | 22.5639 | 17.6373 | 75.3981 | 67.51 | 203.8842 | 63.4449 | 0.91103 | 268.2401 | 29.85 | 5461.7693 | 19660.1654
4519.5 | 188.3125 | 653 | 94 | 19 | -4.9984 | 4519.1978 | 72.0326 | 22.5593 | 28.1681 | 85.1782 | 63.5212 | 291.1505 | 87.7032 | 1.2594 | 380.1131 | 27.85 | 10822.2671 | 0
4520.5 | 188.3542 | 714 | 127 | 21 | -5.0039 | 4520.1977 | 57.034 | 22.5547 | 38.8506 | 84.2179 | 54.3748 | 415.8907 | 118.4926 | 1.7015 | 536.0848 | 25.85 | 18107.6858 | 0
4521.5 | 188.3958 | 656 | 188 | 21 | -5.0094 | 4521.1976 | 42.0354 | 22.5501 | 49.2974 | 71.4897 | 40.5308 | 498.5969 | 175.4064 | 2.5187 | 676.522 | 25.85 | 24256.661 | 0
4522.5 | 188.4375 | 524 | 285 | 23 | -5.0149 | 4522.1976 | 27.0367 | 22.5454 | 58.8239 | 54.1922 | 26.8248 | 467.6126 | 265.9086 | 3.8183 | 737.3395 | 23.85 | 27369.8811 | 0
4523.5 | 188.4792 | 712 | 236 | 24 | -5.0204 | 4523.1975 | 12.0381 | 22.5408 | 65.9332 | 28.1876 | 13.9607 | 690.9687 | 220.191 | 3.1618 | 914.3215 | 22.85 | 35341.9067 | 0
4524.5 | 188.5208 | 752 | 210 | 24 | -5.0259 | 4524.1974 | -2.9605 | 22.5362 | 67.9187 | -7.2904 | 8.5274 | 743.6866 | 195.9327 | 2.8135 | 942.4327 | 22.85 | 36572.7446 | 0
4525.5 | 188.5625 | 852 | 134 | 26 | -5.0314 | 4525.1973 | -17.9591 | 22.5315 | 63.5588 | -39.7625 | 18.8131 | 806.4825 | 125.0237 | 1.7953 | 933.3015 | 20.85 | 36614.4096 | 0
4526.5 | 188.6042 | 760 | 168 | 27 | -5.0369 | 4526.1972 | -32.9578 | 22.5268 | 55.2267 | -61.774 | 32.1954 | 643.139 | 156.7461 | 2.2508 | 802.1359 | 19.85 | 31089.9043 | 0
4527.5 | 188.6458 | 756 | 143 | 27 | -5.0423 | 4527.1971 | -47.9564 | 22.5222 | 45.215 | -76.8568 | 45.9922 | 525.2357 | 133.4208 | 1.9158 | 660.5723 | 19.85 | 24891.6091 | 0
4528.5 | 188.6875 | 652 | 125 | 27 | -5.0478 | 4528.197 | -62.9551 | 22.5175 | 34.6118 | -88.5323 | 59.8375 | 327.6002 | 116.6266 | 1.6747 | 445.9015 | 19.85 | 15492.349 | 0
4529.5 | 188.7292 | 486 | 144 | 27 | -5.0532 | 4529.1969 | -77.9537 | 22.5128 | 23.944 | -81.3102 | 65.1331 | 204.3687 | 134.3538 | 1.9292 | 340.6517 | 19.85 | 10884.0394 | 0
4530.5 | 188.7708 | 331 | 104 | 26 | -5.0586 | 4530.1968 | -92.9523 | 22.5081 | 13.5497 | -71.6249 | 69.1372 | 117.8794 | 97.0333 | 1.3933 | 216.306 | 20.85 | 5221.107 | 16546.9518
4531.5 | 188.8125 | 153 | 14 | 23 | -5.0641 | 4531.1967 | -107.951 | 22.5033 | 3.7289 | -61.7328 | 72.9855 | 44.7698 | 13.0622 | 0.18756 | 58.0196 | 23.85 | -2373.8177 | 38144.3429
4532.5 | 188.8542 | 0 | 0 | 21 | -5.0695 | 4532.1966 | -122.9496 | 22.4986 | -5.1858 | -51.1204 | 76.4507 | 0 | 0 | 0 | 0 | 25.85 | -5364.5289 | 60599.9159
4533.5 | 188.8958 | 0 | 0 | 19 | -5.0748 | 4533.1966 | -137.9483 | 22.4939 | -12.7908 | -39.3896 | 79.3328 | 0 | 0 | 0 | 0 | 27.85 | -5820.8022 | 86795.1547
4534.5 | 188.9375 | 0 | 0 | 17 | -5.0802 | 4534.1965 | -152.9469 | 22.4891 | -18.6057 | -26.3211 | 81.464 | 0 | 0 | 0 | 0 | 29.85 | -6282.9962 | 107385.2142
4535.5 | 188.9792 | 0 | 0 | 15 | -5.0856 | 4535.1964 | -167.9456 | 22.4843 | -22.1307 | -12.0235 | 82.718 | 0 | 0 | 0 | 0 | 31.85 | -6751.1108 | 121927.383
4536.5 | 189.0208 | 0 | 0 | 16 | -5.0909 | 4536.1963 | 177.0557 | 22.4795 | -22.9833 | 2.9551 | 83.0186 | 0 | 0 | 0 | 0 | 30.85 | -6516.3134 | 55736.5474
4537.5 | 189.0625 | 0 | 0 | 13 | -5.0963 | 4537.1962 | 162.0571 | 22.4747 | -21.06 | 17.761 | 82.3477 | 0 | 0 | 0 | 0 | 33.85 | -7225.1462 | 39265.7551
4538.5 | 189.1042 | 0 | 0 | 13 | -5.1016 | 4538.1961 | 147.0584 | 22.4699 | -16.5881 | 31.6226 | 80.7467 | 0 | 0 | 0 | 0 | 33.85 | -7225.1462 | 101022.7818
4539.5 | 189.1458 | 0 | 0 | 12 | -5.1069 | 4539.196 | 132.0597 | 22.4651 | -10.0163 | 44.1647 | 78.3123 | 0 | 0 | 0 | 0 | 34.85 | -7464.3841 | 84514.7203
4540.5 | 189.1875 | 0 | 0 | 11 | -5.1122 | 4540.1959 | 117.0611 | 22.4603 | -1.8488 | 55.4266 | 75.1883 | 0 | 0 | 0 | 0 | 35.85 | -7705.1022 | 58094.7019
4541.5 | 189.2292 | 337 | 27 | 13 | -5.1175 | 4541.1958 | 102.0624 | 22.4555 | 7.461 | 65.7119 | 71.5561 | 106.6185 | 25.1913 | 0.36173 | 132.1716 | 33.85 | -1438.0754 | 41644.6842
4542.5 | 189.2708 | 538 | 63 | 18 | -5.1228 | 4542.1958 | 87.0637 | 22.4506 | 17.5396 | 75.466 | 67.6271 | 204.7805 | 58.7798 | 0.84404 | 264.4043 | 28.85 | 5525.6567 | 19352.0869
4543.5 | 189.3125 | 687 | 83 | 20.7 | -5.1281 | 4543.1957 | 72.065 | 22.4457 | 28.0725 | 85.2556 | 63.6386 | 305.0497 | 77.4401 | 1.112 | 383.6017 | 26.15 | 11363.2237 | 0
4544.5 | 189.3542 | 772 | 102 | 22.9 | -5.1333 | 4544.1956 | 57.0663 | 22.4409 | 38.7548 | 84.1303 | 54.4089 | 449.3019 | 95.1673 | 1.3665 | 545.8358 | 23.95 | 18962.6036 | 0
4545.5 | 189.3958 | 781 | 122 | 25 | -5.1386 | 4545.1955 | 42.0676 | 22.436 | 49.1978 | 71.3929 | 40.5529 | 593.4086 | 113.8275 | 1.6345 | 708.8706 | 21.85 | 26567.8151 | 0
4546.5 | 189.4375 | 822 | 134 | 27 | -5.1438 | 4546.1954 | 27.069 | 22.4311 | 58.7161 | 54.0989 | 26.8288 | 733.519 | 125.0237 | 1.7953 | 860.3379 | 19.85 | 33638.2501 | 0
4547.5 | 189.4792 | 760 | 199 | 29 | -5.149 | 4547.1953 | 12.0703 | 22.4262 | 65.8156 | 28.153 | 13.9232 | 737.6704 | 185.6695 | 2.6661 | 926.006 | 17.85 | 36946.0871 | 0
4548.5 | 189.5208 | 697 | 242 | 32 | -5.1542 | 4548.1952 | -2.9284 | 22.4212 | 67.8072 | -7.1825 | 8.4093 | 689.5063 | 225.7891 | 3.2422 | 918.5376 | 14.85 | 37256.8703 | 0
4549.5 | 189.5625 | 810 | 160 | 34 | -5.1594 | 4549.1951 | -17.9271 | 22.4163 | 63.4732 | -39.5774 | 18.7423 | 767.0482 | 149.282 | 2.1436 | 918.4738 | 12.85 | 37671.8652 | 0
4550.5 | 189.6042 | 693 | 204 | 34 | -5.1646 | 4550.1951 | -32.9258 | 22.4114 | 55.1621 | -61.5985 | 32.149 | 586.7401 | 190.3346 | 2.7331 | 779.8078 | 12.85 | 31600.4422 | 0
4551.5 | 189.6458 | 731 | 148 | 36 | -5.1698 | 4551.195 | -47.9245 | 22.4064 | 45.1607 | -76.7058 | 45.9601 | 508.1615 | 138.0859 | 1.9828 | 648.2302 | 10.85 | 26251.2495 | 0
4552.5 | 189.6875 | 690 | 112 | 36 | -5.175 | 4552.1949 | -62.9233 | 22.4014 | 34.5607 | -88.4008 | 59.8166 | 346.9107 | 104.4974 | 1.5005 | 452.9087 | 10.85 | 17699.1887 | 0
4553.5 | 189.7292 | 545 | 121 | 35 | -5.1801 | 4553.1948 | -77.922 | 22.3965 | 23.8912 | -81.428 | 65.236 | 228.2902 | 112.8945 | 1.6211 | 342.8058 | 11.85 | 12673.1948 | 0
4554.5 | 189.7708 | 339 | 103 | 34 | -5.1853 | 4554.1947 | -92.9207 | 22.3915 | 13.4918 | -71.7333 | 69.2406 | 120.1567 | 96.1003 | 1.3799 | 217.637 | 12.85 | 6986.0624 | 11119.7664
4555.5 | 189.8125 | 155 | 13 | 28 | -5.1904 | 4555.1946 | -107.9194 | 22.3865 | 3.6631 | -61.8339 | 73.0904 | 45.0836 | 12.1292 | 0.17417 | 57.387 | 18.85 | -1301.5366 | 0
4556.5 | 189.8542 | 0 | 0 | 24 | -5.1955 | 4556.1945 | -122.9181 | 22.3815 | -5.2619 | -51.2145 | 76.558 | 0 | 0 | 0 | 0 | 22.85 | -4691.2202 | 55718.4173
4557.5 | 189.8958 | 0 | 0 | 23 | -5.2006 | 4557.1945 | -137.9169 | 22.3764 | -12.8789 | -39.4746 | 79.4429 | 0 | 0 | 0 | 0 | 23.85 | -4914.1762 | 89523.6205
4558.5 | 189.9375 | 0 | 0 | 21 | -5.2057 | 4558.1944 | -152.9156 | 22.3714 | -18.7063 | -26.3924 | 81.5772 | 0 | 0 | 0 | 0 | 25.85 | -5364.5289 | 102921.9541
4559.5 | 189.9792 | 0 | 0 | 18 | -5.2108 | 4559.1943 | -167.9143 | 22.3663 | -22.2424 | -12.0748 | 82.8341 | 0 | 0 | 0 | 0 | 28.85 | -6051.1591 | 117670.5259
4560.5 | 190.0208 | 0 | 0 | 18 | -5.2158 | 4560.1942 | 177.087 | 22.3613 | -23.1026 | 2.9289 | 83.1373 | 0 | 0 | 0 | 0 | 28.85 | -6051.1591 | 41239.3875
4561.5 | 190.0625 | 0 | 0 | 17 | -5.2209 | 4561.1941 | 162.0882 | 22.3562 | -21.182 | 17.7609 | 82.4683 | 0 | 0 | 0 | 0 | 29.85 | -6282.9962 | 105093.1027
4562.5 | 190.1042 | 0 | 0 | 16 | -5.2259 | 4562.194 | 147.0895 | 22.3511 | -16.7084 | 31.6453 | 80.8684 | 0 | 0 | 0 | 0 | 30.85 | -6516.3134 | 14104.8093
4563.5 | 190.1458 | 0 | 0 | 15 | -5.231 | 4563.194 | 132.0907 | 22.346 | -10.1321 | 44.2052 | 78.4347 | 0 | 0 | 0 | 0 | 31.85 | -6751.1108 | 7751.7703
4564.5 | 190.1875 | 0 | 0 | 14 | -5.236 | 4564.1939 | 117.092 | 22.3409 | -1.9592 | 55.4804 | 75.311 | 0 | 0 | 0 | 0 | 32.85 | -6987.3884 | 52210.3758
4565.5 | 190.2292 | 304 | 28 | 17 | -5.241 | 4565.1938 | 102.0932 | 22.3358 | 7.3559 | 65.7763 | 71.679 | 95.5595 | 26.1244 | 0.37513 | 122.059 | 29.85 | -938.7014 | 27401.7049
4566.5 | 190.2708 | 510 | 67 | 21 | -5.246 | 4566.1937 | 87.0945 | 22.3307 | 17.4386 | 75.5401 | 67.7501 | 193.1097 | 62.5119 | 0.89763 | 256.5192 | 25.85 | 5867.0393 | 14780.5938
4567.5 | 190.3125 | 664 | 90 | 25 | -5.2509 | 4567.1936 | 72.0957 | 22.3255 | 27.9738 | 85.3398 | 63.7619 | 293.5559 | 83.9711 | 1.2058 | 378.7328 | 21.85 | 12112.8882 | 0
4568.5 | 190.3542 | 778 | 99 | 28 | -5.2559 | 4568.1935 | 57.097 | 22.3204 | 38.6558 | 84.0351 | 54.4417 | 452.4306 | 92.3683 | 1.3263 | 546.1252 | 18.85 | 20097.6337 | 0
4569.5 | 190.3958 | 828 | 104 | 30 | -5.2609 | 4569.1935 | 42.0982 | 22.3152 | 49.0948 | 71.2874 | 40.5732 | 628.9281 | 97.0333 | 1.3933 | 727.3548 | 16.85 | 28462.3136 | 0
4570.5 | 190.4375 | 762 | 169 | 32 | -5.2658 | 4570.1934 | 27.0995 | 22.3101 | 58.6039 | 53.9959 | 26.8304 | 679.9679 | 157.6791 | 2.2642 | 839.9112 | 14.85 | 33814.2523 | 0
4571.5 | 190.4792 | 778 | 183 | 33 | -5.2707 | 4571.1933 | 12.1007 | 22.3049 | 65.6924 | 28.1094 | 13.8819 | 755.2765 | 170.7413 | 2.4517 | 928.4696 | 13.85 | 37901.3719 | 0
4572.5 | 190.5208 | 884 | 125 | 34 | -5.2757 | 4572.1932 | -2.8981 | 22.2997 | 67.6889 | -7.0779 | 8.2854 | 874.7733 | 116.6266 | 1.6747 | 993.0746 | 12.85 | 40938.2262 | 0
4573.5 | 190.5625 | 834 | 139 | 34 | -5.2806 | 4573.1931 | -17.8969 | 22.2945 | 63.3807 | -39.3893 | 18.6711 | 790.1082 | 129.6888 | 1.8622 | 921.6592 | 12.85 | 37811.3357 | 0
4574.5 | 190.6042 | 827 | 127 | 33 | -5.2855 | 4574.193 | -32.8956 | 22.2892 | 55.0912 | -61.4178 | 32.1035 | 700.5428 | 118.4926 | 1.7015 | 820.7368 | 13.85 | 33184.3454 | 0
4575.5 | 190.6458 | 805 | 117 | 32 | -5.2903 | 4575.193 | -47.8944 | 22.284 | 45.1008 | -76.5495 | 45.9296 | 559.9112 | 109.1625 | 1.5675 | 670.6412 | 14.85 | 26402.8449 | 0
4576.5 | 190.6875 | 740 | 106 | 31 | -5.2952 | 4576.1929 | -62.8932 | 22.2788 | 34.504 | -88.2645 | 59.7979 | 372.2578 | 98.8993 | 1.4201 | 472.5772 | 15.85 | 17519.5952 | 0
4577.5 | 190.7292 | 394 | 149 | 29.3 | -5.3001 | 4577.1928 | -77.892 | 22.2735 | 23.8328 | -81.5502 | 65.3458 | 164.3535 | 139.0189 | 1.9962 | 305.3686 | 17.55 | 9836.1548 | 0
4578.5 | 190.7708 | 394 | 92 | 27 | -5.3049 | 4578.1927 | -92.8908 | 22.2682 | 13.4282 | -71.8455 | 69.3508 | 138.9424 | 85.8372 | 1.2326 | 226.0121 | 19.85 | 5864.6004 | 13801.8629
4579.5 | 190.8125 | 179 | 12 | 24 | -5.3097 | 4579.1926 | -107.8896 | 22.263 | 3.5914 | -61.9384 | 73.2021 | 51.7303 | 11.1962 | 0.16077 | 63.0872 | 22.85 | -1928.9753 | 10507.4262
4580.5 | 190.8542 | 0 | 0 | 22 | -5.3145 | 4580.1926 | -122.8884 | 22.2577 | -5.3442 | -51.3114 | 76.6721 | 0 | 0 | 0 | 0 | 24.85 | -5138.6125 | 35928.9871
4581.5 | 190.8958 | 0 | 0 | 20 | -5.3193 | 4581.1925 | -137.8872 | 22.2524 | -12.9735 | -39.5616 | 79.5599 | 0 | 0 | 0 | 0 | 26.85 | -5591.9254 | 81171.3761
4582.5 | 190.9375 | 0 | 0 | 19 | -5.3241 | 4582.1924 | -152.886 | 22.2471 | -18.8137 | -26.4647 | 81.6972 | 0 | 0 | 0 | 0 | 27.85 | -5820.8022 | 108268.8102
4583.5 | 190.9792 | 0 | 0 | 18 | -5.3289 | 4583.1923 | -167.8848 | 22.2417 | -22.361 | -12.1257 | 82.957 | 0 | 0 | 0 | 0 | 28.85 | -6051.1591 | 110593.1478
4584.5 | 191.0208 | 0 | 0 | 18 | -5.3337 | 4584.1922 | 177.1164 | 22.2364 | -23.2284 | 2.9046 | 83.2625 | 0 | 0 | 0 | 0 | 28.85 | -6051.1591 | 127746.284
4585.5 | 191.0625 | 0 | 0 | 17 | -5.3384 | 4585.1922 | 162.1176 | 22.2311 | -21.31 | 17.7641 | 82.5952 | 0 | 0 | 0 | 0 | 29.85 | -6282.9962 | 116402.4472
4586.5 | 191.1042 | 0 | 0 | 16 | -5.3432 | 4586.1921 | 147.1188 | 22.2257 | -16.8341 | 31.6724 | 80.9965 | 0 | 0 | 0 | 0 | 30.85 | -6516.3134 | 97577.9689
4587.5 | 191.1458 | 0 | 0 | 16 | -5.3479 | 4587.192 | 132.12 | 22.2203 | -10.2526 | 44.2507 | 78.5633 | 0 | 0 | 0 | 0 | 30.85 | -6516.3134 | 83810.9363
4588.5 | 191.1875 | 0 | 0 | 16 | -5.3526 | 4588.1919 | 117.1212 | 22.215 | -2.0736 | 55.5397 | 75.4398 | 0 | 0 | 0 | 0 | 30.85 | -6516.3134 | 52563.6641
4589.5 | 191.2292 | 312 | 27 | 17 | -5.3573 | 4589.1918 | 102.1223 | 22.2096 | 7.2472 | 65.8465 | 71.8078 | 97.4083 | 25.1913 | 0.36173 | 122.9613 | 29.85 | -899.1935 | 36105.6345
4590.5 | 191.2708 | 466 | 76 | 18 | -5.362 | 4590.1918 | 87.1235 | 22.2042 | 17.3344 | 75.6204 | 67.879 | 175.4785 | 70.909 | 1.0182 | 247.4057 | 28.85 | 4781.3802 | 14715.7707
4591.5 | 191.3125 | 704 | 82 | 22 | -5.3667 | 4591.1917 | 72.1247 | 22.1987 | 27.8721 | 85.4306 | 63.8911 | 309.8153 | 76.507 | 1.0986 | 387.4209 | 24.85 | 11824.4277 | 0
4592.5 | 191.3542 | 731 | 119 | 24 | -5.3714 | 4592.1916 | 57.1258 | 22.1933 | 38.5537 | 83.9324 | 54.4735 | 424.7692 | 111.0285 | 1.5943 | 537.392 | 22.85 | 18838.2309 | 0
4593.5 | 191.3958 | 792 | 121 | 27 | -5.376 | 4593.1915 | 42.127 | 22.1879 | 48.9883 | 71.1734 | 40.5919 | 601.4156 | 112.8945 | 1.6211 | 715.9313 | 19.85 | 27315.474 | 0
4594.5 | 191.4375 | 881 | 102 | 29.1 | -5.3807 | 4594.1915 | 27.1282 | 22.1824 | 58.4876 | 53.8833 | 26.8296 | 786.1628 | 95.1673 | 1.3665 | 882.6967 | 17.75 | 35071.2823 | 0
4595.5 | 191.4792 | 868 | 137 | 31 | -5.3853 | 4595.1914 | 12.1293 | 22.177 | 65.5636 | 28.0568 | 13.8366 | 842.812 | 127.8227 | 1.8355 | 972.4702 | 15.85 | 39407.1679 | 0
4596.5 | 191.5208 | 830 | 158 | 33 | -5.3899 | 4596.1913 | -2.8695 | 22.1715 | 67.5638 | -6.977 | 8.1559 | 821.6052 | 147.416 | 2.1168 | 971.138 | 13.85 | 39769.5894 | 0
4597.5 | 191.5625 | 755 | 191 | 34 | -5.3945 | 4597.1912 | -17.8684 | 22.166 | 63.2815 | -39.1983 | 18.5995 | 715.5673 | 178.2054 | 2.5589 | 896.3316 | 12.85 | 36702.3817 | 0
4598.5 | 191.6042 | 833 | 129 | 34 | -5.3991 | 4598.1911 | -32.8672 | 22.1605 | 55.0142 | -61.232 | 32.0591 | 705.9686 | 120.3586 | 1.7283 | 828.0555 | 12.85 | 33712.9427 | 0
4599.5 | 191.6458 | 744 | 147 | 33 | -5.4037 | 4599.1911 | -47.8661 | 22.155 | 45.035 | -76.3881 | 45.9008 | 517.7513 | 137.1529 | 1.9694 | 656.8736 | 13.85 | 26009.6701 | 0
4600.5 | 191.6875 | 727 | 100 | 32 | -5.4082 | 4600.191 | -62.8649 | 22.1495 | 34.4417 | -88.1235 | 59.7815 | 365.8981 | 93.3013 | 1.3397 | 460.5391 | 14.85 | 17203.6252 | 0
4601.5 | 191.7292 | 631 | 105 | 29 | -5.4128 | 4601.1909 | -77.8638 | 22.144 | 23.7689 | -81.6766 | 65.4624 | 262.0486 | 97.9663 | 1.4067 | 361.4217 | 17.85 | 12226.0332 | 0
4602.5 | 191.7708 | 411 | 89 | 27 | -5.4173 | 4602.1908 | -92.8627 | 22.1384 | 13.3589 | -71.9614 | 69.4678 | 144.1518 | 83.0381 | 1.1924 | 228.3823 | 19.85 | 5968.3745 | 12806.6283
4603.5 | 191.8125 | 184 | 11 | 23 | -5.4218 | 4603.1908 | -107.8615 | 22.1329 | 3.5137 | -62.0461 | 73.3206 | 52.8108 | 10.2631 | 0.14737 | 63.2213 | 23.85 | -2146.0601 | 31455.4573
4604.5 | 191.8542 | 0 | 0 | 21 | -5.4263 | 4604.1907 | -122.8604 | 22.1273 | -5.4328 | -51.411 | 76.793 | 0 | 0 | 0 | 0 | 25.85 | -5364.5289 | 55803.3313
4605.5 | 191.8958 | 0 | 0 | 19 | -5.4308 | 4605.1906 | -137.8593 | 22.1217 | -13.0746 | -39.6506 | 79.6836 | 0 | 0 | 0 | 0 | 27.85 | -5820.8022 | 81566.4863
4606.5 | 191.9375 | 0 | 0 | 18 | -5.4353 | 4606.1905 | -152.8582 | 22.1161 | -18.9278 | -26.5378 | 81.824 | 0 | 0 | 0 | 0 | 28.85 | -6051.1591 | 99083.375
4607.5 | 191.9792 | 0 | 0 | 17 | -5.4398 | 4607.1905 | -167.8571 | 22.1106 | -22.4863 | -12.1761 | 83.0865 | 0 | 0 | 0 | 0 | 29.85 | -6282.9962 | 116963.649
4608.5 | 192.0208 | 0 | 0 | 17 | -5.4442 | 4608.1904 | 177.1441 | 22.1049 | -23.3608 | 2.8823 | 83.3943 | 0 | 0 | 0 | 0 | 29.85 | -6282.9962 | 122377.1449
4609.5 | 192.0625 | 0 | 0 | 17 | -5.4487 | 4609.1903 | 162.1452 | 22.0993 | -21.4441 | 17.7707 | 82.7286 | 0 | 0 | 0 | 0 | 29.85 | -6282.9962 | 120621.0433
4610.5 | 192.1042 | 0 | 0 | 16 | -5.4531 | 4610.1902 | 147.1463 | 22.0937 | -16.9651 | 31.7039 | 81.1308 | 0 | 0 | 0 | 0 | 30.85 | -6516.3134 | 105501.819
4611.5 | 192.1458 | 0 | 0 | 14 | -5.4575 | 4611.1902 | 132.1474 | 22.088 | -10.3778 | 44.3013 | 78.698 | 0 | 0 | 0 | 0 | 32.85 | -6987.3884 | 84379.1339
4612.5 | 192.1875 | 0 | 0 | 14 | -5.462 | 4612.1901 | 117.1485 | 22.0824 | -2.192 | 55.6044 | 75.5745 | 0 | 0 | 0 | 0 | 32.85 | -6987.3884 | 53597.9461
4613.5 | 192.2292 | 306 | 28 | 16 | -5.4663 | 4613.19 | 102.1496 | 22.0767 | 7.135 | 65.9226 | 71.9424 | 94.8516 | 26.1244 | 0.37513 | 121.351 | 30.85 | -1203.0162 | 35349.5912
4614.5 | 192.2708 | 477 | 73 | 19 | -5.4707 | 4614.19 | 87.1507 | 22.0711 | 17.227 | 75.7069 | 68.0137 | 178.5812 | 68.1099 | 0.97801 | 247.6692 | 27.85 | 5023.2743 | 14269.3822
4615.5 | 192.3125 | 686 | 86 | 22 | -5.4751 | 4615.1899 | 72.1518 | 22.0654 | 27.7674 | 85.5283 | 64.0261 | 300.4414 | 80.2391 | 1.1522 | 381.8326 | 24.85 | 11579.746 | 0
4616.5 | 192.3542 | 737 | 105 | 24 | -5.4794 | 4616.1898 | 57.1529 | 22.0597 | 38.4486 | 83.8222 | 54.504 | 427.9357 | 97.9663 | 1.4067 | 527.3088 | 22.85 | 18396.742 | 0
4617.5 | 192.3958 | 751 | 136 | 26 | -5.4838 | 4617.1897 | 42.1539 | 22.054 | 48.8784 | 71.0509 | 40.6089 | 570.1371 | 126.8897 | 1.8221 | 698.8489 | 20.85 | 26349.0146 | 0
4618.5 | 192.4375 | 726 | 189 | 29 | -5.4881 | 4618.1897 | 27.155 | 22.0482 | 58.367 | 53.7612 | 26.8264 | 647.8665 | 176.3394 | 2.5321 | 826.738 | 17.85 | 32599.6836 | 0
4619.5 | 192.4792 | 676 | 271 | 32 | -5.4924 | 4619.1896 | 12.1561 | 22.0425 | 65.4292 | 27.9953 | 13.7876 | 656.5215 | 252.8464 | 3.6307 | 912.9987 | 14.85 | 37014.3519 | 0
4620.5 | 192.5208 | 102 | 368 | 33 | -5.4967 | 4620.1895 | -2.8428 | 22.0368 | 67.4319 | -6.88 | 8.0208 | 101.0022 | 343.3487 | 4.9303 | 449.2811 | 13.85 | 16920.3351 | 0
4621.5 | 192.5625 | 30 | 324 | 33 | -5.501 | 4621.1894 | -17.8417 | 22.031 | 63.1754 | -39.0048 | 18.5277 | 28.4451 | 302.2961 | 4.3408 | 335.082 | 13.85 | 11920.181 | 0
4622.5 | 192.6042 | 620 | 246 | 34 | -5.5053 | 4622.1894 | -32.8407 | 22.0252 | 54.9309 | -61.0414 | 32.0158 | 525.6992 | 229.5211 | 3.2958 | 758.5161 | 12.85 | 30668.1953 | 0
4623.5 | 192.6458 | 713 | 156 | 34 | -5.5095 | 4623.1893 | -47.8396 | 22.0194 | 44.9634 | -76.2216 | 45.8739 | 496.4186 | 145.55 | 2.09 | 644.0586 | 12.85 | 25656.7271 | 0
4624.5 | 192.6875 | 671 | 125 | 35 | -5.5138 | 4624.1892 | -62.8386 | 22.0137 | 34.3738 | -87.9778 | 59.7675 | 337.8556 | 116.6266 | 1.6747 | 456.1569 | 11.85 | 17636.2166 | 0
4625.5 | 192.7292 | 638 | 103 | 31 | -5.518 | 4625.1892 | -77.8375 | 22.0079 | 23.6993 | -81.8072 | 65.5857 | 263.7054 | 96.1003 | 1.3799 | 361.1857 | 15.85 | 12642.3692 | 0
4626.5 | 192.7708 | 427 | 87 | 26 | -5.5222 | 4626.1891 | -92.8364 | 22.002 | 13.2838 | -72.0811 | 69.5916 | 148.8992 | 81.1721 | 1.1656 | 231.2369 | 20.85 | 5874.8489 | 15087.8173
4627.5 | 192.8125 | 189 | 10 | 22 | -5.5264 | 4627.189 | -107.8354 | 21.9962 | 3.43 | -62.1571 | 73.4459 | 53.8498 | 9.3301 | 0.13397 | 63.3139 | 24.85 | -2366.4419 | 33486.5281
4628.5 | 192.8542 | 0 | 0 | 20 | -5.5306 | 4628.189 | -122.8343 | 21.9904 | -5.5276 | -51.5132 | 76.9206 | 0 | 0 | 0 | 0 | 26.85 | -5591.9254 | 60144.9631
4629.5 | 192.8958 | 0 | 0 | 21 | -5.5348 | 4629.1889 | -137.8333 | 21.9845 | -13.1822 | -39.7414 | 79.8141 | 0 | 0 | 0 | 0 | 25.85 | -5364.5289 | 83054.6356
4630.5 | 192.9375 | 0 | 0 | 20 | -5.539 | 4630.1888 | -152.8323 | 21.9787 | -19.0486 | -26.6117 | 81.9574 | 0 | 0 | 0 | 0 | 26.85 | -5591.9254 | 109264.0315
4631.5 | 192.9792 | 0 | 0 | 20 | -5.5431 | 4631.1887 | -167.8312 | 21.9728 | -22.6183 | -12.226 | 83.2227 | 0 | 0 | 0 | 0 | 26.85 | -5591.9254 | 121828.5738
4632.5 | 193.0208 | 0 | 0 | 19 | -5.5473 | 4632.1887 | 177.1698 | 21.9669 | -23.4996 | 2.8621 | 83.5326 | 0 | 0 | 0 | 0 | 27.85 | -5820.8022 | 128359.9933
4633.5 | 193.0625 | 0 | 0 | 17 | -5.5514 | 4633.1886 | 162.1709 | 21.961 | -21.5841 | 17.7808 | 82.8684 | 0 | 0 | 0 | 0 | 29.85 | -6282.9962 | 120552.2147
4634.5 | 193.1042 | 0 | 0 | 16 | -5.5555 | 4634.1885 | 147.1719 | 21.9551 | -17.1014 | 31.7399 | 81.2713 | 0 | 0 | 0 | 0 | 30.85 | -6516.3134 | 104335.9045
4635.5 | 193.1458 | 0 | 0 | 16 | -5.5596 | 4635.1885 | 132.1729 | 21.9492 | -10.5075 | 44.3569 | 78.8387 | 0 | 0 | 0 | 0 | 30.85 | -6516.3134 | 81695.6213
4636.5 | 193.1875 | 0 | 0 | 16 | -5.5637 | 4636.1884 | 117.1739 | 21.9433 | -2.3144 | 55.6746 | 75.7151 | 0 | 0 | 0 | 0 | 30.85 | -6516.3134 | 52126.6097
4637.5 | 193.2292 | 251 | 29 | 16 | -5.5678 | 4637.1883 | 102.1749 | 21.9374 | 7.0193 | 66.0044 | 72.0829 | 77.2178 | 27.0574 | 0.38853 | 104.6637 | 30.85 | -1933.6642 | 33041.6824
4638.5 | 193.2708 | 309 | 106 | 18 | -5.5718 | 4638.1883 | 87.176 | 21.9314 | 17.1165 | 75.7995 | 68.1542 | 114.9818 | 98.8993 | 1.4201 | 215.3013 | 28.85 | 3375.7056 | 15151.9102
4639.5 | 193.3125 | 0 | 83 | 21 | -5.5759 | 4639.1882 | 72.177 | 21.9254 | 27.6597 | 85.6326 | 64.1669 | 0 | 77.4401 | 1.112 | 78.552 | 25.85 | -1925.1653 | 0
4640.5 | 193.3542 | 585 | 179 | 21 | -5.5799 | 4640.1881 | 57.178 | 21.9195 | 38.3405 | 83.7045 | 54.5334 | 339.4336 | 167.0093 | 2.3981 | 508.841 | 25.85 | 16914.8312 | 0
4641.5 | 193.3958 | 810 | 120 | 23.9 | -5.5839 | 4641.1881 | 42.179 | 21.9135 | 48.7651 | 70.9199 | 40.6241 | 614.7878 | 111.9615 | 1.6077 | 728.357 | 22.95 | 27177.3141 | 0
4642.5 | 193.4375 | 661 | 228 | 27 | -5.5879 | 4642.188 | 27.18 | 21.9075 | 58.2422 | 53.6297 | 26.8208 | 589.8907 | 212.7269 | 3.0546 | 805.6723 | 19.85 | 31244.7404 | 0
4643.5 | 193.4792 | 640 | 292 | 29 | -5.5919 | 4643.1879 | 12.181 | 21.9015 | 65.2894 | 27.9249 | 13.735 | 621.6987 | 272.4397 | 3.9121 | 898.0505 | 17.85 | 35722.0679 | 0
4644.5 | 193.5208 | 60 | 321 | 30 | -5.5959 | 4644.1879 | -2.818 | 21.8955 | 67.2934 | -6.7869 | 7.8803 | 59.4334 | 299.4971 | 4.3006 | 363.2311 | 16.85 | 12519.3304 | 0
4645.5 | 193.5625 | 526 | 340 | 27 | -5.5998 | 4645.1878 | -17.817 | 21.8894 | 63.0626 | -38.8092 | 18.456 | 498.9463 | 317.2243 | 4.5551 | 820.7258 | 19.85 | 31903.8512 | 0
4646.5 | 193.6042 | 6 | 190 | 28 | -5.6038 | 4646.1877 | -32.8161 | 21.8834 | 54.8412 | -60.8463 | 31.9738 | 5.0897 | 177.2724 | 2.5455 | 184.9077 | 18.85 | 4281.896 | 0
4647.5 | 193.6458 | 0 | 170 | 24 | -5.6077 | 4647.1877 | -47.8151 | 21.8774 | 44.8859 | -76.0504 | 45.849 | 0 | 158.6122 | 2.2776 | 160.8897 | 22.85 | 2353.2593 | 0
4648.5 | 193.6875 | 552 | 186 | 27 | -5.6117 | 4648.1876 | -62.8141 | 21.8713 | 34.3002 | -87.8277 | 59.7558 | 278.0347 | 173.5404 | 2.4919 | 454.0669 | 19.85 | 15849.8704 | 0
4649.5 | 193.7292 | 375 | 151 | 24 | -5.6156 | 4649.1875 | -77.8131 | 21.8652 | 23.6241 | -81.9417 | 65.7159 | 154.2233 | 140.8849 | 2.023 | 297.1312 | 22.85 | 8318.528 | 0
4650.5 | 193.7708 | 327 | 112 | 22.1 | -5.6195 | 4650.1875 | -92.8121 | 21.8591 | 13.203 | -72.2043 | 69.7221 | 113.3296 | 104.4974 | 1.5005 | 219.3275 | 24.75 | 4487.0486 | 0
4651.5 | 193.8125 | 143 | 13 | 19.4 | -5.6233 | 4651.1874 | -107.8112 | 21.853 | 3.3404 | -62.2712 | 73.578 | 40.4275 | 12.1292 | 0.17417 | 52.7308 | 27.45 | -3420.2806 | 0
4652.5 | 193.8542 | 0 | 0 | 18 | -5.6272 | 4652.1873 | -122.8102 | 21.8469 | -5.6286 | -51.618 | 77.055 | 0 | 0 | 0 | 0 | 28.85 | -6051.1591 | 10707.1686
4653.5 | 193.8958 | 0 | 0 | 17 | -5.6311 | 4653.1873 | -137.8092 | 21.8408 | -13.2963 | -39.834 | 79.9513 | 0 | 0 | 0 | 0 | 29.85 | -6282.9962 | 51429.3677
4654.5 | 193.9375 | 0 | 0 | 15 | -5.6349 | 4654.1872 | -152.8083 | 21.8347 | -19.1761 | -26.6863 | 82.0976 | 0 | 0 | 0 | 0 | 31.85 | -6751.1108 | 98522.584
4655.5 | 193.9792 | 0 | 0 | 14 | -5.6387 | 4655.1872 | -167.8073 | 21.8286 | -22.757 | -12.2752 | 83.3654 | 0 | 0 | 0 | 0 | 32.85 | -6987.3884 | 119118.6839
4656.5 | 194.0208 | 0 | 0 | 14 | -5.6425 | 4656.1871 | 177.1936 | 21.8224 | -23.6449 | 2.8441 | 83.6774 | 0 | 0 | 0 | 0 | 32.85 | -6987.3884 | 114104.4169
4657.5 | 194.0625 | 0 | 0 | 13 | -5.6463 | 4657.187 | 162.1946 | 21.8162 | -21.73 | 17.7944 | 83.0145 | 0 | 0 | 0 | 0 | 33.85 | -7225.1462 | 120276.4374
4658.5 | 194.1042 | 0 | 0 | 14 | -5.6501 | 4658.187 | 147.1955 | 21.8101 | -17.2429 | 31.7803 | 81.4181 | 0 | 0 | 0 | 0 | 32.85 | -6987.3884 | 104794.7797
4659.5 | 194.1458 | 0 | 0 | 13 | -5.6539 | 4659.1869 | 132.1965 | 21.8039 | -10.6418 | 44.4177 | 78.9855 | 0 | 0 | 0 | 0 | 33.85 | -7225.1462 | 80427.8365
4660.5 | 194.1875 | 0 | 0 | 13 | -5.6576 | 4660.1868 | 117.1974 | 21.7977 | -2.4407 | 55.7503 | 75.8616 | 0 | 0 | 0 | 0 | 33.85 | -7225.1462 | 52433.3873
4661.5 | 194.2292 | 289 | 27 | 13 | -5.6614 | 4661.1868 | 102.1983 | 21.7915 | 6.9002 | 66.0921 | 72.2291 | 88.206 | 25.1913 | 0.36173 | 113.7591 | 33.85 | -2244.2585 | 34128.9321
4662.5 | 194.2708 | 454 | 81 | 16 | -5.6651 | 4662.1867 | 87.1993 | 21.7853 | 17.0029 | 75.8984 | 68.3004 | 167.8619 | 75.574 | 1.0852 | 244.5212 | 30.85 | 4189.9284 | 15493.5457
4663.5 | 194.3125 | 69 | 197 | 17 | -5.6688 | 4663.1867 | 72.2002 | 21.779 | 27.5492 | 85.7436 | 64.3135 | 29.9078 | 183.8035 | 2.6393 | 216.3506 | 29.85 | 3189.8132 | 0
4664.5 | 194.3542 | 228 | 264 | 19 | -5.6725 | 4664.1866 | 57.2011 | 21.7728 | 38.2294 | 83.5794 | 54.5615 | 132.2009 | 246.3154 | 3.5369 | 382.0532 | 27.85 | 10907.2149 | 0
4665.5 | 194.3958 | 668 | 194 | 20 | -5.6762 | 4665.1865 | 42.202 | 21.7665 | 48.6485 | 70.7805 | 40.6377 | 506.9074 | 181.0045 | 2.5991 | 690.5109 | 26.85 | 24641.7647 | 0
4666.5 | 194.4375 | 804 | 159 | 22 | -5.6799 | 4666.1865 | 27.203 | 21.7603 | 58.1133 | 53.4889 | 26.813 | 717.5567 | 148.349 | 2.1302 | 868.0359 | 24.85 | 32867.923 | 0
4667.5 | 194.4792 | 616 | 291 | 24 | -5.6835 | 4667.1864 | 12.2039 | 21.754 | 65.1441 | 27.8457 | 13.6788 | 598.5281 | 271.5067 | 3.8987 | 873.9335 | 22.85 | 33573.5385 | 0
4668.5 | 194.5208 | 860 | 138 | 26 | -5.6872 | 4668.1863 | -2.7952 | 21.7477 | 67.1481 | -6.6979 | 7.7344 | 852.1762 | 128.7558 | 1.8488 | 982.7808 | 20.85 | 38780.8365 | 0
4669.5 | 194.5625 | 761 | 187 | 27 | -5.6908 | 4669.1863 | -17.7943 | 21.7414 | 62.9429 | -38.6117 | 18.3845 | 722.1597 | 174.4734 | 2.5053 | 899.1384 | 19.85 | 35337.1083 | 0
4670.5 | 194.6042 | 669 | 207 | 28 | -5.6944 | 4670.1862 | -32.7934 | 21.7351 | 54.7453 | -60.6467 | 31.9333 | 567.7563 | 193.1336 | 2.7733 | 763.6632 | 18.85 | 29622.4292 | 0
4671.5 | 194.6458 | 781 | 131 | 28 | -5.698 | 4671.1862 | -47.7925 | 21.7288 | 44.8025 | -75.8745 | 45.8261 | 544.2307 | 122.2247 | 1.7551 | 668.2104 | 18.85 | 25443.0745 | 0
4672.5 | 194.6875 | 684 | 113 | 28 | -5.7016 | 4672.1861 | -62.7916 | 21.7225 | 34.2208 | -87.6733 | 59.7467 | 344.6152 | 105.4304 | 1.5139 | 451.5596 | 18.85 | 15957.1206 | 0
4673.5 | 194.7292 | 527 | 134 | 27 | -5.7052 | 4673.186 | -77.7907 | 21.7161 | 23.5432 | -82.0803 | 65.8527 | 215.5868 | 125.0237 | 1.7953 | 342.4058 | 19.85 | 10960.841 | 0
4674.5 | 194.7708 | 313 | 105 | 24.4 | -5.7087 | 4674.186 | -92.7898 | 21.7098 | 13.1163 | -72.3311 | 69.8594 | 107.7737 | 97.9663 | 1.4067 | 207.1468 | 22.45 | 4467.3698 | 0
4675.5 | 194.8125 | 135 | 12 | 20.9 | -5.7123 | 4675.1859 | -107.7889 | 21.7034 | 3.2447 | -62.3883 | 73.7168 | 37.852 | 11.1962 | 0.16077 | 49.2089 | 25.95 | -3232.6132 | 0
4676.5 | 194.8542 | 0 | 0 | 18.7 | -5.7158 | 4676.1859 | -122.7881 | 21.697 | -5.7358 | -51.7252 | 77.1961 | 0 | 0 | 0 | 0 | 28.15 | -5889.7538 | 7194.9361
4677.5 | 194.8958 | 0 | 0 | 16.9 | -5.7193 | 4677.1858 | -137.7872 | 21.6906 | -13.4169 | -39.9284 | 80.0953 | 0 | 0 | 0 | 0 | 29.95 | -6306.2613 | 30799.1101
4678.5 | 194.9375 | 0 | 0 | 15.4 | -5.7228 | 4678.1858 | -152.7863 | 21.6842 | -19.3102 | -26.7617 | 82.2444 | 0 | 0 | 0 | 0 | 31.45 | -6657.0142 | 67505.1158
4679.5 | 194.9792 | 0 | 0 | 14 | -5.7263 | 4679.1857 | -167.7854 | 21.6778 | -22.9024 | -12.3237 | 83.5147 | 0 | 0 | 0 | 0 | 32.85 | -6987.3884 | 116310.6818
4680.5 | 195.0208 | 0 | 0 | 13.4 | -5.7298 | 4680.1856 | 177.2154 | 21.6714 | -23.7966 | 2.8282 | 83.8287 | 0 | 0 | 0 | 0 | 33.45 | -7129.8654 | 118763.4964
4681.5 | 195.0625 | 0 | 0 | 13 | -5.7332 | 4681.1856 | 162.2163 | 21.665 | -21.8818 | 17.8115 | 83.1669 | 0 | 0 | 0 | 0 | 33.85 | -7225.1462 | 112852.6237
4682.5 | 195.1042 | 0 | 0 | 12 | -5.7367 | 4682.1855 | 147.2172 | 21.6585 | -17.3896 | 31.8253 | 81.5709 | 0 | 0 | 0 | 0 | 34.85 | -7464.3841 | 98880.9681
4683.5 | 195.1458 | 0 | 0 | 10 | -5.7401 | 4683.1855 | 132.218 | 21.6521 | -10.7806 | 44.4836 | 79.1382 | 0 | 0 | 0 | 0 | 36.85 | -7947.3005 | 80057.2566
4684.5 | 195.1875 | 0 | 0 | 9 | -5.7435 | 4684.1854 | 117.2189 | 21.6456 | -2.5709 | 55.8316 | 76.014 | 0 | 0 | 0 | 0 | 37.85 | -8190.9789 | 50334.4914
4685.5 | 195.2292 | 305 | 25 | 11 | -5.7469 | 4685.1854 | 102.2197 | 21.6391 | 6.7778 | 66.1856 | 72.3811 | 92.3189 | 23.3253 | 0.33494 | 115.9791 | 35.85 | -2627.0121 | 28482.3606
4686.5 | 195.2708 | 497 | 69 | 14.1 | -5.7503 | 4686.1853 | 87.2206 | 21.6327 | 16.8864 | 76.0034 | 68.4523 | 182.5363 | 64.3779 | 0.92442 | 247.8386 | 32.75 | 3887.7981 | 11645.2281
4687.5 | 195.3125 | 571 | 122 | 17 | -5.7537 | 4687.1852 | 72.2214 | 21.6262 | 27.4358 | 85.8613 | 64.4657 | 246.1304 | 113.8275 | 1.6345 | 361.5924 | 29.85 | 9549.1541 | 0
4688.5 | 195.3542 | 666 | 136 | 20 | -5.757 | 4688.1852 | 57.2223 | 21.6196 | 38.1154 | 83.4469 | 54.5884 | 385.9115 | 126.8897 | 1.8221 | 514.6233 | 26.85 | 16940.6092 | 0
4689.5 | 195.3958 | 698 | 162 | 22 | -5.7604 | 4689.1851 | 42.2231 | 21.6131 | 48.5286 | 70.6328 | 40.6495 | 529.5787 | 151.1481 | 2.1704 | 682.8971 | 24.85 | 24761.711 | 0
4690.5 | 195.4375 | 631 | 244 | 24 | -5.7637 | 4690.1851 | 27.2239 | 21.6066 | 57.9803 | 53.3388 | 26.8029 | 563.2072 | 227.6551 | 3.269 | 794.1313 | 22.85 | 30079.4359 | 0
4691.5 | 195.4792 | 712 | 223 | 27 | -5.767 | 4691.185 | 12.2248 | 21.6001 | 64.9934 | 27.7579 | 13.6192 | 691.9799 | 208.0618 | 2.9876 | 903.0294 | 19.85 | 35507.4763 | 0
4692.5 | 195.5208 | 751 | 202 | 28 | -5.7703 | 4692.185 | -2.7744 | 21.5935 | 66.9962 | -6.6133 | 7.5833 | 744.4318 | 188.4686 | 2.7063 | 935.6066 | 18.85 | 37150.8892 | 0
4693.5 | 195.5625 | 810 | 158 | 29 | -5.7736 | 4693.1849 | -17.7736 | 21.5869 | 62.8164 | -38.4126 | 18.3134 | 768.9749 | 147.416 | 2.1168 | 918.5077 | 17.85 | 36617.7772 | 0
4694.5 | 195.6042 | 773 | 156 | 31 | -5.7769 | 4694.1849 | -32.7728 | 21.5804 | 54.643 | -60.4431 | 31.8944 | 656.2948 | 145.55 | 2.09 | 803.9348 | 15.85 | 32027.9281 | 0
4695.5 | 195.6458 | 775 | 129 | 30 | -5.7801 | 4695.1848 | -47.772 | 21.5738 | 44.7131 | -75.6941 | 45.8054 | 540.2507 | 120.3586 | 1.7283 | 662.3376 | 16.85 | 25615.5662 | 0
4696.5 | 195.6875 | 715 | 104 | 28 | -5.7834 | 4696.1847 | -62.7712 | 21.5672 | 34.1357 | -87.5146 | 59.7402 | 360.304 | 97.0333 | 1.3933 | 458.7307 | 18.85 | 16271.1049 | 0
4697.5 | 195.7292 | 534 | 132 | 26 | -5.7866 | 4697.1847 | -77.7703 | 21.5606 | 23.4565 | -82.2226 | 65.9964 | 217.2284 | 123.1577 | 1.7685 | 342.1545 | 20.85 | 10731.3236 | 0
4698.5 | 195.7708 | 338 | 101 | 23 | -5.7898 | 4698.1846 | -92.7695 | 21.5539 | 13.0239 | -72.4613 | 70.0034 | 115.5838 | 94.2343 | 1.3531 | 211.1713 | 23.85 | 4331.8566 | 0
4699.5 | 195.8125 | 143 | 11 | 21 | -5.793 | 4699.1846 | -107.7687 | 21.5473 | 3.1431 | -62.5084 | 73.8623 | 39.7463 | 10.2631 | 0.14737 | 50.1569 | 25.85 | -3168.4348 | 1937.811
4700.5 | 195.8542 | 0 | 0 | 19 | -5.7962 | 4700.1845 | -122.7679 | 21.5407 | -5.8493 | -51.835 | 77.344 | 0 | 0 | 0 | 0 | 27.85 | -5820.8022 | 10199.0511
4701.5 | 195.8958 | 0 | 0 | 18 | -5.7994 | 4701.1845 | -137.7672 | 21.534 | -13.544 | -40.0244 | 80.2459 | 0 | 0 | 0 | 0 | 28.85 | -6051.1591 | 29973.4891
4702.5 | 195.9375 | 0 | 0 | 16 | -5.8025 | 4702.1844 | -152.7664 | 21.5274 | -19.451 | -26.8377 | 82.3978 | 0 | 0 | 0 | 0 | 30.85 | -6516.3134 | 8142.8499
4703.5 | 195.9792 | 0 | 0 | 16 | -5.8057 | 4703.1844 | -167.7656 | 21.5207 | -23.0543 | -12.3715 | 83.6706 | 0 | 0 | 0 | 0 | 30.85 | -6516.3134 | 47993.0803
4704.5 | 196.0208 | 0 | 0 | 15 | -5.8088 | 4704.1843 | 177.2352 | 21.514 | -23.9546 | 2.8146 | 83.9863 | 0 | 0 | 0 | 0 | 31.85 | -6751.1108 | 38897.3758
4705.5 | 196.0625 | 0 | 0 | 14 | -5.8119 | 4705.1843 | 162.236 | 21.5073 | -22.0393 | 17.8322 | 83.3256 | 0 | 0 | 0 | 0 | 32.85 | -6987.3884 | 39622.4187
4706.5 | 196.1042 | 0 | 0 | 14 | -5.815 | 4706.1842 | 147.2368 | 21.5006 | -17.5414 | 31.8749 | 81.7298 | 0 | 0 | 0 | 0 | 32.85 | -6987.3884 | 56897.4762
4707.5 | 196.1458 | 0 | 0 | 14 | -5.8181 | 4707.1842 | 132.2375 | 21.4939 | -10.9237 | 44.5547 | 79.2968 | 0 | 0 | 0 | 0 | 32.85 | -6987.3884 | 46351.3672
4708.5 | 196.1875 | 0 | 0 | 12 | -5.8212 | 4708.1841 | 117.2383 | 21.4871 | -2.7048 | 55.9184 | 76.172 | 0 | 0 | 0 | 0 | 34.85 | -7464.3841 | 37479.8752
4709.5 | 196.2292 | 272 | 26 | 14 | -5.8242 | 4709.1841 | 102.2391 | 21.4804 | 6.6522 | 66.285 | 72.5387 | 81.6169 | 24.2583 | 0.34833 | 106.2236 | 32.85 | -2336.4396 | 29054.5818
4710.5 | 196.2708 | 534 | 62 | 16 | -5.8272 | 4710.184 | 87.2398 | 21.4736 | 16.7669 | 76.1146 | 68.6097 | 194.7598 | 57.8468 | 0.83064 | 253.4372 | 30.85 | 4580.3147 | 13714.1027
4711.5 | 196.3125 | 651 | 91 | 19 | -5.8303 | 4711.184 | 72.2406 | 21.4669 | 27.3196 | 85.9856 | 64.6235 | 278.9953 | 84.9042 | 1.2192 | 365.1186 | 27.85 | 10165.7405 | 0
4712.5 | 196.3542 | 765 | 102 | 21 | -5.8333 | 4712.1839 | 57.2413 | 21.4601 | 37.9986 | 83.3071 | 54.6139 | 442.9983 | 95.1673 | 1.3665 | 539.5322 | 25.85 | 18258.6288 | 0
4713.5 | 196.3958 | 692 | 167 | 24 | -5.8363 | 4713.1839 | 42.2421 | 21.4533 | 48.4055 | 70.4769 | 40.6597 | 524.9466 | 155.8131 | 2.2374 | 682.9971 | 22.85 | 25213.479 | 0
4714.5 | 196.4375 | 804 | 150 | 25 | -5.8393 | 4714.1838 | 27.2428 | 21.4465 | 57.8432 | 53.1797 | 26.7906 | 717.6983 | 139.9519 | 2.0096 | 859.6598 | 21.85 | 33170.0493 | 0
4715.5 | 196.4792 | 802 | 166 | 27 | -5.8422 | 4715.1838 | 12.2436 | 21.4397 | 64.8374 | 27.6616 | 13.5564 | 779.656 | 154.8801 | 2.224 | 936.76 | 19.85 | 36984.3557 | 0
4716.5 | 196.5208 | 842 | 145 | 29 | -5.8452 | 4716.1837 | -2.7557 | 21.4329 | 66.8378 | -6.5331 | 7.4271 | 834.9357 | 135.2868 | 1.9426 | 972.1652 | 17.85 | 38967.1445 | 0
4717.5 | 196.5625 | 810 | 152 | 30 | -5.8481 | 4717.1837 | -17.755 | 21.4261 | 62.6831 | -38.2123 | 18.2431 | 769.2869 | 141.8179 | 2.0364 | 913.1412 | 16.85 | 36596.8823 | 0
4718.5 | 196.6042 | 742 | 175 | 31 | -5.851 | 4718.1836 | -32.7542 | 21.4192 | 54.5344 | -60.2356 | 31.8573 | 630.2293 | 163.2772 | 2.3446 | 795.851 | 15.85 | 31673.9832 | 0
4719.5 | 196.6458 | 713 | 160 | 29 | -5.8539 | 4719.1836 | -47.7535 | 21.4124 | 44.6178 | -75.5094 | 45.7869 | 497.1953 | 149.282 | 2.1436 | 648.6209 | 17.85 | 24800.9134 | 0
4720.5 | 196.6875 | 697 | 108 | 27 | -5.8568 | 4720.1835 | -62.7528 | 21.4055 | 34.0449 | -87.3518 | 59.7364 | 351.2739 | 100.7654 | 1.4469 | 453.4862 | 19.85 | 15824.4409 | 0
4721.5 | 196.7292 | 521 | 122 | 26 | -5.8597 | 4721.1835 | -77.7521 | 21.3986 | 23.3642 | -82.3687 | 66.1467 | 210.6908 | 113.8275 | 1.6345 | 326.1528 | 20.85 | 10030.6955 | 0
4722.5 | 196.7708 | 378 | 94 | 23 | -5.8626 | 4722.1834 | -92.7514 | 21.3917 | 12.9256 | -72.5949 | 70.1541 | 128.3277 | 87.7032 | 1.2594 | 217.2902 | 23.85 | 4599.7718 | 15756.4932
4723.5 | 196.8125 | 158 | 10 | 20 | -5.8654 | 4723.1834 | -107.7507 | 21.3848 | 3.0355 | -62.6315 | 74.0145 | 43.5123 | 9.3301 | 0.13397 | 52.9764 | 26.85 | -3272.3812 | 33590.394
4724.5 | 196.8542 | 0 | 0 | 18 | -5.8682 | 4724.1833 | -122.7499 | 21.3779 | -5.9689 | -51.9471 | 77.4985 | 0 | 0 | 0 | 0 | 28.85 | -6051.1591 | 59100.8185
4725.5 | 196.8958 | 0 | 0 | 17 | -5.871 | 4725.1833 | -137.7492 | 21.371 | -13.6776 | -40.1221 | 80.4031 | 0 | 0 | 0 | 0 | 29.85 | -6282.9962 | 90862.5742
4726.5 | 196.9375 | 0 | 0 | 17 | -5.8738 | 4726.1832 | -152.7485 | 21.3641 | -19.5984 | -26.9142 | 82.5577 | 0 | 0 | 0 | 0 | 29.85 | -6282.9962 | 113056.6181
4727.5 | 196.9792 | 0 | 0 | 16 | -5.8766 | 4727.1832 | -167.7478 | 21.3572 | -23.2129 | -12.4185 | 83.8329 | 0 | 0 | 0 | 0 | 30.85 | -6516.3134 | 121217.043
4728.5 | 197.0208 | 0 | 0 | 16 | -5.8794 | 4728.1831 | 177.2529 | 21.3502 | -24.1188 | 2.8034 | 84.1503 | 0 | 0 | 0 | 0 | 30.85 | -6516.3134 | 128086.1521
4729.5 | 197.0625 | 0 | 0 | 15 | -5.8822 | 4729.1831 | 162.2535 | 21.3432 | -22.2026 | 17.8567 | 83.4904 | 0 | 0 | 0 | 0 | 31.85 | -6751.1108 | 121146.4179
4730.5 | 197.1042 | 0 | 0 | 14 | -5.8849 | 4730.1831 | 147.2542 | 21.3363 | -17.6982 | 31.9291 | 81.8947 | 0 | 0 | 0 | 0 | 32.85 | -6987.3884 | 105588.5225
4731.5 | 197.1458 | 0 | 0 | 12 | -5.8876 | 4731.183 | 132.2549 | 21.3293 | -11.0711 | 44.631 | 79.4613 | 0 | 0 | 0 | 0 | 34.85 | -7464.3841 | 87935.2952
4732.5 | 197.1875 | 0 | 0 | 10 | -5.8903 | 4732.183 | 117.2556 | 21.3223 | -2.8423 | 56.0107 | 76.3358 | 0 | 0 | 0 | 0 | 36.85 | -7947.3005 | 58262.2067
4733.5 | 197.2292 | 0 | 22 | 12 | -5.893 | 4733.1829 | 102.2563 | 21.3153 | 6.5233 | 66.3901 | 72.7018 | 0 | 20.5263 | 0.29474 | 20.821 | 34.85 | -6552.7456 | 38059.5164
4734.5 | 197.2708 | 5 | 94 | 15 | -5.8957 | 4734.1829 | 87.2569 | 21.3083 | 16.6446 | 76.232 | 68.7727 | 1.8103 | 87.7032 | 1.2594 | 90.7729 | 31.85 | -2776.6631 | 17293.3501
4735.5 | 197.3125 | 0 | 107 | 17 | -5.8984 | 4735.1828 | 72.2576 | 21.3012 | 27.2007 | 86.1165 | 64.7869 | 0 | 99.8324 | 1.4335 | 101.2659 | 29.85 | -1849.1179 | 0
4736.5 | 197.3542 | 23 | 216 | 17 | -5.901 | 4736.1828 | 57.2583 | 21.2942 | 37.8789 | 83.16 | 54.6382 | 13.311 | 201.5307 | 2.8939 | 217.7355 | 29.85 | 3250.4504 | 0
4737.5 | 197.3958 | 278 | 300 | 18 | -5.9037 | 4737.1827 | 42.2589 | 21.2871 | 48.2792 | 70.3128 | 40.6681 | 210.8622 | 279.9038 | 4.0192 | 494.7852 | 28.85 | 15612.7743 | 0
4738.5 | 197.4375 | 631 | 256 | 21 | -5.9063 | 4738.1827 | 27.2596 | 21.2801 | 57.7021 | 53.0117 | 26.7762 | 563.3398 | 238.8513 | 3.4297 | 805.6208 | 25.85 | 29909.1927 | 0
4739.5 | 197.4792 | 760 | 205 | 24 | -5.9089 | 4739.1827 | 12.2602 | 21.273 | 64.676 | 27.5568 | 13.4905 | 739.0306 | 191.2676 | 2.7465 | 933.0447 | 22.85 | 36161.6953 | 0
4740.5 | 197.5208 | 619 | 295 | 25 | -5.9115 | 4740.1826 | -2.7391 | 21.2659 | 66.6728 | -6.4575 | 7.2659 | 614.0293 | 275.2387 | 3.9523 | 893.2203 | 21.85 | 34639.4791 | 0
4741.5 | 197.5625 | 816 | 154 | 28 | -5.9141 | 4741.1826 | -17.7385 | 21.2588 | 62.543 | -38.011 | 18.1736 | 775.2943 | 143.684 | 2.0632 | 921.0415 | 18.85 | 36513.1627 | 0
4742.5 | 197.6042 | 785 | 155 | 28 | -5.9166 | 4742.1825 | -32.7378 | 21.2517 | 54.4193 | -60.0245 | 31.822 | 667.0069 | 144.617 | 2.0766 | 813.7005 | 18.85 | 31813.2872 | 0
4743.5 | 197.6458 | 713 | 161 | 27 | -5.9192 | 4743.1825 | -47.7372 | 21.2446 | 44.5164 | -75.3205 | 45.7708 | 497.3388 | 150.215 | 2.157 | 649.7108 | 19.85 | 24416.0431 | 0
4744.5 | 197.6875 | 728 | 99 | 26 | -5.9217 | 4744.1824 | -62.7366 | 21.2375 | 33.9483 | -87.185 | 59.7353 | 366.9093 | 92.3683 | 1.3263 | 460.6039 | 20.85 | 15917.5716 | 0
4745.5 | 197.7292 | 594 | 111 | 24 | -5.9242 | 4745.1824 | -77.7359 | 21.2304 | 23.266 | -82.5185 | 66.3036 | 238.7225 | 103.5644 | 1.4871 | 343.774 | 22.85 | 10360.7596 | 0
4746.5 | 197.7708 | 420 | 88 | 22 | -5.9267 | 4746.1824 | -92.7353 | 21.2232 | 12.8216 | -72.7317 | 70.3115 | 141.5008 | 82.1051 | 1.179 | 224.7849 | 24.85 | 4703.4845 | 14401.4002
4747.5 | 197.8125 | 172 | 9 | 19 | -5.9292 | 4747.1823 | -107.7347 | 21.216 | 2.922 | -62.7574 | 74.1733 | 46.9092 | 8.3971 | 0.12058 | 55.4269 | 27.85 | -3393.9618 | 33699.1492
4748.5 | 197.8542 | 0 | 0 | 18 | -5.9317 | 4748.1823 | -122.7341 | 21.2089 | -6.0948 | -52.0615 | 77.6596 | 0 | 0 | 0 | 0 | 28.85 | -6051.1591 | 58501.8083
4749.5 | 197.8958 | 0 | 0 | 17 | -5.9341 | 4749.1822 | -137.7335 | 21.2017 | -13.8175 | -40.2214 | 80.5669 | 0 | 0 | 0 | 0 | 29.85 | -6282.9962 | 86207.3233
4750.5 | 197.9375 | 0 | 0 | 16 | -5.9365 | 4750.1822 | -152.7329 | 21.1945 | -19.7524 | -26.9912 | 82.7242 | 0 | 0 | 0 | 0 | 30.85 | -6516.3134 | 102182.4154
4751.5 | 197.9792 | 0 | 0 | 15 | -5.939 | 4751.1822 | -167.7323 | 21.1873 | -23.3781 | -12.4646 | 84.0017 | 0 | 0 | 0 | 0 | 31.85 | -6751.1108 | 113729.6432
4752.5 | 198.0208 | 0 | 0 | 15 | -5.9414 | 4752.1821 | 177.2683 | 21.1801 | -24.2894 | 2.7946 | 84.3206 | 0 | 0 | 0 | 0 | 31.85 | -6751.1108 | 128376.4861
4753.5 | 198.0625 | 0 | 0 | 15 | -5.9438 | 4753.1821 | 162.2689 | 21.1729 | -22.3716 | 17.8849 | 83.6614 | 0 | 0 | 0 | 0 | 31.85 | -6751.1108 | 116895.5645
4754.5 | 198.1042 | 0 | 0 | 14 | -5.9461 | 4754.182 | 147.2695 | 21.1656 | -17.86 | 31.988 | 82.0656 | 0 | 0 | 0 | 0 | 32.85 | -6987.3884 | 99926.5839
4755.5 | 198.1458 | 0 | 0 | 13 | -5.9485 | 4755.182 | 132.2701 | 21.1584 | -11.2228 | 44.7126 | 79.6315 | 0 | 0 | 0 | 0 | 33.85 | -7225.1462 | 78946.4279
4756.5 | 198.1875 | 0 | 0 | 11 | -5.9509 | 4756.182 | 117.2707 | 21.1511 | -2.9835 | 56.1087 | 76.5052 | 0 | 0 | 0 | 0 | 35.85 | -7705.1022 | 54545.0644
4757.5 | 198.2292 | 0 | 19 | 14 | -5.9532 | 4757.1819 | 102.2713 | 21.1439 | 6.3913 | 66.5011 | 72.8706 | 0 | 17.7272 | 0.25455 | 17.9818 | 32.85 | -6200.0642 | 33073.2799
4758.5 | 198.2708 | 0 | 74 | 15.1 | -5.9555 | 4758.1819 | 87.2719 | 21.1366 | 16.5194 | 76.3555 | 68.9412 | 0 | 69.0429 | 0.99141 | 70.0344 | 31.75 | -3661.144 | 16758.8583
4759.5 | 198.3125 | 0 | 107 | 16 | -5.9578 | 4759.1818 | 72.2724 | 21.1293 | 27.0791 | 86.2541 | 64.9558 | 0 | 99.8324 | 1.4335 | 101.2659 | 30.85 | -2082.4351 | 0
4760.5 | 198.3542 | 12 | 197 | 17 | -5.9601 | 4760.1818 | 57.273 | 21.122 | 37.7565 | 83.0058 | 54.6612 | 6.9409 | 183.8035 | 2.6393 | 193.3837 | 29.85 | 2184.2173 | 0
4761.5 | 198.3958 | 47 | 334 | 18 | -5.9624 | 4761.1818 | 42.2736 | 21.1147 | 48.1496 | 70.1406 | 40.6749 | 35.6457 | 311.6262 | 4.4748 | 351.7467 | 28.85 | 9349.9021 | 0
4762.5 | 198.4375 | 292 | 354 | 20 | -5.9646 | 4762.1817 | 27.2742 | 21.1073 | 57.557 | 52.8348 | 26.7597 | 260.7276 | 330.2865 | 4.7427 | 595.7568 | 26.85 | 20493.0021 | 0
4763.5 | 198.4792 | 724 | 232 | 22 | -5.9668 | 4763.1817 | 12.2747 | 21.1 | 64.5094 | 27.4438 | 13.4216 | 704.2265 | 216.4589 | 3.1082 | 923.7937 | 24.85 | 35309.2504 | 0
4764.5 | 198.5208 | 727 | 221 | 24 | -5.9691 | 4764.1816 | -2.7247 | 21.0927 | 66.5013 | -6.3865 | 7.0999 | 721.4254 | 206.1958 | 2.9608 | 930.5821 | 22.85 | 36053.8686 | 0
4765.5 | 198.5625 | 707 | 214 | 27 | -5.9713 | 4765.1816 | -17.7242 | 21.0853 | 62.3962 | -37.8091 | 18.1053 | 671.9941 | 199.6647 | 2.8671 | 874.5259 | 19.85 | 34259.4634 | 0
4766.5 | 198.6042 | 700 | 193 | 27 | -5.9735 | 4766.1816 | -32.7236 | 21.0779 | 54.2978 | -59.81 | 31.7888 | 594.9972 | 180.0715 | 2.5857 | 777.6544 | 19.85 | 30017.9898 | 0
4767.5 | 198.6458 | 738 | 145 | 26 | -5.9756 | 4767.1815 | -47.7231 | 21.0706 | 44.4091 | -75.1277 | 45.7572 | 514.9027 | 135.2868 | 1.9426 | 652.1321 | 20.85 | 24303.5436 | 0
4768.5 | 198.6875 | 691 | 114 | 24 | -5.9778 | 4768.1815 | -62.7225 | 21.0632 | 33.8458 | -87.0144 | 59.737 | 348.2434 | 106.3634 | 1.5273 | 456.1342 | 22.85 | 15280.395 | 0
4769.5 | 198.7292 | 496 | 118 | 23 | -5.98 | 4769.1815 | -77.722 | 21.0558 | 23.1622 | -82.6718 | 66.4672 | 198.0396 | 110.0955 | 1.5809 | 309.716 | 23.85 | 8646.5902 | 0
4770.5 | 198.7708 | 342 | 94 | 21 | -5.9821 | 4770.1814 | -92.7215 | 21.0484 | 12.7116 | -72.8718 | 70.4755 | 114.3 | 87.7032 | 1.2594 | 203.2625 | 25.85 | 3535.2237 | 12608.076
4771.5 | 198.8125 | 137 | 9 | 19 | -5.9842 | 4771.1814 | -107.721 | 21.041 | 2.8024 | -62.8861 | 74.3388 | 36.983 | 8.3971 | 0.12058 | 45.5007 | 27.85 | -3828.5772 | 32642.4566
4772.5 | 198.8542 | 0 | 0 | 18 | -5.9863 | 4772.1814 | -122.7204 | 21.0335 | -6.2269 | -52.1782 | 77.8273 | 0 | 0 | 0 | 0 | 28.85 | -6051.1591 | 60206.2955
4773.5 | 198.8958 | 0 | 0 | 18 | -5.9884 | 4773.1813 | -137.7199 | 21.0261 | -13.9639 | -40.3221 | 80.7372 | 0 | 0 | 0 | 0 | 28.85 | -6051.1591 | 83419.3466
4774.5 | 198.9375 | 0 | 0 | 18 | -5.9904 | 4774.1813 | -152.7194 | 21.0186 | -19.9129 | -27.0688 | 82.8972 | 0 | 0 | 0 | 0 | 28.85 | -6051.1591 | 108101.3899
4775.5 | 198.9792 | 0 | 0 | 18 | -5.9925 | 4775.1813 | -167.7189 | 21.0112 | -23.5497 | -12.5098 | 84.1768 | 0 | 0 | 0 | 0 | 28.85 | -6051.1591 | 119484.7733
4776.5 | 199.0208 | 0 | 0 | 18 | -5.9945 | 4776.1812 | 177.2816 | 21.0037 | -24.4661 | 2.7882 | 84.4971 | 0 | 0 | 0 | 0 | 28.85 | -6051.1591 | 120656.6635
4777.5 | 199.0625 | 0 | 0 | 18 | -5.9966 | 4777.1812 | 162.2821 | 20.9962 | -22.5462 | 17.9168 | 83.8385 | 0 | 0 | 0 | 0 | 28.85 | -6051.1591 | 121360.9551
4778.5 | 199.1042 | 0 | 0 | 18 | -5.9986 | 4778.1812 | 147.2826 | 20.9887 | -18.0267 | 32.0517 | 82.2424 | 0 | 0 | 0 | 0 | 28.85 | -6051.1591 | 105627.2786
4779.5 | 199.1458 | 0 | 0 | 18 | -6.0006 | 4779.1811 | 132.2831 | 20.9812 | -11.3787 | 44.7994 | 79.8075 | 0 | 0 | 0 | 0 | 28.85 | -6051.1591 | 73815.8516
4780.5 | 199.1875 | 0 | 0 | 18 | -6.0025 | 4780.1811 | 117.2836 | 20.9737 | -3.1282 | 56.2122 | 76.6802 | 0 | 0 | 0 | 0 | 28.85 | -6051.1591 | 48171.3467
4781.5 | 199.2292 | 0 | 21 | 18 | -6.0045 | 4781.1811 | 102.2841 | 20.9662 | 6.2563 | 66.6179 | 73.0448 | 0 | 19.5933 | 0.28135 | 19.8746 | 28.85 | -5180.9587 | 22967.4355
4782.5 | 199.2708 | 0 | 86 | 18 | -6.0064 | 4782.181 | 87.2846 | 20.9586 | 16.3915 | 76.4851 | 69.1151 | 0 | 80.2391 | 1.1522 | 81.3913 | 28.85 | -2487.4812 | 7717.4159
4783.5 | 199.3125 | 6 | 152 | 19 | -6.0084 | 4783.181 | 72.2851 | 20.9511 | 26.9548 | 86.3981 | 65.1302 | 2.5233 | 141.8179 | 2.0364 | 146.3777 | 27.85 | 588.2749 | 0
4784.5 | 199.3542 | 6 | 206 | 20 | -6.0103 | 4784.181 | 57.2856 | 20.9435 | 37.6313 | 82.8443 | 54.6829 | 3.4686 | 192.2006 | 2.7599 | 198.4291 | 26.85 | 3096.1976 | 0
4785.5 | 199.3958 | 35 | 321 | 21 | -6.0122 | 4785.1809 | 42.286 | 20.9359 | 48.017 | 69.9605 | 40.6801 | 26.5426 | 299.4971 | 4.3006 | 330.3403 | 25.85 | 9099.2626 | 0
4786.5 | 199.4375 | 6 | 178 | 22 | -6.014 | 4786.1809 | 27.2865 | 20.9284 | 57.4079 | 52.6493 | 26.7412 | 5.3583 | 166.0763 | 2.3847 | 173.8193 | 24.85 | 2471.9821 | 0
4787.5 | 199.4792 | 78 | 390 | 23 | -6.0159 | 4787.1809 | 12.287 | 20.9208 | 64.3376 | 27.3227 | 13.3499 | 75.8923 | 363.875 | 5.225 | 444.9923 | 23.85 | 14569.5964 | 0
4788.5 | 199.5208 | 24 | 373 | 24 | -6.0178 | 4788.1808 | -2.7126 | 20.9132 | 66.3234 | -6.3203 | 6.9293 | 23.8247 | 348.0137 | 4.9973 | 376.8357 | 22.85 | 11808.3495 | 0
4789.5 | 199.5625 | 30 | 368 | 25 | -6.0196 | 4789.1808 | -17.7121 | 20.9055 | 62.2425 | -37.6067 | 18.0384 | 28.5255 | 343.3487 | 4.9303 | 376.8044 | 21.85 | 12028.4559 | 0
4790.5 | 199.6042 | 134 | 399 | 26 | -6.0214 | 4790.1808 | -32.7116 | 20.8979 | 54.1699 | -59.5924 | 31.7577 | 113.9377 | 372.2721 | 5.3456 | 491.5553 | 20.85 | 17272.7664 | 0
4791.5 | 199.6458 | 148 | 333 | 26 | -6.0232 | 4791.1807 | -47.7112 | 20.8903 | 44.2956 | -74.9311 | 45.7462 | 103.28 | 310.6932 | 4.4614 | 418.4346 | 20.85 | 14071.21 | 0
4792.5 | 199.6875 | 220 | 260 | 26 | -6.025 | 4792.1807 | -62.7108 | 20.8826 | 33.7375 | -86.8401 | 59.7416 | 110.8581 | 242.5833 | 3.4833 | 356.9247 | 20.85 | 11378.0289 | 0
4793.5 | 199.7292 | 456 | 135 | 24 | -6.0268 | 4793.1807 | -77.7103 | 20.875 | 23.0525 | -82.8286 | 66.6374 | 180.826 | 125.9567 | 1.8087 | 308.5913 | 22.85 | 8820.3034 | 0
4794.5 | 199.7708 | 360 | 93 | 23 | -6.0285 | 4794.1807 | -92.7099 | 20.8673 | 12.5959 | -73.0149 | 70.646 | 119.3051 | 86.7702 | 1.246 | 207.3213 | 23.85 | 4163.2865 | 0
4795.5 | 199.8125 | 141 | 8 | 21 | -6.0303 | 4795.1806 | -107.7094 | 20.8596 | 2.6768 | -63.0175 | 74.5108 | 37.655 | 7.4641 | 0.10718 | 45.2263 | 25.85 | -3384.318 | 0
4796.5 | 199.8542 | 0 | 0 | 20 | -6.032 | 4796.1806 | -122.709 | 20.8519 | -6.3652 | -52.2971 | 78.0015 | 0 | 0 | 0 | 0 | 26.85 | -5591.9254 | 47596.2729
4797.5 | 199.8958 | 0 | 0 | 19 | -6.0337 | 4797.1806 | -137.7086 | 20.8442 | -14.1167 | -40.4244 | 80.9141 | 0 | 0 | 0 | 0 | 27.85 | -5820.8022 | 78262.2341
4798.5 | 199.9375 | 0 | 0 | 18 | -6.0354 | 4798.1805 | -152.7082 | 20.8365 | -20.08 | -27.1467 | 83.0766 | 0 | 0 | 0 | 0 | 28.85 | -6051.1591 | 98914.0072
4799.5 | 199.9792 | 0 | 0 | 17 | -6.0371 | 4799.1805 | -167.7077 | 20.8288 | -23.7278 | -12.554 | 84.3582 | 0 | 0 | 0 | 0 | 29.85 | -6282.9962 | 112284.4388
4800.5 | 200.0208 | 0 | 0 | 15 | -6.0387 | 4800.1805 | 177.2927 | 20.8211 | -24.649 | 2.7843 | 84.6799 | 0 | 0 | 0 | 0 | 31.85 | -6751.1108 | 121966.0729
4801.5 | 200.0625 | 0 | 0 | 14 | -6.0404 | 4801.1805 | 162.2931 | 20.8133 | -22.7264 | 17.9527 | 84.0216 | 0 | 0 | 0 | 0 | 32.85 | -6987.3884 | 117771.5308
4802.5 | 200.1042 | 0 | 0 | 14 | -6.042 | 4802.1804 | 147.2935 | 20.8056 | -18.1982 | 32.1201 | 82.4251 | 0 | 0 | 0 | 0 | 32.85 | -6987.3884 | 98941.431
4803.5 | 200.1458 | 0 | 0 | 13 | -6.0436 | 4803.1804 | 132.2939 | 20.7978 | -11.5386 | 44.8915 | 79.9892 | 0 | 0 | 0 | 0 | 33.85 | -7225.1462 | 78506.1309
4804.5 | 200.1875 | 0 | 0 | 13 | -6.0452 | 4804.1804 | 117.2943 | 20.79 | -3.2764 | 56.3213 | 76.8607 | 0 | 0 | 0 | 0 | 33.85 | -7225.1462 | 51655.5501
4805.5 | 200.2292 | 302 | 21 | 14 | -6.0468 | 4805.1804 | 102.2947 | 20.7823 | 6.1182 | 66.7406 | 73.2244 | 87.1646 | 19.5933 | 0.28135 | 107.0392 | 32.85 | -2300.7265 | 29708.3865
4806.5 | 200.2708 | 558 | 53 | 18 | -6.0483 | 4806.1803 | 87.2951 | 20.7745 | 16.2609 | 76.6207 | 69.2944 | 197.29 | 49.4497 | 0.71007 | 247.4497 | 28.85 | 4783.3093 | 13268.6458
4807.5 | 200.3125 | 639 | 99 | 20 | -6.0499 | 4807.1803 | 72.2955 | 20.7666 | 26.828 | 86.5486 | 65.3099 | 266.9168 | 92.3683 | 1.3263 | 360.6114 | 26.85 | 10197.2718 | 0
4808.5 | 200.3542 | 701 | 129 | 22 | -6.0514 | 4808.1803 | 57.2959 | 20.7588 | 37.5034 | 82.6758 | 54.7032 | 405.046 | 120.3586 | 1.7283 | 527.1329 | 24.85 | 17941.6505 | 0
4809.5 | 200.3958 | 851 | 97 | 24 | -6.0529 | 4809.1803 | 42.2962 | 20.751 | 47.8812 | 69.7725 | 40.6836 | 645.3311 | 90.5022 | 1.2996 | 737.1329 | 22.85 | 27583.7897 | 0
4810.5 | 200.4375 | 875 | 105 | 26 | -6.0544 | 4810.1802 | 27.2966 | 20.7432 | 57.2549 | 52.4553 | 26.7207 | 781.5579 | 97.9663 | 1.4067 | 880.931 | 20.85 | 34321.3915 | 0
4811.5 | 200.4792 | 778 | 180 | 28 | -6.0559 | 4811.1802 | 12.297 | 20.7353 | 64.1606 | 27.1936 | 13.2756 | 757.2093 | 167.9423 | 2.4115 | 927.5631 | 18.85 | 36798.709 | 0
4812.5 | 200.5208 | 836 | 148 | 29 | -6.0574 | 4812.1802 | -2.7027 | 20.7275 | 66.1391 | -6.2589 | 6.7543 | 830.1978 | 138.0859 | 1.9828 | 970.2665 | 17.85 | 38884.0127 | 0
4813.5 | 200.5625 | 804 | 156 | 31 | -6.0588 | 4813.1802 | -17.7023 | 20.7196 | 62.0821 | -37.4043 | 17.9732 | 764.7656 | 145.55 | 2.09 | 912.4056 | 15.85 | 36777.2688 | 0
4814.5 | 200.6042 | 779 | 150 | 31 | -6.0603 | 4814.1801 | -32.7019 | 20.7117 | 54.0356 | -59.3719 | 31.729 | 662.5745 | 139.9519 | 2.0096 | 804.536 | 15.85 | 32054.2493 | 0
4815.5 | 200.6458 | 824 | 108 | 32 | -6.0617 | 4815.1801 | -47.7016 | 20.7038 | 44.1761 | -74.7309 | 45.7378 | 575.1045 | 100.7654 | 1.4469 | 677.3168 | 14.85 | 26695.1351 | 0
4816.5 | 200.6875 | 767 | 90 | 32 | -6.0631 | 4816.1801 | -62.7012 | 20.6959 | 33.6233 | -86.6622 | 59.7492 | 386.4036 | 83.9711 | 1.2058 | 471.5805 | 14.85 | 17687.0672 | 0
4817.5 | 200.7292 | 629 | 104 | 29 | -6.0645 | 4817.1801 | -77.7009 | 20.688 | 22.937 | -82.9886 | 66.8142 | 247.6463 | 97.0333 | 1.3933 | 346.0729 | 17.85 | 11553.9947 | 0
4818.5 | 200.7708 | 386 | 90 | 27 | -6.0658 | 4818.18 | -92.7005 | 20.6801 | 12.4743 | -73.161 | 70.8232 | 126.7952 | 83.9711 | 1.2058 | 211.9721 | 19.85 | 5249.8637 | 6465.1939
4819.5 | 200.8125 | 148 | 8 | 23 | -6.0672 | 4819.18 | -107.7002 | 20.6721 | 2.5453 | -63.1516 | 74.6894 | 39.0797 | 7.4641 | 0.10718 | 46.651 | 23.85 | -2871.5838 | 26991.3062
4820.5 | 200.8542 | 0 | 0 | 22 | -6.0685 | 4820.18 | -122.6999 | 20.6642 | -6.5097 | -52.4181 | 78.1823 | 0 | 0 | 0 | 0 | 24.85 | -5138.6125 | 54485.8513
4821.5 | 200.8958 | 0 | 0 | 20 | -6.0699 | 4821.18 | -137.6995 | 20.6562 | -14.2759 | -40.528 | 81.0974 | 0 | 0 | 0 | 0 | 26.85 | -5591.9254 | 79340.0127
4822.5 | 200.9375 | 0 | 0 | 19 | -6.0712 | 4822.1799 | -152.6992 | 20.6483 | -20.2535 | -27.2249 | 83.2624 | 0 | 0 | 0 | 0 | 27.85 | -5820.8022 | 95572.2416
4823.5 | 200.9792 | 0 | 0 | 17 | -6.0725 | 4823.1799 | -167.6989 | 20.6403 | -23.9124 | -12.5971 | 84.546 | 0 | 0 | 0 | 0 | 29.85 | -6282.9962 | 110376.5509
4824.5 | 201.0208 | 0 | 0 | 17 | -6.0737 | 4824.1799 | 177.3014 | 20.6323 | -24.838 | 2.783 | 84.8687 | 0 | 0 | 0 | 0 | 29.85 | -6282.9962 | 112911.5239
4825.5 | 201.0625 | 0 | 0 | 16 | -6.075 | 4825.1799 | 162.3017 | 20.6243 | -22.912 | 17.9924 | 84.2107 | 0 | 0 | 0 | 0 | 30.85 | -6516.3134 | 112483.2182
4826.5 | 201.1042 | 0 | 0 | 15.4 | -6.0762 | 4826.1799 | 147.3021 | 20.6163 | -18.3745 | 32.1933 | 82.6135 | 0 | 0 | 0 | 0 | 31.45 | -6657.0142 | 99810.1736
4827.5 | 201.1458 | 0 | 0 | 15 | -6.0775 | 4827.1798 | 132.3024 | 20.6083 | -11.7026 | 44.989 | 80.1765 | 0 | 0 | 0 | 0 | 31.85 | -6751.1108 | 71480.1256
4828.5 | 201.1875 | 0 | 0 | 13 | -6.0787 | 4828.1798 | 117.3027 | 20.6002 | -3.428 | 56.436 | 77.0467 | 0 | 0 | 0 | 0 | 33.85 | -7225.1462 | 48730.1694
4829.5 | 201.2292 | 241 | 25 | 14 | -6.0799 | 4829.1798 | 102.303 | 20.5922 | 5.9773 | 66.869 | 73.4093 | 68.8133 | 23.3253 | 0.33494 | 92.4735 | 32.85 | -2938.4793 | 25546.7583
4830.5 | 201.2708 | 509 | 63 | 18 | -6.081 | 4830.1798 | 87.3033 | 20.5841 | 16.1276 | 76.7625 | 69.479 | 178.4305 | 58.7798 | 0.84404 | 238.0543 | 28.85 | 4371.9342 | 6496.7122
4831.5 | 201.3125 | 593 | 111 | 22 | -6.0822 | 4831.1798 | 72.3036 | 20.5761 | 26.6987 | 86.7056 | 65.4949 | 245.9607 | 103.5644 | 1.4871 | 351.0122 | 24.85 | 10230.2874 | 0
4832.5 | 201.3542 | 683 | 125 | 24 | -6.0834 | 4832.1797 | 57.3038 | 20.568 | 37.3729 | 82.5002 | 54.7222 | 394.4604 | 116.6266 | 1.6747 | 512.7617 | 22.85 | 17759.8048 | 0
4833.5 | 201.3958 | 739 | 142 | 26 | -6.0845 | 4833.1797 | 42.3041 | 20.5599 | 47.7423 | 69.5767 | 40.6855 | 560.383 | 132.4878 | 1.9024 | 694.7732 | 20.85 | 26170.5625 | 0
4834.5 | 201.4375 | 649 | 228 | 28 | -6.0856 | 4834.1797 | 27.3044 | 20.5518 | 57.098 | 52.2529 | 26.6984 | 579.8063 | 212.7269 | 3.0546 | 795.5878 | 18.85 | 31020.2334 | 0
4835.5 | 201.4792 | 628 | 274 | 29 | -6.0867 | 4835.1797 | 12.3047 | 20.5437 | 63.9784 | 27.0568 | 13.1989 | 611.4103 | 255.6455 | 3.6709 | 870.7267 | 17.85 | 34525.7064 | 0
4836.5 | 201.5208 | 806 | 171 | 31 | -6.0878 | 4836.1797 | -2.6951 | 20.5356 | 65.9485 | -6.2023 | 6.5751 | 800.6987 | 159.5452 | 2.291 | 962.5348 | 15.85 | 38972.1514 | 0
4837.5 | 201.5625 | 707 | 217 | 32 | -6.0888 | 4837.1797 | -17.6948 | 20.5275 | 61.915 | -37.202 | 17.9098 | 672.7399 | 202.4638 | 2.9072 | 878.1109 | 14.85 | 35486.8074 | 0
4838.5 | 201.6042 | 639 | 219 | 34 | -6.0899 | 4838.1796 | -32.6945 | 20.5193 | 53.8948 | -59.1488 | 31.7028 | 543.6519 | 204.3298 | 2.934 | 750.9157 | 12.85 | 30335.4148 | 0
4839.5 | 201.6458 | 603 | 195 | 34 | -6.0909 | 4839.1796 | -47.6943 | 20.5112 | 44.0506 | -74.5273 | 45.7323 | 420.9012 | 181.9375 | 2.6125 | 605.4512 | 12.85 | 23966.3215 | 0
4840.5 | 201.6875 | 622 | 135 | 33 | -6.0919 | 4840.1796 | -62.694 | 20.503 | 33.5033 | -86.4808 | 59.7599 | 313.2547 | 125.9567 | 1.8087 | 441.0201 | 13.85 | 16558.6282 | 0
4841.5 | 201.7292 | 484 | 119 | 31 | -6.0929 | 4841.1796 | -77.6938 | 20.4949 | 22.8158 | -83.152 | 66.9975 | 189.1336 | 111.0285 | 1.5943 | 301.7564 | 15.85 | 10040.2878 | 0
4842.5 | 201.7708 | 299 | 112 | 28 | -6.0939 | 4842.1796 | -92.6935 | 20.4867 | 12.3469 | -73.3101 | 71.0068 | 97.3114 | 104.4974 | 1.5005 | 203.3093 | 18.85 | 5087.6043 | 0
4843.5 | 201.8125 | 112 | 9 | 25 | -6.0949 | 4843.1796 | -107.6933 | 20.4785 | 2.4078 | -63.2882 | 74.8744 | 29.2248 | 8.3971 | 0.12058 | 37.7425 | 21.85 | -2817.2065 | 0
4844.5 | 201.8542 | 0 | 0 | 23 | -6.0958 | 4844.1795 | -122.693 | 20.4703 | -6.6603 | -52.5412 | 78.3695 | 0 | 0 | 0 | 0 | 23.85 | -4914.1762 | 7183.5556
4845.5 | 201.8958 | 0 | 0 | 22 | -6.0968 | 4845.1795 | -137.6928 | 20.4621 | -14.4413 | -40.633 | 81.2872 | 0 | 0 | 0 | 0 | 24.85 | -5138.6125 | 27930.0677
4846.5 | 201.9375 | 0 | 0 | 21 | -6.0977 | 4846.1795 | -152.6926 | 20.4539 | -20.4335 | -27.3035 | 83.4545 | 0 | 0 | 0 | 0 | 25.85 | -5364.5289 | 91087.664
4847.5 | 201.9792 | 0 | 0 | 19 | -6.0986 | 4847.1795 | -167.6924 | 20.4456 | -24.1033 | -12.6392 | 84.74 | 0 | 0 | 0 | 0 | 27.85 | -5820.8022 | 103285.012
4848.5 | 202.0208 | 0 | 0 | 19 | -6.0995 | 4848.1795 | 177.3079 | 20.4374 | -25.0329 | 2.7843 | 85.0637 | 0 | 0 | 0 | 0 | 27.85 | -5820.8022 | 115158.2668
4849.5 | 202.0625 | 0 | 0 | 18 | -6.1003 | 4849.1795 | 162.3081 | 20.4291 | -23.1031 | 18.0361 | 84.4056 | 0 | 0 | 0 | 0 | 28.85 | -6051.1591 | 115138.8764
4850.5 | 202.1042 | 0 | 0 | 17 | -6.1012 | 4850.1794 | 147.3083 | 20.4209 | -18.5554 | 32.2714 | 82.8077 | 0 | 0 | 0 | 0 | 29.85 | -6282.9962 | 96944.8829
4851.5 | 202.1458 | 0 | 0 | 17 | -6.102 | 4851.1794 | 132.3085 | 20.4126 | -11.8705 | 45.0917 | 80.3693 | 0 | 0 | 0 | 0 | 29.85 | -6282.9962 | 74037.6159
4852.5 | 202.1875 | 0 | 0 | 16 | -6.1028 | 4852.1794 | 117.3087 | 20.4043 | -3.5829 | 56.5562 | 77.2381 | 0 | 0 | 0 | 0 | 30.85 | -6516.3134 | 45622.2802
4853.5 | 202.2292 | 189 | 25 | 15 | -6.1036 | 4853.1794 | 102.3089 | 20.396 | 5.8334 | 67.0032 | 73.5996 | 53.3638 | 23.3253 | 0.33494 | 77.0241 | 31.85 | -3378.6478 | 27874.0639
4854.5 | 202.2708 | 449 | 68 | 19 | -6.1044 | 4854.1794 | 87.3091 | 20.3877 | 15.9918 | 76.9102 | 69.6688 | 156.0034 | 63.4449 | 0.91103 | 220.3593 | 27.85 | 3827.5222 | 10874.3116
4855.5 | 202.3125 | 604 | 102 | 21.7 | -6.1052 | 4855.1794 | 72.3093 | 20.3794 | 26.5669 | 86.869 | 65.6853 | 248.6962 | 95.1673 | 1.3665 | 345.23 | 25.15 | 9909.4998 | 0
4856.5 | 202.3542 | 730 | 109 | 24 | -6.1059 | 4856.1794 | 57.3095 | 20.3711 | 37.2398 | 82.3177 | 54.7399 | 421.4209 | 101.6984 | 1.4603 | 524.5796 | 22.85 | 18277.2479 | 0
4857.5 | 202.3958 | 662 | 178 | 27 | -6.1067 | 4857.1794 | 42.3097 | 20.3627 | 47.6004 | 69.3733 | 40.6859 | 501.9912 | 166.0763 | 2.3847 | 670.4522 | 19.85 | 25324.1968 | 0
4858.5 | 202.4375 | 738 | 182 | 29 | -6.1074 | 4858.1793 | 27.3098 | 20.3544 | 56.9371 | 52.0423 | 26.6743 | 659.4569 | 169.8083 | 2.4383 | 831.7035 | 17.85 | 32817.0981 | 0
4859.5 | 202.4792 | 724 | 212 | 30 | -6.1081 | 4859.1793 | 12.31 | 20.346 | 63.7912 | 26.9123 | 13.12 | 705.1012 | 197.7987 | 2.8403 | 905.7402 | 16.85 | 36272.8317 | 0
4860.5 | 202.5208 | 667 | 255 | 32 | -6.1088 | 4860.1793 | -2.6898 | 20.3377 | 65.7516 | -6.1507 | 6.3919 | 662.8537 | 237.9182 | 3.4164 | 904.1882 | 14.85 | 36628.5906 | 0
4861.5 | 202.5625 | 774 | 172 | 34 | -6.1095 | 4861.1793 | -17.6896 | 20.3293 | 61.7411 | -37.0001 | 17.8487 | 736.7469 | 160.4782 | 2.3044 | 899.5295 | 12.85 | 36842.3974 | 0
4862.5 | 202.6042 | 712 | 200 | 33 | -6.1101 | 4862.1793 | -32.6895 | 20.3209 | 53.7476 | -58.9232 | 31.6792 | 605.9131 | 186.6025 | 2.6795 | 795.1951 | 13.85 | 32066.0147 | 0
4863.5 | 202.6458 | 517 | 236 | 31 | -6.1107 | 4863.1793 | -47.6893 | 20.3125 | 43.9189 | -74.3204 | 45.7296 | 360.8895 | 220.191 | 3.1618 | 584.2423 | 15.85 | 22408.7964 | 0
4864.5 | 202.6875 | 509 | 169 | 29 | -6.1114 | 4864.1793 | -62.6892 | 20.3041 | 33.3774 | -86.2962 | 59.7737 | 256.2393 | 157.6791 | 2.2642 | 416.1826 | 17.85 | 14623.714 | 0
4865.5 | 202.7292 | 338 | 143 | 24 | -6.112 | 4865.1793 | -77.689 | 20.2957 | 22.6887 | -83.3184 | 67.1872 | 131.0499 | 133.4208 | 1.9158 | 266.3865 | 22.85 | 6972.3857 | 0
4866.5 | 202.7708 | 276 | 92 | 21 | -6.1126 | 4866.1793 | -92.6889 | 20.2872 | 12.2136 | -73.4621 | 71.1969 | 88.9596 | 85.8372 | 1.2326 | 176.0293 | 25.85 | 2342.8301 | 0
4867.5 | 202.8125 | 101 | 7 | 18 | -6.1131 | 4867.1792 | -107.6887 | 20.2788 | 2.2643 | -63.4273 | 75.0659 | 26.0285 | 6.5311 | 0.093782 | 32.6534 | 28.85 | -4621.4462 | 4461.9742
4868.5 | 202.8542 | 0 | 0 | 18 | -6.1137 | 4868.1792 | -122.6886 | 20.2703 | -6.817 | -52.6663 | 78.5631 | 0 | 0 | 0 | 0 | 28.85 | -6051.1591 | 4394.7199
4869.5 | 202.8958 | 0 | 0 | 18 | -6.1142 | 4869.1792 | -137.6884 | 20.2619 | -14.6131 | -40.7392 | 81.4833 | 0 | 0 | 0 | 0 | 28.85 | -6051.1591 | 15507.6874
4870.5 | 202.9375 | 0 | 0 | 17 | -6.1147 | 4870.1792 | -152.6883 | 20.2534 | -20.6199 | -27.3823 | 83.6529 | 0 | 0 | 0 | 0 | 29.85 | -6282.9962 | 44342.205
4871.5 | 202.9792 | 0 | 0 | 16 | -6.1152 | 4871.1792 | -167.6882 | 20.2449 | -24.3005 | -12.6801 | 84.9401 | 0 | 0 | 0 | 0 | 30.85 | -6516.3134 | 79101.4507
4872.5 | 203.0208 | 0 | 0 | 16 | -6.1157 | 4872.1792 | 177.3119 | 20.2364 | -25.2339 | 2.7883 | 85.2647 | 0 | 0 | 0 | 0 | 30.85 | -6516.3134 | 109454.7241
4873.5 | 203.0625 | 0 | 0 | 16 | -6.1162 | 4873.1792 | 162.3121 | 20.2279 | -23.2995 | 18.0838 | 84.6065 | 0 | 0 | 0 | 0 | 30.85 | -6516.3134 | 110062.7618
4874.5 | 203.1042 | 0 | 0 | 16 | -6.1167 | 4874.1792 | 147.3122 | 20.2194 | -18.7409 | 32.3544 | 83.0075 | 0 | 0 | 0 | 0 | 30.85 | -6516.3134 | 98895.5062
4875.5 | 203.1458 | 0 | 0 | 16 | -6.1171 | 4875.1792 | 132.3123 | 20.2109 | -12.0422 | 45.1999 | 80.5676 | 0 | 0 | 0 | 0 | 30.85 | -6516.3134 | 81161.6462
4876.5 | 203.1875 | 0 | 0 | 16 | -6.1175 | 4876.1792 | 117.3124 | 20.2024 | -3.7411 | 56.6821 | 77.4348 | 0 | 0 | 0 | 0 | 30.85 | -6516.3134 | 52011.2679
4877.5 | 203.2292 | 0 | 7 | 16 | -6.1179 | 4877.1792 | 102.3125 | 20.1938 | 5.6868 | 67.1432 | 73.7951 | 0 | 6.5311 | 0.093782 | 6.6249 | 30.85 | -6226.2466 | 24588.5074
4878.5 | 203.2708 | 0 | 36 | 17 | -6.1183 | 4878.1792 | 87.3126 | 20.1853 | 15.8535 | 77.064 | 69.8638 | 0 | 33.5885 | 0.48231 | 34.0708 | 29.85 | -4791.224 | 10892.0966
4879.5 | 203.3125 | 0 | 101 | 17 | -6.1187 | 4879.1792 | 72.3127 | 20.1767 | 26.4326 | 87.0387 | 65.8808 | 0 | 94.2343 | 1.3531 | 95.5874 | 29.85 | -2097.7466 | 0
4880.5 | 203.3542 | 444 | 224 | 18 | -6.119 | 4880.1791 | 57.3128 | 20.1681 | 37.104 | 82.1283 | 54.7563 | 256.2128 | 208.9948 | 3.001 | 468.2087 | 28.85 | 14449.1348 | 0
4881.5 | 203.3958 | 650 | 182 | 21 | -6.1194 | 4881.1791 | 42.3128 | 20.1595 | 47.4554 | 69.1624 | 40.6847 | 492.9004 | 169.8083 | 2.4383 | 665.1471 | 25.85 | 23758.616 | 0
4882.5 | 203.4375 | 661 | 219 | 23 | -6.1197 | 4882.1791 | 27.3129 | 20.1509 | 56.7724 | 51.8238 | 26.6485 | 590.7853 | 204.3298 | 2.934 | 798.0491 | 23.85 | 30028.0198 | 0
4883.5 | 203.4792 | 652 | 254 | 26 | -6.12 | 4883.1791 | 12.313 | 20.1423 | 63.5989 | 26.7604 | 13.0391 | 635.1889 | 236.9852 | 3.403 | 875.5771 | 20.85 | 34086.9756 | 0
4884.5 | 203.5208 | 745 | 203 | 28 | -6.1203 | 4884.1791 | -2.6869 | 20.1337 | 65.5486 | -6.104 | 6.2052 | 740.6352 | 189.4016 | 2.7197 | 932.7565 | 18.85 | 37026.0972 | 0
4885.5 | 203.5625 | 761 | 184 | 29 | -6.1206 | 4885.1791 | -17.6869 | 20.1251 | 61.5606 | -36.7989 | 17.7899 | 724.6113 | 171.6743 | 2.4651 | 898.7508 | 17.85 | 35752.7306 | 0
4886.5 | 203.6042 | 669 | 210 | 29 | -6.1208 | 4886.1791 | -32.6868 | 20.1164 | 53.5939 | -58.6955 | 31.6584 | 569.4475 | 195.9327 | 2.8135 | 768.1936 | 17.85 | 30036.345 | 0
4887.5 | 203.6458 | 689 | 159 | 28 | -6.1211 | 4887.1791 | -47.6867 | 20.1078 | 43.7811 | -74.1104 | 45.7299 | 480.9507 | 148.349 | 2.1302 | 631.4299 | 18.85 | 23832.6574 | 0
4888.5 | 203.6875 | 686 | 111 | 27 | -6.1213 | 4888.1791 | -62.6867 | 20.0991 | 33.2456 | -86.1083 | 59.7906 | 345.1686 | 103.5644 | 1.4871 | 450.2201 | 19.85 | 15681.4381 | 0
4889.5 | 203.7292 | 505 | 115 | 26 | -6.1215 | 4889.1791 | -77.6866 | 20.0905 | 22.5559 | -83.4879 | 67.3834 | 194.2045 | 107.2965 | 1.5407 | 303.0416 | 20.85 | 9018.7835 | 0
4890.5 | 203.7708 | 385 | 86 | 23 | -6.1217 | 4890.1791 | -92.6866 | 20.0818 | 12.0745 | -73.6168 | 71.3934 | 122.8415 | 80.2391 | 1.1522 | 204.2327 | 23.85 | 4028.056 | 10333.0704
4891.5 | 203.8125 | 136 | 6 | 20 | -6.1218 | 4891.1791 | -107.6865 | 20.0731 | 2.1149 | -63.5688 | 75.2638 | 34.5942 | 5.5981 | 0.080385 | 40.2727 | 26.85 | -3828.6048 | 28166.1157
4892.5 | 203.8542 | 0 | 0 | 18 | -6.122 | 4892.1791 | -122.6865 | 20.0644 | -6.9799 | -52.7933 | 78.7631 | 0 | 0 | 0 | 0 | 28.85 | -6051.1591 | 51845.13
4893.5 | 203.8958 | 0 | 0 | 17 | -6.1221 | 4893.1791 | -137.6865 | 20.0557 | -14.7912 | -40.8468 | 81.6857 | 0 | 0 | 0 | 0 | 29.85 | -6282.9962 | 82528.4016
4894.5 | 203.9375 | 0 | 0 | 16 | -6.1222 | 4894.1791 | -152.6864 | 20.047 | -20.8127 | -27.4613 | 83.8576 | 0 | 0 | 0 | 0 | 30.85 | -6516.3134 | 108227.303
4895.5 | 203.9792 | 0 | 0 | 16 | -6.1223 | 4895.1791 | -167.6864 | 20.0382 | -24.504 | -12.7198 | 85.1464 | 0 | 0 | 0 | 0 | 30.85 | -6516.3134 | 124530.4661
4896.5 | 204.0208 | 0 | 0 | 15 | -6.1224 | 4896.1791 | 177.3136 | 20.0295 | -25.4408 | 2.795 | 85.4716 | 0 | 0 | 0 | 0 | 31.85 | -6751.1108 | 124165.3111
4897.5 | 204.0625 | 0 | 0 | 15 | -6.1225 | 4897.1791 | 162.3136 | 20.0207 | -23.5012 | 18.1355 | 84.8131 | 0 | 0 | 0 | 0 | 31.85 | -6751.1108 | 112860.2146
4898.5 | 204.1042 | 0 | 0 | 15 | -6.1226 | 4898.1791 | 147.3136 | 20.012 | -18.931 | 32.4423 | 83.213 | 0 | 0 | 0 | 0 | 31.85 | -6751.1108 | 84870.9617
4899.5 | 204.1458 | 0 | 0 | 14 | -6.1226 | 4899.1791 | 132.3136 | 20.0032 | -12.2178 | 45.3134 | 80.7714 | 0 | 0 | 0 | 0 | 32.85 | -6987.3884 | 75687.1123
4900.5 | 204.1875 | 0 | 0 | 14 | -6.1226 | 4900.1791 | 117.3137 | 19.9944 | -3.9024 | 56.8136 | 77.6368 | 0 | 0 | 0 | 0 | 32.85 | -6987.3884 | 51562.0623
4901.5 | 204.2292 | 125 | 22 | 14 | -6.1226 | 4901.1791 | 102.3137 | 19.9856 | 5.5374 | 67.2889 | 73.9957 | 34.4637 | 20.5263 | 0.29474 | 55.2847 | 32.85 | -4566.7747 | 28159.0034
4902.5 | 204.2708 | 336 | 83 | 16.1 | -6.1226 | 4902.1791 | 87.3136 | 19.9768 | 15.7126 | 77.2237 | 70.0639 | 114.5664 | 77.4401 | 1.112 | 193.1185 | 30.75 | 1962.6843 | 8793.1216
4903.5 | 204.3125 | 506 | 127 | 18 | -6.1226 | 4903.1791 | 72.3136 | 19.968 | 26.2959 | 87.2148 | 66.0814 | 205.1515 | 118.4926 | 1.7015 | 325.3456 | 28.85 | 8193.9404 | 0
4904.5 | 204.3542 | 677 | 127 | 19 | -6.1225 | 4904.1791 | 57.3136 | 19.9592 | 36.9657 | 81.932 | 54.7713 | 390.5219 | 118.4926 | 1.7015 | 510.716 | 27.85 | 16540.6525 | 0
4905.5 | 204.3958 | 668 | 170 | 22 | -6.1225 | 4905.1791 | 42.3136 | 19.9503 | 47.3075 | 68.944 | 40.682 | 506.5703 | 158.6122 | 2.2776 | 667.46 | 24.85 | 24085.8048 | 0
4906.5 | 204.4375 | 589 | 257 | 24 | -6.1224 | 4906.1791 | 27.3136 | 19.9415 | 56.6039 | 51.5974 | 26.6211 | 526.5596 | 239.7843 | 3.4431 | 769.7871 | 22.85 | 29013.5365 | 0
4907.5 | 204.4792 | 622 | 276 | 25 | -6.1223 | 4907.1791 | 12.3136 | 19.9326 | 63.4016 | 26.6013 | 12.9565 | 606.1642 | 257.5115 | 3.6977 | 867.3734 | 21.85 | 33507.7847 | 0
4908.5 | 204.5208 | 631 | 272 | 25 | -6.1222 | 4908.1791 | -2.6865 | 19.9238 | 65.3394 | -6.0623 | 6.0151 | 627.5259 | 253.7795 | 3.6441 | 884.9495 | 21.85 | 34277.3442 | 0
4909.5 | 204.5625 | 719 | 203 | 26 | -6.122 | 4909.1791 | -17.6865 | 19.9149 | 61.3735 | -36.5986 | 17.7339 | 684.8341 | 189.4016 | 2.7197 | 876.9553 | 20.85 | 34147.3204 | 0
4910.5 | 204.6042 | 736 | 177 | 25 | -6.1219 | 4910.1791 | -32.6865 | 19.906 | 53.4338 | -58.4659 | 31.6406 | 626.5976 | 165.1432 | 2.3714 | 794.1122 | 21.85 | 30300.0753 | 0
4911.5 | 204.6458 | 591 | 201 | 24 | -6.1217 | 4911.1791 | -47.6866 | 19.8971 | 43.6372 | -73.8976 | 45.7333 | 412.5175 | 187.5356 | 2.6929 | 602.746 | 22.85 | 21699.7237 | 0
4912.5 | 204.6875 | 661 | 119 | 24 | -6.1215 | 4912.1791 | -62.6866 | 19.8882 | 33.1079 | -85.9174 | 59.8109 | 332.3879 | 111.0285 | 1.5943 | 445.0107 | 22.85 | 14793.3597 | 0
4913.5 | 204.7292 | 472 | 121 | 22 | -6.1213 | 4913.1791 | -77.6867 | 19.8793 | 22.4173 | -83.6602 | 67.5859 | 179.9725 | 112.8945 | 1.6211 | 294.4881 | 24.85 | 7755.4088 | 0
4914.5 | 204.7708 | 255 | 103 | 19 | -6.1211 | 4914.1791 | -92.6867 | 19.8704 | 11.9296 | -73.7741 | 71.5963 | 80.5063 | 96.1003 | 1.3799 | 177.9865 | 27.85 | 1972.2526 | 8937.4033
4915.5 | 204.8125 | 87 | 6 | 17 | -6.1209 | 4915.1791 | -107.6868 | 19.8614 | 1.9596 | -63.7127 | 75.468 | 21.8301 | 5.5981 | 0.080385 | 27.5085 | 29.85 | -5078.5483 | 27608.2176
4916.5 | 204.8542 | 0 | 0 | 17 | -6.1206 | 4916.1791 | -122.6868 | 19.8525 | -7.1488 | -52.9223 | 78.9695 | 0 | 0 | 0 | 0 | 29.85 | -6282.9962 | 57985.8278
4917.5 | 204.8958 | 0 | 0 | 16 | -6.1203 | 4917.1791 | -137.6869 | 19.8435 | -14.9755 | -40.9555 | 81.8944 | 0 | 0 | 0 | 0 | 30.85 | -6516.3134 | 82596.9729
4918.5 | 204.9375 | 0 | 0 | 16 | -6.1201 | 4918.1791 | -152.687 | 19.8346 | -21.0118 | -27.5405 | 84.0684 | 0 | 0 | 0 | 0 | 30.85 | -6516.3134 | 97930.1953
4919.5 | 204.9792 | 0 | 0 | 16 | -6.1198 | 4919.1791 | -167.6871 | 19.8256 | -24.7138 | -12.7583 | 85.3587 | 0 | 0 | 0 | 0 | 30.85 | -6516.3134 | 114822.789
4920.5 | 205.0208 | 0 | 0 | 15 | -6.1194 | 4920.1791 | 177.3129 | 19.8166 | -25.6535 | 2.8045 | 85.6845 | 0 | 0 | 0 | 0 | 31.85 | -6751.1108 | 108291.8152
4921.5 | 205.0625 | 0 | 0 | 14 | -6.1191 | 4921.1791 | 162.3128 | 19.8076 | -23.7081 | 18.1914 | 85.0255 | 0 | 0 | 0 | 0 | 32.85 | -6987.3884 | 111666.1502
4922.5 | 205.1042 | 0 | 0 | 14 | -6.1188 | 4922.1792 | 147.3127 | 19.7986 | -19.1254 | 32.5351 | 83.424 | 0 | 0 | 0 | 0 | 32.85 | -6987.3884 | 94091.4028
4923.5 | 205.1458 | 0 | 0 | 15 | -6.1184 | 4923.1792 | 132.3126 | 19.7896 | -12.3971 | 45.4324 | 80.9805 | 0 | 0 | 0 | 0 | 31.85 | -6751.1108 | 81549.9182
4924.5 | 205.1875 | 0 | 0 | 15 | -6.118 | 4924.1792 | 117.3125 | 19.7805 | -4.0669 | 56.9507 | 77.844 | 0 | 0 | 0 | 0 | 31.85 | -6751.1108 | 52653.9494
4925.5 | 205.2292 | 0 | 17 | 16 | -6.1176 | 4925.1792 | 102.3124 | 19.7715 | 5.3854 | 67.4404 | 74.2014 | 0 | 15.8612 | 0.22776 | 16.089 | 30.85 | -5811.8655 | 28523.3075
4926.5 | 205.2708 | 0 | 48 | 17 | -6.1172 | 4926.1792 | 87.3123 | 19.7625 | 15.5694 | 77.3893 | 70.2691 | 0 | 44.7846 | 0.64308 | 45.4277 | 29.85 | -4293.9667 | 12944.3722
4927.5 | 205.3125 | 0 | 139 | 17 | -6.1167 | 4927.1792 | 72.3122 | 19.7534 | 26.1569 | 87.3971 | 66.2872 | 0 | 129.6888 | 1.8622 | 131.551 | 29.85 | -523.0982 | 0
4928.5 | 205.3542 | 6 | 195 | 18 | -6.1163 | 4928.1792 | 57.3121 | 19.7443 | 36.8249 | 81.7291 | 54.785 | 3.4599 | 181.9375 | 2.6125 | 188.0099 | 28.85 | 2180.7624 | 0
4929.5 | 205.3958 | 65 | 293 | 19 | -6.1158 | 4929.1792 | 42.3119 | 19.7352 | 47.1565 | 68.7183 | 40.6779 | 49.2951 | 273.3727 | 3.9255 | 326.5933 | 27.85 | 8478.9268 | 0
4930.5 | 205.4375 | 530 | 296 | 21 | -6.1153 | 4930.1792 | 27.3118 | 19.7262 | 56.4316 | 51.3633 | 26.5922 | 473.9339 | 276.1718 | 3.9656 | 754.0713 | 25.85 | 27652.1218 | 0
4931.5 | 205.4792 | 574 | 284 | 23 | -6.1148 | 4931.1792 | 12.3117 | 19.7171 | 63.1993 | 26.4351 | 12.8724 | 559.5747 | 264.9756 | 3.8049 | 828.3551 | 23.85 | 31354.9564 | 0
4932.5 | 205.5208 | 655 | 263 | 25 | -6.1143 | 4932.1792 | -2.6884 | 19.7079 | 65.1241 | -6.0256 | 5.8221 | 651.6213 | 245.3823 | 3.5235 | 900.5271 | 21.85 | 34959.4037 | 0
4933.5 | 205.5625 | 755 | 186 | 26 | -6.1137 | 4933.1792 | -17.6886 | 19.6988 | 61.1798 | -36.3994 | 17.6809 | 719.3359 | 173.5404 | 2.4919 | 895.3682 | 20.85 | 34953.5173 | 0
4934.5 | 205.6042 | 663 | 211 | 27 | -6.1132 | 4934.1792 | -32.6887 | 19.6897 | 53.2673 | -58.2346 | 31.6259 | 564.5381 | 196.8657 | 2.8269 | 764.2306 | 19.85 | 29430.2389 | 0
4935.5 | 205.6458 | 622 | 181 | 27 | -6.1126 | 4935.1793 | -47.6888 | 19.6806 | 43.4872 | -73.682 | 45.7399 | 434.1044 | 168.8753 | 2.4249 | 605.4046 | 19.85 | 22476.119 | 0
4936.5 | 205.6875 | 510 | 166 | 26 | -6.112 | 4936.1793 | -62.689 | 19.6714 | 32.9644 | -85.7236 | 59.8344 | 256.2754 | 154.8801 | 2.224 | 413.3795 | 20.85 | 13849.876 | 0
4937.5 | 205.7292 | 486 | 118 | 25 | -6.1114 | 4937.1793 | -77.6891 | 19.6622 | 22.2728 | -83.8354 | 67.7948 | 183.6716 | 110.0955 | 1.5809 | 295.348 | 21.85 | 8461.9253 | 0
4938.5 | 205.7708 | 316 | 94 | 23 | -6.1108 | 4938.1793 | -92.6893 | 19.6531 | 11.7789 | -73.9341 | 71.8055 | 98.6692 | 87.7032 | 1.2594 | 187.6318 | 23.85 | 3301.1911 | 11819.1645
4939.5 | 205.8125 | 104 | 5 | 21 | -6.1101 | 4939.1793 | -107.6895 | 19.6439 | 1.7984 | -63.8589 | 75.6786 | 25.7256 | 4.6651 | 0.066987 | 30.4577 | 25.85 | -4030.9547 | 29082.9135
4940.5 | 205.8542 | 0 | 0 | 21 | -6.1095 | 4940.1793 | -122.6896 | 19.6347 | -7.3237 | -53.0531 | 79.182 | 0 | 0 | 0 | 0 | 25.85 | -5364.5289 | 52730.6916
4941.5 | 205.8958 | 0 | 0 | 19 | -6.1088 | 4941.1793 | -137.6898 | 19.6255 | -15.166 | -41.0653 | 82.1093 | 0 | 0 | 0 | 0 | 27.85 | -5820.8022 | 78606.2325
4942.5 | 205.9375 | 0 | 0 | 19 | -6.1081 | 4942.1793 | -152.69 | 19.6163 | -21.2172 | -27.6198 | 84.2854 | 0 | 0 | 0 | 0 | 27.85 | -5820.8022 | 108632.8695
4943.5 | 205.9792 | 0 | 0 | 18 | -6.1074 | 4943.1793 | -167.6902 | 19.6071 | -24.9297 | -12.7955 | 85.577 | 0 | 0 | 0 | 0 | 28.85 | -6051.1591 | 120624.4274
4944.5 | 206.0208 | 0 | 0 | 18 | -6.1067 | 4944.1794 | 177.3097 | 19.5978 | -25.872 | 2.8169 | 85.9032 | 0 | 0 | 0 | 0 | 28.85 | -6051.1591 | 112258.052
4945.5 | 206.0625 | 0 | 0 | 17 | -6.1059 | 4945.1794 | 162.3095 | 19.5886 | -23.9201 | 18.2514 | 85.2435 | 0 | 0 | 0 | 0 | 29.85 | -6282.9962 | 120299.5815
4946.5 | 206.1042 | 0 | 0 | 17 | -6.1051 | 4946.1794 | 147.3093 | 19.5793 | -19.3243 | 32.633 | 83.6404 | 0 | 0 | 0 | 0 | 29.85 | -6282.9962 | 101224.1263
4947.5 | 206.1458 | 0 | 0 | 18 | -6.1044 | 4947.1794 | 132.3091 | 19.5701 | -12.58 | 45.5567 | 81.1948 | 0 | 0 | 0 | 0 | 28.85 | -6051.1591 | 78461.592
4948.5 | 206.1875 | 0 | 0 | 18 | -6.1036 | 4948.1794 | 117.3089 | 19.5608 | -4.2344 | 57.0933 | 78.0563 | 0 | 0 | 0 | 0 | 28.85 | -6051.1591 | 54380.5264
4949.5 | 206.2292 | 0 | 14 | 18 | -6.1027 | 4949.1794 | 102.3087 | 19.5515 | 5.2308 | 67.5975 | 74.4122 | 0 | 13.0622 | 0.18756 | 13.2497 | 28.85 | -5471.0255 | 32032.9609
4950.5 | 206.2708 | 0 | 52 | 19 | -6.1019 | 4950.1794 | 87.3085 | 19.5422 | 15.4239 | 77.5609 | 70.4792 | 0 | 48.5167 | 0.69667 | 49.2133 | 27.85 | -3666.0202 | 14861.9566
4951.5 | 206.3125 | 11 | 163 | 20 | -6.1011 | 4951.1794 | 72.3083 | 19.5329 | 26.0156 | 87.5855 | 66.4979 | 4.3866 | 152.0811 | 2.1838 | 158.6515 | 26.85 | 1354.5528 | 0
4952.5 | 206.3542 | 6 | 158 | 21 | -6.1002 | 4952.1795 | 57.308 | 19.5236 | 36.6816 | 81.5196 | 54.7974 | 3.4588 | 147.416 | 2.1168 | 152.9916 | 25.85 | 1334.136 | 0
4953.5 | 206.3958 | 12 | 228 | 22 | -6.0993 | 4953.1795 | 42.3078 | 19.5143 | 47.0026 | 68.4854 | 40.6724 | 9.1014 | 212.7269 | 3.0546 | 224.8829 | 24.85 | 4707.7776 | 0
4954.5 | 206.4375 | 83 | 365 | 23 | -6.0984 | 4954.1795 | 27.3076 | 19.505 | 56.2554 | 51.1218 | 26.562 | 74.2395 | 340.5496 | 4.8901 | 419.6792 | 23.85 | 13461.2746 | 0
4955.5 | 206.4792 | 275 | 404 | 25 | -6.0975 | 4955.1795 | 12.3074 | 19.4956 | 62.9922 | 26.2622 | 12.787 | 268.1799 | 376.9371 | 5.4126 | 650.5296 | 21.85 | 24013.3829 | 0
4956.5 | 206.5208 | 571 | 304 | 26 | -6.0966 | 4956.1795 | -2.6929 | 19.4863 | 64.9028 | -5.9938 | 5.6267 | 568.2488 | 283.6359 | 4.0728 | 855.9575 | 20.85 | 33227.9392 | 0
4957.5 | 206.5625 | 659 | 240 | 27 | -6.0956 | 4957.1795 | -17.6931 | 19.4769 | 60.9795 | -36.2016 | 17.6312 | 628.0441 | 223.923 | 3.2154 | 855.1826 | 19.85 | 33412.5255 | 0
4958.5 | 206.6042 | 718 | 181 | 26 | -6.0946 | 4958.1796 | -32.6933 | 19.4675 | 53.0943 | -58.0018 | 31.6144 | 611.4456 | 168.8753 | 2.4249 | 782.7459 | 20.85 | 30022.4033 | 0
4959.5 | 206.6458 | 776 | 125 | 26 | -6.0936 | 4959.1796 | -47.6936 | 19.4582 | 43.331 | -73.4639 | 45.7497 | 541.4881 | 116.6266 | 1.6747 | 659.7893 | 20.85 | 24638.8109 | 0
4960.5 | 206.6875 | 699 | 117 | 25.2 | -6.0926 | 4960.1796 | -62.6938 | 19.4488 | 32.8149 | -85.527 | 59.8613 | 350.9641 | 109.1625 | 1.5675 | 461.6941 | 21.65 | 15789.4258 | 0
4961.5 | 206.7292 | 380 | 143 | 24 | -6.0916 | 4961.1796 | -77.6941 | 19.4394 | 22.1226 | -84.0134 | 68.0099 | 142.2895 | 133.4208 | 1.9158 | 277.6261 | 22.85 | 7464.5059 | 0
4962.5 | 206.7708 | 335 | 94 | 22.1 | -6.0906 | 4962.1796 | -92.6944 | 19.43 | 11.6224 | -74.0966 | 72.0209 | 103.4043 | 87.7032 | 1.2594 | 192.3669 | 24.75 | 3306.5902 | 9334.8747
4963.5 | 206.8125 | 107 | 5 | 19.4 | -6.0895 | 4963.1796 | -107.6946 | 19.4205 | 1.6313 | -64.0073 | 75.8953 | 26.0753 | 4.6651 | 0.066987 | 30.8073 | 27.45 | -4380.1909 | 27656.0947
4964.5 | 206.8542 | 0 | 0 | 18 | -6.0884 | 4964.1797 | -122.6949 | 19.4111 | -7.5047 | -53.1856 | 79.4008 | 0 | 0 | 0 | 0 | 28.85 | -6051.1591 | 56073.2581
4965.5 | 206.8958 | 0 | 0 | 17 | -6.0874 | 4965.1797 | -137.6952 | 19.4017 | -15.3627 | -41.1763 | 82.3303 | 0 | 0 | 0 | 0 | 29.85 | -6282.9962 | 80561.1356
4966.5 | 206.9375 | 0 | 0 | 16 | -6.0862 | 4966.1797 | -152.6954 | 19.3922 | -21.4288 | -27.6991 | 84.5084 | 0 | 0 | 0 | 0 | 30.85 | -6516.3134 | 107333.4639
4967.5 | 206.9792 | 0 | 0 | 15 | -6.0851 | 4967.1797 | -167.6957 | 19.3827 | -25.1517 | -12.8313 | 85.8013 | 0 | 0 | 0 | 0 | 31.85 | -6751.1108 | 112324.3966
4968.5 | 207.0208 | 0 | 0 | 14 | -6.084 | 4968.1797 | 177.304 | 19.3733 | -26.0962 | 2.8322 | 86.1277 | 0 | 0 | 0 | 0 | 32.85 | -6987.3884 | 121904.5274
4969.5 | 207.0625 | 0 | 0 | 14 | -6.0828 | 4969.1798 | 162.3037 | 19.3638 | -24.1372 | 18.3157 | 85.4671 | 0 | 0 | 0 | 0 | 32.85 | -6987.3884 | 112971.645
4970.5 | 207.1042 | 0 | 0 | 13 | -6.0816 | 4970.1798 | 147.3034 | 19.3543 | -19.5274 | 32.7358 | 83.8623 | 0 | 0 | 0 | 0 | 33.85 | -7225.1462 | 100285.7518
4971.5 | 207.1458 | 0 | 0 | 12 | -6.0804 | 4971.1798 | 132.3031 | 19.3448 | -12.7664 | 45.6864 | 81.4144 | 0 | 0 | 0 | 0 | 34.85 | -7464.3841 | 76546.6043
4972.5 | 207.1875 | 0 | 0 | 8 | -6.0792 | 4972.1798 | 117.3028 | 19.3353 | -4.4048 | 57.2416 | 78.2737 | 0 | 0 | 0 | 0 | 38.85 | -8436.1375 | 50733.0522
4973.5 | 207.2292 | 246 | 18 | 9 | -6.078 | 4973.1798 | 102.3025 | 19.3258 | 5.0736 | 67.7604 | 74.6279 | 65.2112 | 16.7942 | 0.24115 | 82.2466 | 37.85 | -4589.8529 | 27664.7016
4974.5 | 207.2708 | 562 | 48 | 14 | -6.0767 | 4974.1799 | 87.3022 | 19.3162 | 15.276 | 77.7382 | 70.6943 | 185.8018 | 44.7846 | 0.64308 | 231.2295 | 32.85 | 3136.8828 | 10298.5588
4975.5 | 207.3125 | 608 | 104 | 17 | -6.0755 | 4975.1799 | 72.3019 | 19.3067 | 25.8721 | 87.7801 | 66.7136 | 240.3593 | 97.0333 | 1.3933 | 338.786 | 29.85 | 8550.5855 | 0
4976.5 | 207.3542 | 636 | 133 | 19 | -6.0742 | 4976.1799 | 57.3016 | 19.2971 | 36.5359 | 81.3034 | 54.8085 | 366.5342 | 124.0907 | 1.7819 | 492.4067 | 27.85 | 15738.9902 | 0
4977.5 | 207.3958 | 720 | 157 | 21 | -6.0729 | 4977.1799 | 42.3012 | 19.2876 | 46.8458 | 68.2455 | 40.6654 | 546.1399 | 146.483 | 2.1034 | 694.7262 | 25.85 | 25053.7264 | 0
4978.5 | 207.4375 | 815 | 141 | 23 | -6.0716 | 4978.1799 | 27.3009 | 19.278 | 56.0755 | 50.873 | 26.5304 | 729.1784 | 131.5548 | 1.889 | 862.6222 | 23.85 | 32855.3224 | 0
4979.5 | 207.4792 | 862 | 137 | 24 | -6.0703 | 4979.18 | 12.3006 | 19.2684 | 62.7801 | 26.0826 | 12.7006 | 840.9088 | 127.8227 | 1.8355 | 970.567 | 22.85 | 37804.5881 | 0
4980.5 | 207.5208 | 794 | 177 | 26 | -6.0689 | 4980.18 | -2.6998 | 19.2588 | 64.6755 | -5.967 | 5.4294 | 790.4378 | 165.1432 | 2.3714 | 957.9524 | 20.85 | 37693.7354 | 0
4981.5 | 207.5625 | 671 | 243 | 28 | -6.0675 | 4981.18 | -17.7001 | 19.2492 | 60.7727 | -36.0053 | 17.585 | 639.644 | 226.7221 | 3.2556 | 869.6216 | 18.85 | 34261.7679 | 0
4982.5 | 207.6042 | 469 | 297 | 27 | -6.0661 | 4982.18 | -32.7005 | 19.2396 | 52.915 | -57.7678 | 31.6063 | 399.4331 | 277.1048 | 3.979 | 680.5169 | 19.85 | 25764.8738 | 0
4983.5 | 207.6458 | 659 | 166 | 27 | -6.0647 | 4983.1801 | -47.7008 | 19.23 | 43.1688 | -73.2434 | 45.7629 | 459.7372 | 154.8801 | 2.224 | 616.8413 | 19.85 | 22976.8682 | 0
4984.5 | 207.6875 | 700 | 104 | 27 | -6.0633 | 4984.1801 | -62.7012 | 19.2204 | 32.6596 | -85.3278 | 59.8917 | 351.1453 | 97.0333 | 1.3933 | 449.5719 | 19.85 | 15653.0573 | 0
4985.5 | 207.7292 | 521 | 110 | 25 | -6.0619 | 4985.1801 | -77.7015 | 19.2107 | 21.9667 | -84.1939 | 68.2313 | 193.2185 | 102.6314 | 1.4737 | 297.3236 | 21.85 | 8548.4264 | 0
4986.5 | 207.7708 | 270 | 96 | 23 | -6.0604 | 4986.1801 | -92.7019 | 19.2011 | 11.4602 | -74.2616 | 72.2426 | 82.3466 | 89.5692 | 1.2862 | 173.202 | 23.85 | 2669.3897 | 1959.869
4987.5 | 207.8125 | 83 | 4 | 20 | -6.059 | 4987.1802 | -107.7023 | 19.1914 | 1.4584 | -64.1578 | 76.1183 | 19.9132 | 3.7321 | 0.05359 | 23.6988 | 26.85 | -4554.2837 | 26043.3636
4988.5 | 207.8542 | 0 | 0 | 18 | -6.0575 | 4988.1802 | -122.7026 | 19.1817 | -7.6916 | -53.3199 | 79.6258 | 0 | 0 | 0 | 0 | 28.85 | -6051.1591 | 54727.3916
4989.5 | 207.8958 | 0 | 0 | 17 | -6.056 | 4989.1802 | -137.703 | 19.1721 | -15.5654 | -41.2883 | 82.5574 | 0 | 0 | 0 | 0 | 29.85 | -6282.9962 | 81203.7365
4990.5 | 207.9375 | 0 | 0 | 16 | -6.0544 | 4990.1802 | -152.7034 | 19.1624 | -21.6466 | -27.7785 | 84.7374 | 0 | 0 | 0 | 0 | 30.85 | -6516.3134 | 95204.4521
4991.5 | 207.9792 | 0 | 0 | 15 | -6.0529 | 4991.1803 | -167.7038 | 19.1527 | -25.3798 | -12.8658 | 86.0314 | 0 | 0 | 0 | 0 | 31.85 | -6751.1108 | 118761.3864
4992.5 | 208.0208 | 0 | 0 | 14 | -6.0513 | 4992.1803 | 177.2958 | 19.143 | -26.326 | 2.8504 | 86.3579 | 0 | 0 | 0 | 0 | 32.85 | -6987.3884 | 122537.306
4993.5 | 208.0625 | 0 | 0 | 14 | -6.0497 | 4993.1803 | 162.2954 | 19.1332 | -24.3592 | 18.3841 | 85.6962 | 0 | 0 | 0 | 0 | 32.85 | -6987.3884 | 109580.636
4994.5 | 208.1042 | 0 | 0 | 13 | -6.0482 | 4994.1803 | 147.295 | 19.1235 | -19.7348 | 32.8438 | 84.0895 | 0 | 0 | 0 | 0 | 33.85 | -7225.1462 | 100369.0535
4995.5 | 208.1458 | 0 | 0 | 13 | -6.0465 | 4995.1804 | 132.2946 | 19.1138 | -12.9563 | 45.8216 | 81.6392 | 0 | 0 | 0 | 0 | 33.85 | -7225.1462 | 83919.5687
4996.5 | 208.1875 | 0 | 0 | 11 | -6.0449 | 4996.1804 | 117.2942 | 19.104 | -4.5781 | 57.3954 | 78.4961 | 0 | 0 | 0 | 0 | 35.85 | -7705.1022 | 49354.2421
4997.5 | 208.2292 | 243 | 18 | 13 | -6.0433 | 4997.1804 | 102.2938 | 19.0943 | 4.9139 | 67.9289 | 74.8485 | 63.5133 | 16.7942 | 0.24115 | 80.5486 | 33.85 | -3698.3627 | 30173.2111
4998.5 | 208.2708 | 471 | 60 | 16 | -6.0416 | 4998.1804 | 87.2934 | 19.0845 | 15.1259 | 77.9214 | 70.9142 | 154.0092 | 55.9808 | 0.80385 | 210.7938 | 30.85 | 2713.1903 | 7848.7739
4999.5 | 208.3125 | 596 | 96 | 19 | -6.0399 | 4999.1805 | 72.293 | 19.0747 | 25.7263 | 87.9807 | 66.9341 | 233.5064 | 89.5692 | 1.2862 | 324.3617 | 27.85 | 8381.2205 | 0
5000.5 | 208.3542 | 729 | 105 | 22 | -6.0382 | 5000.1805 | 57.2926 | 19.0649 | 36.3877 | 81.0809 | 54.8183 | 420.0292 | 97.9663 | 1.4067 | 519.4022 | 24.85 | 17603.1649 | 0
5001.5 | 208.3958 | 709 | 150 | 24 | -6.0365 | 5001.1805 | 42.2921 | 19.0551 | 46.686 | 67.9987 | 40.6572 | 537.8624 | 139.9519 | 2.0096 | 679.8239 | 22.85 | 25074.5431 | 0
5002.5 | 208.4375 | 607 | 246 | 26 | -6.0348 | 5002.1806 | 27.2917 | 19.0453 | 55.8919 | 50.6171 | 26.4977 | 543.236 | 229.5211 | 3.2958 | 776.0529 | 20.85 | 29729.3571 | 0
5003.5 | 208.4792 | 658 | 260 | 27 | -6.033 | 5003.1806 | 12.2913 | 19.0355 | 62.5632 | 25.8966 | 12.6136 | 642.1193 | 242.5833 | 3.4833 | 888.1859 | 19.85 | 34857.5604 | 0
5004.5 | 208.5208 | 559 | 292 | 29 | -6.0312 | 5004.1806 | -2.7092 | 19.0257 | 64.4424 | -5.9451 | 5.2308 | 556.6721 | 272.4397 | 3.9121 | 833.0238 | 17.85 | 32874.9068 | 0
5005.5 | 208.5625 | 617 | 273 | 31 | -6.0295 | 5005.1806 | -17.7096 | 19.0158 | 60.5595 | -35.8107 | 17.5427 | 588.3048 | 254.7125 | 3.6575 | 846.6748 | 15.85 | 33899.2774 | 0
5006.5 | 208.6042 | 591 | 234 | 31 | -6.0276 | 5006.1807 | -32.7101 | 19.006 | 52.7292 | -57.5328 | 31.6017 | 503.3615 | 218.325 | 3.135 | 724.8215 | 15.85 | 28563.9879 | 0
5007.5 | 208.6458 | 696 | 156 | 32 | -6.0258 | 5007.1807 | -47.7105 | 18.9961 | 43.0005 | -73.0207 | 45.7796 | 485.4043 | 145.55 | 2.09 | 633.0443 | 14.85 | 24756.6813 | 0
5008.5 | 208.6875 | 637 | 125 | 31 | -6.024 | 5008.1807 | -62.711 | 18.9863 | 32.4984 | -85.126 | 59.9256 | 319.2164 | 116.6266 | 1.6747 | 437.5177 | 15.85 | 15984.5292 | 0
5009.5 | 208.7292 | 448 | 122 | 29 | -6.0221 | 5009.1808 | -77.7115 | 18.9764 | 21.8049 | -84.3769 | 68.4588 | 164.4922 | 113.8275 | 1.6345 | 279.9543 | 17.85 | 8659.0208 | 0
5010.5 | 208.7708 | 324 | 89 | 27 | -6.0203 | 5010.1808 | -92.7119 | 18.9665 | 11.2922 | -74.4289 | 72.4704 | 97.5883 | 83.0381 | 1.1924 | 181.8188 | 19.85 | 3929.614 | 0
5011.5 | 208.8125 | 95 | 4 | 24 | -6.0184 | 5011.1808 | -107.7124 | 18.9566 | 1.2797 | -64.3105 | 76.3474 | 22.4233 | 3.7321 | 0.05359 | 26.2089 | 22.85 | -3543.6759 | 15986.31
5012.5 | 208.8542 | 0 | 0 | 23 | -6.0165 | 5012.1809 | -122.7129 | 18.9467 | -7.8844 | -53.4559 | 79.8568 | 0 | 0 | 0 | 0 | 23.85 | -4914.1762 | 21335.7677
5013.5 | 208.8958 | 0 | 0 | 21 | -6.0145 | 5013.1809 | -137.7134 | 18.9368 | -15.7743 | -41.4013 | 82.7906 | 0 | 0 | 0 | 0 | 25.85 | -5364.5289 | 75596.9957
5014.5 | 208.9375 | 0 | 0 | 19 | -6.0126 | 5014.1809 | -152.7139 | 18.9269 | -21.8705 | -27.8578 | 84.9723 | 0 | 0 | 0 | 0 | 27.85 | -5820.8022 | 98395.5606
5015.5 | 208.9792 | 0 | 0 | 18 | -6.0106 | 5015.181 | -167.7143 | 18.9169 | -25.6138 | -12.8988 | 86.2674 | 0 | 0 | 0 | 0 | 28.85 | -6051.1591 | 107772.0508
5016.5 | 209.0208 | 0 | 0 | 18 | -6.0086 | 5016.181 | 177.2852 | 18.907 | -26.5615 | 2.8716 | 86.5937 | 0 | 0 | 0 | 0 | 28.85 | -6051.1591 | 122824.0962
5017.5 | 209.0625 | 0 | 0 | 17 | -6.0066 | 5017.181 | 162.2847 | 18.897 | -24.5862 | 18.4569 | 85.9308 | 0 | 0 | 0 | 0 | 29.85 | -6282.9962 | 106835.8711
5018.5 | 209.1042 | 0 | 0 | 16 | -6.0046 | 5018.1811 | 147.2842 | 18.8871 | -19.9462 | 32.9568 | 84.3219 | 0 | 0 | 0 | 0 | 30.85 | -6516.3134 | 88993.9841
5019.5 | 209.1458 | 0 | 0 | 16 | -6.0026 | 5019.1811 | 132.2836 | 18.8771 | -13.1496 | 45.9622 | 81.869 | 0 | 0 | 0 | 0 | 30.85 | -6516.3134 | 76713.071
5020.5 | 209.1875 | 0 | 0 | 15 | -6.0005 | 5020.1811 | 117.2831 | 18.8671 | -4.7542 | 57.5547 | 78.7234 | 0 | 0 | 0 | 0 | 31.85 | -6751.1108 | 48927.4428
5021.5 | 209.2292 | 190 | 20 | 16 | -5.9985 | 5021.1812 | 102.2826 | 18.8571 | 4.7519 | 68.103 | 75.074 | 48.9386 | 18.6603 | 0.26795 | 67.8668 | 30.85 | -3544.7979 | 25474.0368
5022.5 | 209.2708 | 492 | 59 | 19 | -5.9964 | 5022.1812 | 87.2821 | 18.8471 | 14.9736 | 78.1102 | 71.1389 | 159.0512 | 55.0477 | 0.79045 | 214.8894 | 27.85 | 3588.0268 | 9042.4144
5023.5 | 209.3125 | 539 | 116 | 22 | -5.9943 | 5023.1812 | 72.2816 | 18.8371 | 25.5783 | 88.1873 | 67.1595 | 209.2222 | 108.2295 | 1.5541 | 319.0058 | 24.85 | 8828.9043 | 0
5024.5 | 209.3542 | 565 | 161 | 23 | -5.9922 | 5024.1813 | 57.281 | 18.8271 | 36.2372 | 80.852 | 54.8268 | 325.4681 | 150.215 | 2.157 | 477.8402 | 23.85 | 16007.8263 | 0
5025.5 | 209.3958 | 608 | 191 | 26 | -5.99 | 5025.1813 | 42.2805 | 18.817 | 46.5234 | 67.7451 | 40.6477 | 461.3072 | 178.2054 | 2.5589 | 642.0715 | 20.85 | 23863.046 | 0
5026.5 | 209.4375 | 774 | 161 | 27 | -5.9879 | 5026.1813 | 27.28 | 18.807 | 55.7045 | 50.3544 | 26.4639 | 692.8965 | 150.215 | 2.157 | 845.2685 | 19.85 | 32978.443 | 0
5027.5 | 209.4792 | 748 | 199 | 29 | -5.9857 | 5027.1814 | 12.2794 | 18.7969 | 62.3416 | 25.7044 | 12.5261 | 730.1956 | 185.6695 | 2.6661 | 918.5312 | 17.85 | 36618.8045 | 0
5028.5 | 209.5208 | 589 | 279 | 31 | -5.9835 | 5028.1814 | -2.7211 | 18.7869 | 64.2034 | -5.9281 | 5.0316 | 586.7303 | 260.3105 | 3.7379 | 850.7787 | 15.85 | 34078.9651 | 0
5029.5 | 209.5625 | 750 | 197 | 32 | -5.9813 | 5029.1814 | -17.7217 | 18.7768 | 60.3398 | -35.6181 | 17.5046 | 715.2696 | 183.8035 | 2.6393 | 901.7124 | 14.85 | 36520.1887 | 0
5030.5 | 209.6042 | 670 | 205 | 33 | -5.9791 | 5030.1815 | -32.7222 | 18.7667 | 52.5372 | -57.2969 | 31.6008 | 570.6521 | 191.2676 | 2.7465 | 764.6662 | 13.85 | 30729.3189 | 0
5031.5 | 209.6458 | 622 | 181 | 33.4 | -5.9768 | 5031.1815 | -47.7228 | 18.7566 | 42.8262 | -72.796 | 45.7999 | 433.6378 | 168.8753 | 2.4249 | 604.938 | 13.45 | 23819.1365 | 0
5032.5 | 209.6875 | 650 | 121 | 33 | -5.9746 | 5032.1816 | -62.7234 | 18.7465 | 32.3314 | -84.9218 | 59.963 | 325.3636 | 112.8945 | 1.6211 | 439.8792 | 13.85 | 16508.6783 | 0
5033.5 | 209.7292 | 503 | 113 | 32 | -5.9723 | 5033.1816 | -77.7239 | 18.7364 | 21.6375 | -84.5624 | 68.6924 | 182.7774 | 105.4304 | 1.5139 | 289.7218 | 14.85 | 9724.4709 | 0
5034.5 | 209.7708 | 327 | 93 | 29 | -5.97 | 5034.1816 | -92.7245 | 18.7263 | 11.1185 | -74.5984 | 72.7043 | 97.2181 | 86.7702 | 1.246 | 185.2342 | 17.85 | 4511.7485 | 0
5035.5 | 209.8125 | 91 | 3 | 26 | -5.9677 | 5035.1817 | -107.7251 | 18.7162 | 1.0952 | -64.4651 | 76.5826 | 21.116 | 2.799 | 0.040192 | 23.9552 | 20.85 | -3200.8799 | 14929.4927
5036.5 | 209.8542 | 0 | 0 | 24 | -5.9654 | 5036.1817 | -122.7257 | 18.706 | -8.0832 | -53.5934 | 80.0938 | 0 | 0 | 0 | 0 | 22.85 | -4691.2202 | 11590.223
5037.5 | 209.8958 | 0 | 0 | 23 | -5.963 | 5037.1817 | -137.7262 | 18.6959 | -15.9891 | -41.5153 | 83.0297 | 0 | 0 | 0 | 0 | 23.85 | -4914.1762 | 74276.0512
5038.5 | 209.9375 | 0 | 0 | 21 | -5.9606 | 5038.1818 | -152.7268 | 18.6857 | -22.1004 | -27.9371 | 85.2131 | 0 | 0 | 0 | 0 | 25.85 | -5364.5289 | 95999.5325
5039.5 | 209.9792 | 0 | 0 | 19 | -5.9583 | 5039.1818 | -167.7274 | 18.6756 | -25.8538 | -12.9304 | 86.509 | 0 | 0 | 0 | 0 | 27.85 | -5820.8022 | 101468.9007
5040.5 | 210.0208 | 0 | 0 | 18 | -5.9559 | 5040.1819 | 177.272 | 18.6654 | -26.8024 | 2.8958 | 86.8351 | 0 | 0 | 0 | 0 | 28.85 | -6051.1591 | 110823.8875
5041.5 | 210.0625 | 0 | 0 | 18 | -5.9534 | 5041.1819 | 162.2714 | 18.6552 | -24.818 | 18.534 | 86.1708 | 0 | 0 | 0 | 0 | 28.85 | -6051.1591 | 112798.3242
5042.5 | 210.1042 | 0 | 0 | 18 | -5.951 | 5042.1819 | 147.2708 | 18.645 | -20.1617 | 33.0749 | 84.5595 | 0 | 0 | 0 | 0 | 28.85 | -6051.1591 | 91508.1124
5043.5 | 210.1458 | 0 | 0 | 15 | -5.9485 | 5043.182 | 132.2701 | 18.6348 | -13.3463 | 46.1082 | 82.1038 | 0 | 0 | 0 | 0 | 31.85 | -6751.1108 | 67553.0905
5044.5 | 210.1875 | 0 | 0 | 16 | -5.9461 | 5044.182 | 117.2695 | 18.6246 | -4.9331 | 57.7196 | 78.9555 | 0 | 0 | 0 | 0 | 30.85 | -6516.3134 | 44387.0313
5045.5 | 210.2292 | 218 | 17 | 17 | -5.9436 | 5045.1821 | 102.2689 | 18.6144 | 4.5875 | 68.2826 | 75.3042 | 55.3039 | 15.8612 | 0.22776 | 71.3929 | 29.85 | -3157.0937 | 21647.1898
5046.5 | 210.2708 | 438 | 61 | 19 | -5.9411 | 5046.1821 | 87.2683 | 18.6041 | 14.8191 | 78.3048 | 71.3683 | 139.9337 | 56.9138 | 0.81725 | 197.6647 | 27.85 | 2833.8535 | 3412.5255
5047.5 | 210.3125 | 516 | 117 | 22 | -5.9386 | 5047.1822 | 72.2676 | 18.5939 | 25.4282 | 88.3998 | 67.3896 | 198.3831 | 109.1625 | 1.5675 | 309.1131 | 24.85 | 8395.7549 | 0
5048.5 | 210.3542 | 676 | 118 | 23 | -5.936 | 5048.1822 | 57.267 | 18.5836 | 36.0842 | 80.6168 | 54.8341 | 389.3392 | 110.0955 | 1.5809 | 501.0156 | 23.85 | 17022.5527 | 0
5049.5 | 210.3958 | 632 | 186 | 26 | -5.9335 | 5049.1822 | 42.2664 | 18.5734 | 46.3578 | 67.4849 | 40.637 | 479.5934 | 173.5404 | 2.4919 | 655.6257 | 20.85 | 24456.5097 | 0
5050.5 | 210.4375 | 732 | 191 | 27 | -5.9309 | 5050.1823 | 27.2657 | 18.5631 | 55.5134 | 50.085 | 26.4292 | 655.4948 | 178.2054 | 2.5589 | 836.2592 | 19.85 | 32583.9734 | 0
5051.5 | 210.4792 | 634 | 266 | 27 | -5.9283 | 5051.1823 | 12.2651 | 18.5528 | 62.1152 | 25.5063 | 12.4386 | 619.1184 | 248.1814 | 3.5637 | 870.8635 | 19.85 | 34099.1058 | 0
5052.5 | 210.5208 | 740 | 206 | 28 | -5.9257 | 5052.1824 | -2.7356 | 18.5425 | 63.9587 | -5.9159 | 4.8327 | 737.3693 | 192.2006 | 2.7599 | 932.3298 | 18.85 | 37007.4134 | 0
5053.5 | 210.5625 | 695 | 214 | 29 | -5.923 | 5053.1824 | -17.7362 | 18.5322 | 60.1139 | -35.4276 | 17.4709 | 662.9394 | 199.6647 | 2.8671 | 865.4711 | 17.85 | 34295.5956 | 0
5054.5 | 210.6042 | 712 | 186 | 28 | -5.9204 | 5054.1825 | -32.7369 | 18.5219 | 52.3388 | -57.0605 | 31.6038 | 606.4051 | 173.5404 | 2.4919 | 782.4374 | 18.85 | 30444.4499 | 0
5055.5 | 210.6458 | 690 | 150 | 27 | -5.9177 | 5055.1825 | -47.7376 | 18.5116 | 42.6457 | -72.5695 | 45.8237 | 480.839 | 139.9519 | 2.0096 | 622.8006 | 19.85 | 23237.7902 | 0
5056.5 | 210.6875 | 663 | 124 | 26 | -5.915 | 5056.1825 | -62.7382 | 18.5013 | 32.1585 | -84.7154 | 60.004 | 331.4599 | 115.6936 | 1.6613 | 448.8147 | 20.85 | 15401.3889 | 0
5057.5 | 210.7292 | 571 | 99 | 24 | -5.9123 | 5057.1826 | -77.7389 | 18.4909 | 21.4643 | -84.7501 | 68.9321 | 205.2601 | 92.3683 | 1.3263 | 298.9547 | 22.85 | 8398.3677 | 0
5058.5 | 210.7708 | 374 | 89 | 21 | -5.9096 | 5058.1826 | -92.7396 | 18.4806 | 10.9392 | -74.7702 | 72.9442 | 109.695 | 83.0381 | 1.1924 | 193.9255 | 25.85 | 3126.4058 | 0
5059.5 | 210.8125 | 99 | 3 | 18 | -5.9069 | 5059.1827 | -107.7403 | 18.4702 | 0.90501 | -64.6218 | 76.8237 | 22.5668 | 2.799 | 0.040192 | 25.4061 | 28.85 | -4938.7664 | 0
5060.5 | 210.8542 | 0 | 0 | 17 | -5.9041 | 5060.1827 | -122.741 | 18.4599 | -8.2878 | -53.7326 | 80.3368 | 0 | 0 | 0 | 0 | 29.85 | -6282.9962 | 6427.5682
5061.5 | 210.8958 | 0 | 0 | 16 | -5.9014 | 5061.1828 | -137.7417 | 18.4495 | -16.2099 | -41.6303 | 83.2747 | 0 | 0 | 0 | 0 | 30.85 | -6516.3134 | 9885.4695
5062.5 | 210.9375 | 0 | 0 | 14 | -5.8986 | 5062.1828 | -152.7424 | 18.4391 | -22.3364 | -28.0163 | 85.4597 | 0 | 0 | 0 | 0 | 32.85 | -6987.3884 | 13617.6649
5063.5 | 210.9792 | 0 | 0 | 13 | -5.8958 | 5063.1829 | -167.7431 | 18.4287 | -26.0997 | -12.9605 | 86.7564 | 0 | 0 | 0 | 0 | 33.85 | -7225.1462 | 48864.9304
5064.5 | 211.0208 | 0 | 0 | 12 | -5.8929 | 5064.1829 | 177.2562 | 18.4183 | -27.0488 | 2.9231 | 87.082 | 0 | 0 | 0 | 0 | 34.85 | -7464.3841 | 29161.1121
5065.5 | 211.0625 | 0 | 0 | 9 | -5.8901 | 5065.183 | 162.2555 | 18.4079 | -25.0545 | 18.6154 | 86.4161 | 0 | 0 | 0 | 0 | 37.85 | -8190.9789 | 60978.3275
5066.5 | 211.1042 | 0 | 0 | 11 | -5.8872 | 5066.183 | 147.2548 | 18.3974 | -20.3812 | 33.1981 | 84.8023 | 0 | 0 | 0 | 0 | 35.85 | -7705.1022 | 23591.5237
5067.5 | 211.1458 | 0 | 0 | 11 | -5.8844 | 5067.1831 | 132.2541 | 18.387 | -13.5461 | 46.2597 | 82.3436 | 0 | 0 | 0 | 0 | 35.85 | -7705.1022 | 45572.1152
5068.5 | 211.1875 | 0 | 0 | 12 | -5.8815 | 5068.1831 | 117.2534 | 18.3766 | -5.1146 | 57.89 | 79.1924 | 0 | 0 | 0 | 0 | 34.85 | -7464.3841 | 31423.8398
5069.5 | 211.2292 | 178 | 20 | 12 | -5.8786 | 5069.1832 | 102.2526 | 18.3661 | 4.4208 | 68.4678 | 75.539 | 44.4502 | 18.6603 | 0.26795 | 63.3784 | 34.85 | -4689.3895 | 3689.194
5070.5 | 211.2708 | 347 | 73 | 13 | -5.8756 | 5070.1832 | 87.2519 | 18.3557 | 14.6626 | 78.505 | 71.6024 | 109.5167 | 68.1099 | 0.97801 | 178.6046 | 33.85 | 594.9712 | 0
5071.5 | 211.3125 | 635 | 87 | 17 | -5.8727 | 5071.1833 | 72.2512 | 18.3452 | 25.276 | 88.6182 | 67.6243 | 241.7303 | 81.1721 | 1.1656 | 324.068 | 29.85 | 7906.1668 | 0
5072.5 | 211.3542 | 728 | 104 | 18 | -5.8697 | 5072.1833 | 57.2504 | 18.3347 | 35.929 | 80.3755 | 54.8402 | 419.2252 | 97.0333 | 1.3933 | 517.6518 | 28.85 | 16613.9786 | 0
5073.5 | 211.3958 | 738 | 138 | 20 | -5.8667 | 5073.1834 | 42.2497 | 18.3242 | 46.1895 | 67.2182 | 40.6252 | 560.1307 | 128.7558 | 1.8488 | 690.7353 | 26.85 | 24651.5885 | 0
5074.5 | 211.4375 | 589 | 264 | 22 | -5.8637 | 5074.1834 | 27.2489 | 18.3137 | 55.3187 | 49.8091 | 26.3938 | 527.6028 | 246.3154 | 3.5369 | 777.4551 | 24.85 | 28901.8841 | 0
5075.5 | 211.4792 | 766 | 198 | 23 | -5.8607 | 5075.1835 | 12.2482 | 18.3032 | 61.884 | 25.3024 | 12.3514 | 748.2703 | 184.7365 | 2.6527 | 935.6595 | 23.85 | 36053.228 | 0
5076.5 | 211.5208 | 782 | 182 | 25 | -5.8577 | 5076.1835 | -2.7526 | 18.2927 | 63.7084 | -5.9085 | 4.6351 | 779.4425 | 169.8083 | 2.4383 | 951.6892 | 21.85 | 37199.5105 | 0
5077.5 | 211.5625 | 665 | 235 | 26 | -5.8546 | 5077.1836 | -17.7533 | 18.2821 | 59.8816 | -35.2394 | 17.4419 | 634.4241 | 219.258 | 3.1484 | 856.8305 | 20.85 | 33266.1632 | 0
5078.5 | 211.6042 | 743 | 164 | 27 | -5.8515 | 5078.1836 | -32.7541 | 18.2716 | 52.1342 | -56.8236 | 31.6107 | 632.7606 | 153.0141 | 2.1972 | 787.9719 | 19.85 | 30469.7384 | 0
5079.5 | 211.6458 | 777 | 135 | 28 | -5.8485 | 5079.1837 | -47.7549 | 18.2611 | 42.4593 | -72.3412 | 45.8513 | 541.1982 | 125.9567 | 1.8087 | 668.9636 | 18.85 | 25476.0528 | 0
5080.5 | 211.6875 | 549 | 164 | 28 | -5.8454 | 5080.1837 | -62.7557 | 18.2505 | 31.9798 | -84.5069 | 60.0487 | 274.096 | 153.0141 | 2.1972 | 429.3072 | 18.85 | 14982.8139 | 0
5081.5 | 211.7292 | 585 | 106 | 25.6 | -5.8422 | 5081.1838 | -77.7564 | 18.2399 | 21.2855 | -84.9401 | 69.1777 | 207.9507 | 98.8993 | 1.4201 | 308.2702 | 21.25 | 9159.8936 | 0
5082.5 | 211.7708 | 273 | 97 | 22.2 | -5.8391 | 5082.1838 | -92.7572 | 18.2294 | 10.7542 | -74.944 | 73.1901 | 78.9507 | 90.5022 | 1.2996 | 170.7525 | 24.65 | 2382.7074 | 0
5083.5 | 211.8125 | 68 | 2 | 18.8 | -5.8359 | 5083.1839 | -107.758 | 18.2188 | 0.70911 | -64.7803 | 77.0708 | 15.2148 | 1.866 | 0.026795 | 17.1076 | 28.05 | -5117.7071 | 1082.1704
5084.5 | 211.8542 | 0 | 0 | 16.5 | -5.8327 | 5084.1839 | -122.7588 | 18.2082 | -8.4981 | -53.8733 | 80.5857 | 0 | 0 | 0 | 0 | 30.35 | -6399.4698 | 28654.0114
5085.5 | 211.8958 | 0 | 0 | 16.3 | -5.8296 | 5085.184 | -137.7596 | 18.1976 | -16.4366 | -41.7461 | 83.5255 | 0 | 0 | 0 | 0 | 30.55 | -6446.1628 | 42274.4291
5086.5 | 211.9375 | 0 | 0 | 16.1 | -5.8263 | 5086.184 | -152.7604 | 18.187 | -22.5783 | -28.0954 | 85.712 | 0 | 0 | 0 | 0 | 30.75 | -6492.9151 | 50877.4952
5087.5 | 211.9792 | 0 | 0 | 15.9 | -5.8231 | 5087.1841 | -167.7612 | 18.1763 | -26.3513 | -12.989 | 87.0093 | 0 | 0 | 0 | 0 | 30.95 | -6539.7265 | 59425.3683
5088.5 | 212.0208 | 0 | 0 | 15.6 | -5.8199 | 5088.1841 | 177.238 | 18.1657 | -27.3005 | 2.9535 | 87.3343 | 0 | 0 | 0 | 0 | 31.25 | -6610.0548 | 39083.8962
5089.5 | 212.0625 | 0 | 0 | 15.4 | -5.8166 | 5089.1842 | 162.2371 | 18.1551 | -25.2957 | 18.7013 | 86.6666 | 0 | 0 | 0 | 0 | 31.45 | -6657.0142 | 32848.8799
5090.5 | 212.1042 | 0 | 0 | 15.2 | -5.8133 | 5090.1842 | 147.2363 | 18.1444 | -20.6045 | 33.3265 | 85.0501 | 0 | 0 | 0 | 0 | 31.65 | -6704.0329 | 39463.1025
5091.5 | 212.1458 | 0 | 0 | 15 | -5.81 | 5091.1843 | 132.2355 | 18.1338 | -13.7491 | 46.4166 | 82.5882 | 0 | 0 | 0 | 0 | 31.85 | -6751.1108 | 39923.1429
5092.5 | 212.1875 | 0 | 0 | 15 | -5.8067 | 5092.1844 | 117.2347 | 18.1231 | -5.2987 | 58.0658 | 79.4341 | 0 | 0 | 0 | 0 | 31.85 | -6751.1108 | 24502.2065
5093.5 | 212.2292 | 0 | 8 | 15 | -5.8034 | 5093.1844 | 102.2338 | 18.1124 | 4.252 | 68.6586 | 75.7785 | 0 | 7.4641 | 0.10718 | 7.5713 | 31.85 | -6419.6059 | 18942.6038
5094.5 | 212.2708 | 142 | 89 | 16 | -5.8 | 5094.1845 | 87.233 | 18.1017 | 14.504 | 78.7107 | 71.841 | 44.2551 | 83.0381 | 1.1924 | 128.4856 | 30.85 | -890.6329 | 4713.1015
5095.5 | 212.3125 | 232 | 182 | 16 | -5.7966 | 5095.1845 | 72.2322 | 18.091 | 25.1217 | 88.8423 | 67.8637 | 87.4202 | 169.8083 | 2.4383 | 259.6669 | 30.85 | 4853.0764 | 0
5096.5 | 212.3542 | 87 | 255 | 17 | -5.7932 | 5096.1846 | 57.2313 | 18.0803 | 35.7714 | 80.1281 | 54.8451 | 50.0936 | 237.9182 | 3.4164 | 291.4282 | 29.85 | 6477.0488 | 0
5097.5 | 212.3958 | 685 | 156 | 17 | -5.7898 | 5097.1846 | 42.2305 | 18.0696 | 46.0182 | 66.9452 | 40.6123 | 520.0048 | 145.55 | 2.09 | 667.6448 | 29.85 | 22949.5109 | 0
5098.5 | 212.4375 | 708 | 191 | 19 | -5.7864 | 5098.1847 | 27.2296 | 18.0589 | 55.1202 | 49.527 | 26.3576 | 634.3967 | 178.2054 | 2.5589 | 815.161 | 27.85 | 29870.6313 | 0
5099.5 | 212.4792 | 646 | 252 | 21 | -5.783 | 5099.1848 | 12.2287 | 18.0481 | 61.6483 | 25.0931 | 12.2647 | 631.256 | 235.1192 | 3.3762 | 869.7514 | 25.85 | 32717.1183 | 0
5100.5 | 212.5208 | 812 | 163 | 23 | -5.7795 | 5100.1848 | -2.7721 | 18.0374 | 63.4525 | -5.9058 | 4.4399 | 809.5632 | 152.0811 | 2.1838 | 963.8281 | 23.85 | 37286.5734 | 0
5101.5 | 212.5625 | 641 | 239 | 26 | -5.776 | 5101.1849 | -17.773 | 18.0267 | 59.6432 | -35.0535 | 17.418 | 611.6078 | 222.99 | 3.202 | 837.7998 | 20.85 | 32432.9156 | 0
5102.5 | 212.6042 | 566 | 240 | 27 | -5.7725 | 5102.1849 | -32.7739 | 18.0159 | 51.9233 | -56.5865 | 31.6217 | 481.9652 | 223.923 | 3.2154 | 709.1036 | 19.85 | 27016.5287 | 0
5103.5 | 212.6458 | 654 | 173 | 28 | -5.769 | 5103.185 | -47.7747 | 18.0051 | 42.2668 | -72.1114 | 45.8827 | 455.2689 | 161.4112 | 2.3178 | 618.9978 | 18.85 | 23288.3257 | 0
5104.5 | 212.6875 | 569 | 156 | 27 | -5.7655 | 5104.185 | -62.7756 | 17.9943 | 31.7954 | -84.2963 | 60.097 | 283.665 | 145.55 | 2.09 | 431.305 | 19.85 | 14853.2474 | 0
5105.5 | 212.7292 | 479 | 122 | 24 | -5.7619 | 5105.1851 | -77.7765 | 17.9835 | 21.101 | -85.1321 | 69.4292 | 168.3038 | 113.8275 | 1.6345 | 283.7659 | 22.85 | 7733.3322 | 0
5106.5 | 212.7708 | 313 | 96 | 22 | -5.7584 | 5106.1852 | -92.7774 | 17.9727 | 10.5636 | -75.1199 | 73.4419 | 89.201 | 89.5692 | 1.2862 | 180.0564 | 24.85 | 2745.0692 | 3145.235
5107.5 | 212.8125 | 72 | 2 | 19 | -5.7548 | 5107.1852 | -107.7783 | 17.9619 | 0.50756 | -64.9407 | 77.3238 | 15.7998 | 1.866 | 0.026795 | 17.6926 | 27.85 | -5046.1395 | 24549.9966
5108.5 | 212.8542 | 0 | 0 | 18 | -5.7512 | 5108.1853 | -122.7792 | 17.9511 | -8.7142 | -54.0155 | 80.8405 | 0 | 0 | 0 | 0 | 28.85 | -6051.1591 | 53991.8193
5109.5 | 212.8958 | 0 | 0 | 17 | -5.7476 | 5109.1853 | -137.7801 | 17.9403 | -16.6691 | -41.8628 | 83.782 | 0 | 0 | 0 | 0 | 29.85 | -6282.9962 | 79683.569
5110.5 | 212.9375 | 0 | 0 | 16 | -5.7439 | 5110.1854 | -152.781 | 17.9295 | -22.8261 | -28.1743 | 85.97 | 0 | 0 | 0 | 0 | 30.85 | -6516.3134 | 97237.0391
5111.5 | 212.9792 | 0 | 0 | 14 | -5.7403 | 5111.1855 | -167.7819 | 17.9186 | -26.6087 | -13.0159 | 87.2677 | 0 | 0 | 0 | 0 | 32.85 | -6987.3884 | 123788.2983
5112.5 | 213.0208 | 0 | 0 | 13 | -5.7366 | 5112.1855 | 177.2172 | 17.9078 | -27.5575 | 2.9871 | 87.592 | 0 | 0 | 0 | 0 | 33.85 | -7225.1462 | 125800.377
5113.5 | 213.0625 | 0 | 0 | 13.1 | -5.7329 | 5113.1856 | 162.2162 | 17.8969 | -25.5415 | 18.7916 | 86.9223 | 0 | 0 | 0 | 0 | 33.75 | -7201.3038 | 107012.7841
5114.5 | 213.1042 | 0 | 0 | 13.1 | -5.7292 | 5114.1856 | 147.2153 | 17.886 | -20.8316 | 33.4601 | 85.3028 | 0 | 0 | 0 | 0 | 33.75 | -7201.3038 | 85304.4415
5115.5 | 213.1458 | 0 | 0 | 12.2 | -5.7255 | 5115.1857 | 132.2144 | 17.8751 | -13.9551 | 46.5789 | 82.8376 | 0 | 0 | 0 | 0 | 34.65 | -7416.4181 | 69278.8854
5116.5 | 213.1875 | 0 | 0 | 12.2 | -5.7217 | 5116.1858 | 117.2134 | 17.8642 | -5.4853 | 58.2471 | 79.6804 | 0 | 0 | 0 | 0 | 34.65 | -7416.4181 | 46272.3468
5117.5 | 213.2292 | 29 | 17 | 10.3 | -5.718 | 5117.1858 | 102.2125 | 17.8533 | 4.0809 | 68.8547 | 76.0225 | 7.0047 | 15.8612 | 0.22776 | 23.0937 | 36.55 | -6863.3409 | 24816.6309
5118.5 | 213.2708 | 89 | 98 | 14.3 | -5.7142 | 5118.1859 | 87.2115 | 17.8424 | 14.3434 | 78.922 | 72.0841 | 27.3783 | 91.4352 | 1.313 | 120.1265 | 32.55 | -1656.6694 | 5011.6535
5119.5 | 213.3125 | 204 | 184 | 16.4 | -5.7104 | 5119.186 | 72.2106 | 17.8315 | 24.9654 | 89.072 | 68.1076 | 76.0645 | 171.6743 | 2.4651 | 250.2039 | 30.45 | 4532.2509 | 0
5120.5 | 213.3542 | 35 | 213 | 17.4 | -5.7066 | 5120.186 | 57.2096 | 17.8206 | 35.6115 | 79.8748 | 54.8488 | 20.1507 | 198.7317 | 2.8537 | 221.7361 | 29.45 | 3518.5254 | 0
5121.5 | 213.3958 | 590 | 203 | 20.5 | -5.7028 | 5121.1861 | 42.2087 | 17.8097 | 45.8442 | 66.666 | 40.5985 | 447.9804 | 189.4016 | 2.7197 | 640.1017 | 26.35 | 22548.5024 | 0
5122.5 | 213.4375 | 642 | 222 | 21.5 | -5.6989 | 5122.1862 | 27.2077 | 17.7987 | 54.9182 | 49.2388 | 26.3209 | 575.4403 | 207.1288 | 2.9742 | 785.5433 | 25.35 | 29143.2522 | 0
5123.5 | 213.4792 | 556 | 285 | 23.5 | -5.695 | 5123.1862 | 12.2068 | 17.7878 | 61.4079 | 24.8785 | 12.1791 | 543.4861 | 265.9086 | 3.8183 | 813.213 | 23.35 | 30803.6267 | 0
5124.5 | 213.5208 | 625 | 258 | 25.6 | -5.6912 | 5124.1863 | -2.7942 | 17.7768 | 63.191 | -5.9077 | 4.2487 | 623.2824 | 240.7173 | 3.4565 | 867.4562 | 21.25 | 33643.5858 | 0
5125.5 | 213.5625 | 695 | 225 | 26.6 | -5.6873 | 5125.1863 | -17.7952 | 17.7658 | 59.3985 | -34.8702 | 17.3994 | 663.1993 | 209.9279 | 3.0144 | 876.1416 | 20.25 | 34242.9794 | 0
5126.5 | 213.6042 | 615 | 216 | 26.7 | -5.6833 | 5126.1864 | -32.7962 | 17.7548 | 51.7062 | -56.3494 | 31.6369 | 523.6042 | 201.5307 | 2.8939 | 728.0288 | 20.15 | 27779.7603 | 0
5127.5 | 213.6458 | 512 | 228 | 24.7 | -5.6794 | 5127.1865 | -47.7972 | 17.7438 | 42.0684 | -71.8803 | 45.9179 | 356.1923 | 212.7269 | 3.0546 | 571.9738 | 22.15 | 20507.5661 | 0
5128.5 | 213.6875 | 512 | 181 | 21.8 | -5.6754 | 5128.1865 | -62.7981 | 17.7328 | 31.6052 | -84.0839 | 60.1491 | 254.8449 | 168.8753 | 2.4249 | 426.1451 | 25.05 | 13474.8828 | 0
5129.5 | 213.7292 | 453 | 134 | 18.8 | -5.6715 | 5129.1866 | -77.7991 | 17.7218 | 20.9109 | -85.3262 | 69.6865 | 157.2619 | 125.0237 | 1.7953 | 284.0809 | 28.05 | 6571.5894 | 0
5130.5 | 213.7708 | 226 | 99 | 18.9 | -5.6675 | 5130.1867 | -92.8001 | 17.7108 | 10.3674 | -75.2978 | 73.6995 | 63.4325 | 92.3683 | 1.3263 | 157.1271 | 27.95 | 1035.9643 | 4334.1129
5131.5 | 213.8125 | 49 | 1 | 16.9 | -5.6635 | 5131.1867 | -107.8011 | 17.6998 | 0.30042 | -65.1028 | 77.5825 | 10.5366 | 0.93301 | 0.013397 | 11.483 | 29.95 | -5803.4815 | 22543.3692
5132.5 | 213.8542 | 0 | 0 | 17 | -5.6594 | 5132.1868 | -122.8021 | 17.6887 | -8.936 | -54.1591 | 81.1009 | 0 | 0 | 0 | 0 | 29.85 | -6282.9962 | 51434.0735
5133.5 | 213.8958 | 0 | 0 | 16 | -5.6554 | 5133.1869 | -137.8032 | 17.6777 | -16.9074 | -41.9802 | 84.0443 | 0 | 0 | 0 | 0 | 30.85 | -6516.3134 | 81202.0181
5134.5 | 213.9375 | 0 | 0 | 15 | -5.6513 | 5134.1869 | -152.8042 | 17.6666 | -23.0797 | -28.2531 | 86.2336 | 0 | 0 | 0 | 0 | 31.85 | -6751.1108 | 108920.9429
5135.5 | 213.9792 | 0 | 0 | 13.9 | -5.6473 | 5135.187 | -167.8052 | 17.6556 | -26.8717 | -13.0412 | 87.5316 | 0 | 0 | 0 | 0 | 32.95 | -7011.0976 | 118303.9386
5136.5 | 214.0208 | 0 | 0 | 13 | -5.6432 | 5136.1871 | 177.1938 | 17.6445 | -27.8197 | 3.0239 | 87.855 | 0 | 0 | 0 | 0 | 33.85 | -7225.1462 | 94942.1059
5137.5 | 214.0625 | 0 | 0 | 12.6 | -5.639 | 5137.1871 | 162.1928 | 17.6334 | -25.7917 | 18.8864 | 87.1831 | 0 | 0 | 0 | 0 | 34.25 | -7320.6637 | 98718.8303
5138.5 | 214.1042 | 0 | 0 | 12.7 | -5.6349 | 5138.1872 | 147.1917 | 17.6223 | -21.0623 | 33.5988 | 85.5605 | 0 | 0 | 0 | 0 | 34.15 | -7296.7621 | 89728.5419
5139.5 | 214.1458 | 0 | 0 | 11.8 | -5.6308 | 5139.1873 | 132.1907 | 17.6112 | -14.1641 | 46.7466 | 83.0917 | 0 | 0 | 0 | 0 | 35.05 | -7512.4093 | 71082.9719
5140.5 | 214.1875 | 0 | 0 | 9.1 | -5.6266 | 5140.1874 | 117.1896 | 17.6001 | -5.6743 | 58.4339 | 79.9312 | 0 | 0 | 0 | 0 | 37.75 | -8166.5444 | 48661.3644
5141.5 | 214.2292 | 0 | 6 | 9.8 | -5.6224 | 5141.1874 | 102.1886 | 17.589 | 3.9078 | 69.0563 | 76.271 | 0 | 5.5981 | 0.080385 | 5.6785 | 37.05 | -7747.289 | 24444.8377
5142.5 | 214.2708 | 0 | 61 | 13.3 | -5.6182 | 5142.1875 | 87.1876 | 17.5779 | 14.1809 | 79.1387 | 72.3316 | 0 | 56.9138 | 0.81725 | 57.731 | 33.55 | -4625.9384 | 0
5143.5 | 214.3125 | 0 | 94 | 15.1 | -5.614 | 5143.1876 | 72.1865 | 17.5667 | 24.8071 | 89.3074 | 68.3559 | 0 | 87.7032 | 1.2594 | 88.9626 | 31.75 | -2832.3817 | 0
5144.5 | 214.3542 | 6 | 199 | 16.3 | -5.6097 | 5144.1876 | 57.1854 | 17.5556 | 35.4493 | 79.6157 | 54.8515 | 3.4542 | 185.6695 | 2.6661 | 191.7898 | 30.55 | 1951.262 | 0
5145.5 | 214.3958 | 0 | 214 | 18.8 | -5.6055 | 5145.1877 | 42.1844 | 17.5444 | 45.6673 | 66.3808 | 40.5836 | 0 | 199.6647 | 2.8671 | 202.5318 | 28.05 | 3001.0014 | 0
5146.5 | 214.4375 | 6 | 217 | 22.2 | -5.6012 | 5146.1878 | 27.1833 | 17.5333 | 54.7125 | 48.9448 | 26.2839 | 5.3797 | 202.4638 | 2.9072 | 210.7507 | 24.65 | 4134.0102 | 0
5147.5 | 214.4792 | 90 | 375 | 24.6 | -5.5969 | 5147.1879 | 12.1822 | 17.5221 | 61.163 | 24.6588 | 12.0948 | 88.0022 | 349.8798 | 5.024 | 442.906 | 22.25 | 14834.2701 | 0
5148.5 | 214.5208 | 24 | 283 | 27.5 | -5.5926 | 5148.1879 | -2.8188 | 17.5109 | 62.9241 | -5.9141 | 4.063 | 23.9397 | 264.0426 | 3.7915 | 291.7738 | 19.35 | 8852.6436 | 0
5149.5 | 214.5625 | 145 | 391 | 28.3 | -5.5883 | 5149.188 | -17.8199 | 17.4997 | 59.1479 | -34.6895 | 17.3863 | 138.3752 | 364.808 | 5.2384 | 508.4216 | 18.55 | 18511.6191 | 0
5150.5 | 214.6042 | 12 | 252 | 28.4 | -5.584 | 5150.1881 | -32.821 | 17.4885 | 51.483 | -56.1125 | 31.6566 | 10.2145 | 235.1192 | 3.3762 | 248.7099 | 18.45 | 7161.8445 | 0
5151.5 | 214.6458 | 167 | 309 | 26.9 | -5.5796 | 5151.1881 | -47.8221 | 17.4773 | 41.864 | -71.6479 | 45.9571 | 116.0978 | 288.3009 | 4.1398 | 408.5386 | 19.95 | 13834.647 | 0
5152.5 | 214.6875 | 146 | 254 | 26.4 | -5.5752 | 5152.1882 | -62.8232 | 17.4661 | 31.4093 | -83.8697 | 60.205 | 72.5471 | 236.9852 | 3.403 | 312.9353 | 20.45 | 9539.5557 | 0
5153.5 | 214.7292 | 0 | 144 | 23.3 | -5.5708 | 5153.1883 | -77.8243 | 17.4549 | 20.7153 | -85.5222 | 69.9496 | 0 | 134.3538 | 1.9292 | 136.2831 | 23.55 | 1119.9545 | 0
5154.5 | 214.7708 | 0 | 18 | 20.1 | -5.5664 | 5154.1884 | -92.8254 | 17.4436 | 10.1657 | -75.4776 | 73.9629 | 0 | 16.7942 | 0.24115 | 17.0354 | 26.75 | -4823.2331 | 4685.4928
5155.5 | 214.8125 | 0 | 0 | 19.2 | -5.562 | 5155.1884 | -107.8265 | 17.4324 | 0.087738 | -65.2667 | 77.847 | 0 | 0 | 0 | 0 | 27.65 | -5774.9084 | 26949.0894
5156.5 | 214.8542 | 0 | 0 | 18.1 | -5.5575 | 5156.1885 | -122.8276 | 17.4211 | -9.1634 | -54.304 | 81.3671 | 0 | 0 | 0 | 0 | 28.75 | -6028.0568 | 58417.8872
5157.5 | 214.8958 | 0 | 0 | 17.8 | -5.553 | 5157.1886 | -137.8287 | 17.4099 | -17.1514 | -42.0985 | 84.3121 | 0 | 0 | 0 | 0 | 29.05 | -6097.4081 | 86418.4776
5158.5 | 214.9375 | 0 | 0 | 17.3 | -5.5486 | 5158.1887 | -152.8299 | 17.3986 | -23.339 | -28.3316 | 86.5026 | 0 | 0 | 0 | 0 | 29.55 | -6213.2896 | 108604.5787
5159.5 | 214.9792 | 0 | 0 | 17 | -5.5441 | 5159.1887 | -167.831 | 17.3873 | -27.1403 | -13.0649 | 87.8008 | 0 | 0 | 0 | 0 | 29.85 | -6282.9962 | 124357.74
5160.5 | 215.0208 | 0 | 0 | 16.9 | -5.5395 | 5160.1888 | 177.1679 | 17.376 | -28.087 | 3.0639 | 88.1231 | 0 | 0 | 0 | 0 | 29.95 | -6306.2613 | 113622.6583
5161.5 | 215.0625 | 0 | 0 | 15.7 | -5.535 | 5161.1889 | 162.1668 | 17.3647 | -26.0464 | 18.9857 | 87.4488 | 0 | 0 | 0 | 0 | 31.15 | -6586.5972 | 103047.3562
5162.5 | 215.1042 | 0 | 0 | 14.6 | -5.5304 | 5162.189 | 147.1656 | 17.3534 | -21.2967 | 33.7427 | 85.8229 | 0 | 0 | 0 | 0 | 32.25 | -6845.4442 | 106928.7953
5163.5 | 215.1458 | 0 | 0 | 14.5 | -5.5259 | 5163.189 | 132.1645 | 17.3421 | -14.3761 | 46.9197 | 83.3505 | 0 | 0 | 0 | 0 | 32.35 | -6869.0646 | 70423.0063
5164.5 | 215.1875 | 0 | 0 | 14.3 | -5.5213 | 5164.1891 | 117.1633 | 17.3308 | -5.8658 | 58.626 | 80.1865 | 0 | 0 | 0 | 0 | 32.55 | -6916.3497 | 53824.6619
5165.5 | 215.2292 | 0 | 9 | 15.2 | -5.5167 | 5165.1892 | 102.1622 | 17.3194 | 3.7326 | 69.2632 | 76.5238 | 0 | 8.3971 | 0.12058 | 8.5177 | 31.65 | -6331.0899 | 26697.1163
5166.5 | 215.2708 | 0 | 65 | 16.1 | -5.512 | 5166.1893 | 87.161 | 17.3081 | 14.0165 | 79.3608 | 72.5835 | 0 | 60.6458 | 0.87083 | 61.5167 | 30.75 | -3799.4376 | 5402.2077
5167.5 | 215.3125 | 17 | 153 | 17 | -5.5074 | 5167.1893 | 72.1599 | 17.2967 | 24.6468 | 89.5483 | 68.6086 | 6.2005 | 142.7509 | 2.0498 | 151.0013 | 29.85 | 328.5221 | 0
5168.5 | 215.3542 | 157 | 256 | 18.8 | -5.5027 | 5168.1894 | 57.1587 | 17.2854 | 35.2849 | 79.3509 | 54.853 | 90.3812 | 238.8513 | 3.4297 | 332.6622 | 28.05 | 8698.6995 | 0
5169.5 | 215.3958 | 153 | 318 | 20.7 | -5.4981 | 5169.1895 | 42.1575 | 17.274 | 45.4877 | 66.0897 | 40.568 | 116.2241 | 296.698 | 4.2604 | 417.1825 | 26.15 | 12833.5453 | 0
5170.5 | 215.4375 | 113 | 381 | 23.6 | -5.4934 | 5170.1896 | 27.1563 | 17.2626 | 54.5032 | 48.6452 | 26.2466 | 101.3496 | 355.4778 | 5.1044 | 461.9318 | 23.25 | 15445.2385 | 0
5171.5 | 215.4792 | 132 | 410 | 24.4 | -5.4887 | 5171.1897 | 12.1552 | 17.2512 | 60.9136 | 24.4344 | 12.0123 | 129.1096 | 382.5352 | 5.493 | 517.1378 | 22.45 | 18040.1764 | 0
5172.5 | 215.5208 | 24 | 362 | 26.3 | -5.4839 | 5172.1897 | -2.846 | 17.2398 | 62.6518 | -5.9249 | 3.885 | 23.9449 | 337.7506 | 4.8499 | 366.5453 | 20.55 | 11864.9728 | 0
5173.5 | 215.5625 | 18 | 324 | 26.2 | -5.4792 | 5173.1898 | -17.8472 | 17.2284 | 58.8912 | -34.5116 | 17.3791 | 17.1783 | 302.2961 | 4.3408 | 323.8152 | 20.65 | 9972.1652 | 0
5174.5 | 215.6042 | 43 | 353 | 26 | -5.4744 | 5174.1899 | -32.8484 | 17.217 | 51.2537 | -55.8759 | 31.6807 | 36.5925 | 329.3535 | 4.7293 | 370.6753 | 20.85 | 11980.0911 | 0
5175.5 | 215.6458 | 117 | 315 | 24.9 | -5.4696 | 5175.19 | -47.8496 | 17.2056 | 41.6538 | -71.4145 | 46.0003 | 81.2746 | 293.899 | 4.2202 | 379.3938 | 21.95 | 12119.7488 | 0
5176.5 | 215.6875 | 95 | 244 | 23.8 | -5.4648 | 5176.1901 | -62.8508 | 17.1942 | 31.2077 | -83.6539 | 60.2647 | 47.1194 | 227.6551 | 3.269 | 278.0435 | 23.05 | 7438.3069 | 0
5177.5 | 215.7292 | 278 | 165 | 21.7 | -5.46 | 5177.1901 | -77.852 | 17.1827 | 20.5141 | -85.72 | 70.2184 | 94.0854 | 153.9471 | 2.2106 | 250.243 | 25.15 | 5750.5393 | 0
5178.5 | 215.7708 | 243 | 108 | 18.5 | -5.4552 | 5178.1902 | -92.8532 | 17.1713 | 9.9585 | -75.6592 | 74.2319 | 66.034 | 100.7654 | 1.4469 | 168.2463 | 28.35 | 1430.7893 | 6851.6183
5179.5 | 215.8125 | 45 | 1 | 15.4 | -5.4503 | 5179.1903 | -107.8544 | 17.1598 | -0.13043 | -65.4323 | 78.1171 | 9.2661 | 0.93301 | 0.013397 | 10.2125 | 31.45 | -6209.8664 | 23329.1666
5180.5 | 215.8542 | 0 | 0 | 14.3 | -5.4454 | 5180.1904 | -122.8556 | 17.1483 | -9.3963 | -54.4504 | 81.6388 | 0 | 0 | 0 | 0 | 32.55 | -6916.3497 | 53475.9903
5181.5 | 215.8958 | 0 | 0 | 14.1 | -5.4405 | 5181.1905 | -137.8569 | 17.1369 | -17.4011 | -42.2176 | 84.5855 | 0 | 0 | 0 | 0 | 32.75 | -6963.694 | 89598.7694
5182.5 | 215.9375 | 0 | 0 | 14 | -5.4356 | 5182.1905 | -152.8581 | 17.1254 | -23.604 | -28.4098 | 86.777 | 0 | 0 | 0 | 0 | 32.85 | -6987.3884 | 113659.8346
5183.5 | 215.9792 | 0 | 0 | 14 | -5.4307 | 5183.1906 | -167.8593 | 17.1139 | -27.4143 | -13.0869 | 88.0753 | 0 | 0 | 0 | 0 | 32.85 | -6987.3884 | 130096.9549
5184.5 | 216.0208 | 0 | 0 | 14 | -5.4258 | 5184.1907 | 177.1394 | 17.1024 | -28.3593 | 3.1072 | 88.3964 | 0 | 0 | 0 | 0 | 32.85 | -6987.3884 | 131532.6577
5185.5 | 216.0625 | 0 | 0 | 13.9 | -5.4208 | 5185.1908 | 162.1382 | 17.0909 | -26.3053 | 19.0895 | 87.7195 | 0 | 0 | 0 | 0 | 32.95 | -7011.0976 | 108174.3694
5186.5 | 216.1042 | 0 | 0 | 12.9 | -5.4158 | 5186.1909 | 147.137 | 17.0793 | -21.5346 | 33.8918 | 86.0901 | 0 | 0 | 0 | 0 | 33.95 | -7249.0034 | 94614.4432
5187.5 | 216.1458 | 0 | 0 | 13 | -5.4108 | 5187.191 | 132.1357 | 17.0678 | -14.5908 | 47.0983 | 83.6137 | 0 | 0 | 0 | 0 | 33.85 | -7225.1462 | 75963.7922
5188.5 | 216.1875 | 0 | 0 | 11.9 | -5.4058 | 5188.191 | 117.1345 | 17.0563 | -6.0594 | 58.8235 | 80.4462 | 0 | 0 | 0 | 0 | 34.95 | -7488.3893 | 49884.428
5189.5 | 216.2292 | 176 | 12 | 10.9 | -5.4008 | 5189.1911 | 102.1332 | 17.0447 | 3.5555 | 69.4754 | 76.781 | 40.2467 | 11.1962 | 0.16077 | 51.6036 | 35.95 | -5469.8154 | 25602.9889
5190.5 | 216.2708 | 437 | 56 | 13.9 | -5.3957 | 5190.1912 | 87.1319 | 17.0332 | 13.8502 | 79.5882 | 72.8396 | 128.9356 | 52.2487 | 0.75026 | 181.9346 | 32.95 | 954.8211 | 9003.4768
5191.5 | 216.3125 | 667 | 83 | 16 | -5.3907 | 5191.1913 | 72.1307 | 17.0216 | 24.4847 | 89.7945 | 68.8657 | 240.4906 | 77.4401 | 1.112 | 319.0426 | 30.85 | 7452.8149 | 0
5192.5 | 216.3542 | 698 | 112 | 18.9 | -5.3856 | 5192.1914 | 57.1294 | 17.01 | 35.1183 | 79.0804 | 54.8535 | 401.8173 | 104.4974 | 1.5005 | 507.8153 | 27.95 | 16390.6757 | 0
5193.5 | 216.3958 | 726 | 132 | 20.7 | -5.3805 | 5193.1915 | 42.1281 | 16.9984 | 45.3052 | 65.7929 | 40.5516 | 551.6302 | 123.1577 | 1.7685 | 676.5563 | 26.15 | 24190.1006 | 0
5194.5 | 216.4375 | 631 | 242 | 21.3 | -5.3754 | 5194.1915 | 27.1268 | 16.9869 | 54.2903 | 48.3402 | 26.2093 | 566.1249 | 225.7891 | 3.2422 | 795.1561 | 25.55 | 29518.9308 | 0
5195.5 | 216.4792 | 856 | 140 | 23.1 | -5.3702 | 5195.1916 | 12.1256 | 16.9753 | 60.6596 | 24.2054 | 11.9319 | 837.5051 | 130.6218 | 1.8756 | 970.0026 | 23.75 | 37579.283 | 0
5196.5 | 216.5208 | 872 | 117 | 23.7 | -5.3651 | 5196.1917 | -2.8757 | 16.9636 | 62.3743 | -5.9401 | 3.7168 | 870.1659 | 109.1625 | 1.5675 | 980.8959 | 23.15 | 38190.1039 | 0
5197.5 | 216.5625 | 665 | 225 | 24.3 | -5.3599 | 5197.1918 | -17.877 | 16.952 | 58.6286 | -34.3365 | 17.3781 | 634.646 | 209.9279 | 3.0144 | 847.5882 | 22.55 | 32486.6223 | 0
5198.5 | 216.6042 | 536 | 251 | 25 | -5.3547 | 5198.1919 | -32.8783 | 16.9404 | 51.0184 | -55.6398 | 31.7094 | 455.9887 | 234.1862 | 3.3628 | 693.5376 | 21.85 | 25896.4683 | 0
5199.5 | 216.6458 | 543 | 214 | 25.6 | -5.3495 | 5199.192 | -47.8796 | 16.9288 | 41.4377 | -71.1802 | 46.0476 | 376.875 | 199.6647 | 2.8671 | 579.4068 | 21.25 | 21031.4777 | 0
5200.5 | 216.6875 | 520 | 177 | 24.6 | -5.3443 | 5200.1921 | -62.8809 | 16.9171 | 31.0005 | -83.4365 | 60.3282 | 257.4159 | 165.1432 | 2.3714 | 424.9305 | 22.25 | 14047.2213 | 0
5201.5 | 216.7292 | 510 | 114 | 24.2 | -5.3391 | 5201.1921 | -77.8822 | 16.9055 | 20.3074 | -85.9196 | 70.4927 | 170.3027 | 106.3634 | 1.5273 | 278.1934 | 22.65 | 7533.7589 | 0
5202.5 | 216.7708 | 228 | 98 | 21.7 | -5.3338 | 5202.1922 | -92.8835 | 16.8938 | 9.7459 | -75.8425 | 74.5065 | 60.9055 | 91.4352 | 1.313 | 153.6537 | 25.15 | 1521.4228 | 0
5203.5 | 216.8125 | 39 | 0 | 19.6 | -5.3285 | 5203.1923 | -107.8849 | 16.8821 | -0.35402 | -65.5994 | 78.3928 | 7.8469 | 0 | 0 | 7.8469 | 27.25 | -5339.7273 | 5201.979
5204.5 | 216.8542 | 0 | 0 | 18.5 | -5.3232 | 5204.1924 | -122.8862 | 16.8705 | -9.6348 | -54.5981 | 81.916 | 0 | 0 | 0 | 0 | 28.35 | -5935.7956 | 22931.5811
5205.5 | 216.8958 | 0 | 0 | 17.3 | -5.3179 | 5205.1925 | -137.8875 | 16.8588 | -17.6563 | -42.3373 | 84.8643 | 0 | 0 | 0 | 0 | 29.55 | -6213.2896 | 75256.4589
5206.5 | 216.9375 | 0 | 0 | 16.7 | -5.3126 | 5206.1926 | -152.8889 | 16.8471 | -23.8746 | -28.4878 | 87.0568 | 0 | 0 | 0 | 0 | 30.15 | -6352.8359 | 95624.5147
5207.5 | 216.9792 | 0 | 0 | 16 | -5.3073 | 5207.1927 | -167.8902 | 16.8354 | -27.6938 | -13.1072 | 88.355 | 0 | 0 | 0 | 0 | 30.85 | -6516.3134 | 114442.7639
5208.5 | 217.0208 | 0 | 0 | 15.4 | -5.3019 | 5208.1928 | 177.1085 | 16.8237 | -28.6366 | 3.1538 | 88.6746 | 0 | 0 | 0 | 0 | 31.45 | -6657.0142 | 116254.3499
5209.5 | 217.0625 | 0 | 0 | 14.9 | -5.2965 | 5209.1929 | 162.1071 | 16.8119 | -26.5685 | 19.1978 | 87.9951 | 0 | 0 | 0 | 0 | 31.95 | -6774.672 | 112684.862
5210.5 | 217.1042 | 0 | 0 | 14.4 | -5.2911 | 5210.1929 | 147.1058 | 16.8002 | -21.7759 | 34.0461 | 86.3619 | 0 | 0 | 0 | 0 | 32.45 | -6892.6998 | 97889.542
5211.5 | 217.1458 | 0 | 0 | 12.3 | -5.2857 | 5211.193 | 132.1044 | 16.7885 | -14.8082 | 47.2822 | 83.8815 | 0 | 0 | 0 | 0 | 34.55 | -7392.4573 | 82152.4667
5212.5 | 217.1875 | 0 | 0 | 13.5 | -5.2803 | 5212.1931 | 117.1031 | 16.7767 | -6.2554 | 59.0263 | 80.7102 | 0 | 0 | 0 | 0 | 33.35 | -7106.0823 | 51929.1304
5213.5 | 217.2292 | 198 | 10 | 14.6 | -5.2748 | 5213.1932 | 102.1017 | 16.765 | 3.3765 | 69.6928 | 77.0423 | 44.3977 | 9.3301 | 0.13397 | 53.8618 | 32.25 | -4487.1296 | 28608.261
5214.5 | 217.2708 | 410 | 58 | 16.9 | -5.2693 | 5214.1933 | 87.1003 | 16.7532 | 13.6822 | 79.8208 | 73.1 | 119.188 | 54.1147 | 0.77705 | 174.0798 | 29.95 | 1315.7371 | 6748.239
5215.5 | 217.3125 | 548 | 100 | 18.8 | -5.2639 | 5215.1934 | 72.099 | 16.7414 | 24.3206 | 89.9539 | 69.082 | 195.6535 | 93.3013 | 1.3397 | 290.2945 | 28.05 | 6843.6489 | 0
5216.5 | 217.3542 | 605 | 141 | 20.5 | -5.2584 | 5216.1935 | 57.0976 | 16.7297 | 34.9495 | 78.8045 | 54.853 | 348.2845 | 131.5548 | 1.889 | 481.7284 | 26.35 | 15614.2029 | 0
5217.5 | 217.3958 | 708 | 146 | 22.8 | -5.2528 | 5217.1936 | 42.0962 | 16.7179 | 45.12 | 65.4906 | 40.5345 | 538.0908 | 136.2199 | 1.956 | 676.2667 | 24.05 | 24651.0668 | 0
5218.5 | 217.4375 | 809 | 144 | 24 | -5.2473 | 5218.1937 | 27.0948 | 16.7061 | 54.0739 | 48.0301 | 26.172 | 726.0563 | 134.3538 | 1.9292 | 862.3394 | 22.85 | 33065.8955 | 0
5219.5 | 217.4792 | 748 | 200 | 25.2 | -5.2417 | 5219.1938 | 12.0934 | 16.6943 | 60.4013 | 23.9721 | 11.8542 | 732.0478 | 186.6025 | 2.6795 | 921.3298 | 21.65 | 35914.3574 | 0
5220.5 | 217.5208 | 433 | 342 | 25.9 | -5.2362 | 5220.1939 | -2.908 | 16.6824 | 62.0915 | -5.9595 | 3.5612 | 432.1639 | 319.0903 | 4.5819 | 755.8362 | 20.95 | 28822.2418 | 0
5221.5 | 217.5625 | 532 | 283 | 27.2 | -5.2306 | 5221.194 | -17.9094 | 16.6706 | 58.3601 | -34.1644 | 17.3834 | 507.702 | 264.0426 | 3.7915 | 775.5361 | 19.65 | 29968.7685 | 0
5222.5 | 217.6042 | 567 | 242 | 27.6 | -5.225 | 5222.1941 | -32.9108 | 16.6588 | 50.7771 | -55.4043 | 31.7428 | 482.1872 | 225.7891 | 3.2422 | 711.2184 | 19.25 | 27239.5236 | 0
5223.5 | 217.6458 | 556 | 207 | 27.7 | -5.2193 | 5223.1941 | -47.9122 | 16.6469 | 41.2159 | -70.945 | 46.099 | 385.5385 | 193.1336 | 2.7733 | 581.4454 | 19.15 | 21579.1569 | 0
5224.5 | 217.6875 | 571 | 161 | 26 | -5.2137 | 5224.1942 | -62.9136 | 16.6351 | 30.7877 | -83.2178 | 60.3956 | 282.0788 | 150.215 | 2.157 | 434.4508 | 20.85 | 14772.4721 | 0
5225.5 | 217.7292 | 477 | 129 | 23.5 | -5.208 | 5225.1943 | -77.915 | 16.6232 | 20.0953 | -86.1208 | 70.7726 | 157.0849 | 120.3586 | 1.7283 | 279.1718 | 23.35 | 7420.891 | 0
5226.5 | 217.7708 | 58 | 92 | 23 | -5.2024 | 5226.1944 | -92.9164 | 16.6114 | 9.528 | -76.0275 | 74.7866 | 15.2201 | 85.8372 | 1.2326 | 102.2898 | 23.85 | -435.4659 | 4433.6241
5227.5 | 217.8125 | 0 | 0 | 21 | -5.1967 | 5227.1945 | -107.9178 | 16.5995 | -0.58298 | -65.7682 | 78.6739 | 0 | 0 | 0 | 0 | 25.85 | -5364.5289 | 21757.1182
5228.5 | 217.8542 | 0 | 0 | 20 | -5.191 | 5228.1946 | -122.9193 | 16.5876 | -9.8787 | -54.747 | 82.1987 | 0 | 0 | 0 | 0 | 26.85 | -5591.9254 | 54395.057
5229.5 | 217.8958 | 0 | 0 | 20.7 | -5.1852 | 5229.1947 | -137.9207 | 16.5757 | -17.917 | -42.4578 | 85.1485 | 0 | 0 | 0 | 0 | 26.15 | -5432.5924 | 86262.9324
5230.5 | 217.9375 | 0 | 0 | 19.5 | -5.1795 | 5230.1948 | -152.9221 | 16.5638 | -24.1506 | -28.5655 | 87.3419 | 0 | 0 | 0 | 0 | 27.35 | -5706.1788 | 105485.0887
5231.5 | 217.9792 | 0 | 0 | 19.6 | -5.1737 | 5231.1949 | -167.9236 | 16.5519 | -27.9786 | -13.1257 | 88.6399 | 0 | 0 | 0 | 0 | 27.25 | -5683.2985 | 105945.2955
5232.5 | 218.0208 | 0 | 0 | 19.7 | -5.1679 | 5232.195 | 177.075 | 16.54 | -28.9187 | 3.2037 | 88.9579 | 0 | 0 | 0 | 0 | 27.15 | -5660.433 | 107321.1948
5233.5 | 218.0625 | 0 | 0 | 19.7 | -5.1621 | 5233.1951 | 162.0735 | 16.528 | -26.8358 | 19.3108 | 88.2754 | 0 | 0 | 0 | 0 | 27.15 | -5660.433 | 120829.3241
5234.5 | 218.1042 | 0 | 0 | 17.6 | -5.1563 | 5234.1952 | 147.0721 | 16.5161 | -22.0205 | 34.2057 | 86.6382 | 0 | 0 | 0 | 0 | 29.25 | -6143.7163 | 95864.7623
5235.5 | 218.1458 | 0 | 0 | 17.2 | -5.1505 | 5235.1953 | 132.0706 | 16.5042 | -15.0283 | 47.4714 | 84.1536 | 0 | 0 | 0 | 0 | 29.65 | -6236.5103 | 77403.3986
5236.5 | 218.1875 | 0 | 0 | 17.2 | -5.1446 | 5236.1954 | 117.0692 | 16.4922 | -6.4534 | 59.2345 | 80.9785 | 0 | 0 | 0 | 0 | 29.65 | -6236.5103 | 50931.2623
5237.5 | 218.2292 | 110 | 12 | 17.2 | -5.1388 | 5237.1955 | 102.0677 | 16.4803 | 3.1956 | 69.9155 | 77.3079 | 24.1683 | 11.1962 | 0.16077 | 35.5253 | 29.65 | -4681.0542 | 19983.1237
5238.5 | 218.2708 | 352 | 65 | 19.6 | -5.1329 | 5238.1956 | 87.0662 | 16.4683 | 13.5124 | 80.0586 | 73.3645 | 100.7714 | 60.6458 | 0.87083 | 162.2881 | 27.25 | 1422.408 | 0
5239.5 | 218.3125 | 604 | 97 | 21.4 | -5.127 | 5239.1957 | 72.0647 | 16.4563 | 24.1546 | 89.6971 | 69.0968 | 215.5011 | 90.5022 | 1.2996 | 307.3029 | 25.45 | 8181.1243 | 0
5240.5 | 218.3542 | 762 | 89 | 21.9 | -5.1211 | 5240.1958 | 57.0633 | 16.4443 | 34.7784 | 78.5233 | 54.8515 | 438.6818 | 83.0381 | 1.1924 | 522.9123 | 24.95 | 17734.3282 | 0
5241.5 | 218.3958 | 808 | 93 | 24.8 | -5.1151 | 5241.1959 | 42.0618 | 16.4323 | 44.932 | 65.1829 | 40.5168 | 614.2545 | 86.7702 | 1.246 | 702.2707 | 22.05 | 26234.6641 | 0
5242.5 | 218.4375 | 797 | 139 | 26.6 | -5.1092 | 5242.196 | 27.0603 | 16.4203 | 53.8539 | 47.7151 | 26.135 | 715.5136 | 129.6888 | 1.8622 | 847.0646 | 20.25 | 32969.8546 | 0
5243.5 | 218.4792 | 820 | 157 | 27.6 | -5.1032 | 5243.1961 | 12.0588 | 16.4083 | 60.1386 | 23.7347 | 11.7795 | 802.7313 | 146.483 | 2.1034 | 951.3176 | 19.25 | 37752.1524 | 0
5244.5 | 218.5208 | 619 | 270 | 28.3 | -5.0972 | 5244.1962 | -2.9427 | 16.3963 | 61.8036 | -5.983 | 3.4213 | 617.8968 | 251.9134 | 3.6173 | 873.4275 | 18.55 | 34493.2283 | 0
5245.5 | 218.5625 | 575 | 262 | 29 | -5.0912 | 5245.1963 | -17.9442 | 16.3843 | 58.0859 | -33.9953 | 17.3953 | 548.7023 | 244.4493 | 3.5101 | 796.6617 | 17.85 | 31282.8095 | 0
5246.5 | 218.6042 | 774 | 175 | 29 | -5.0852 | 5246.1964 | -32.9457 | 16.3722 | 50.5299 | -55.1696 | 31.7811 | 657.9517 | 163.2772 | 2.3446 | 823.5734 | 17.85 | 32461.1253 | 0
5247.5 | 218.6458 | 506 | 235 | 28.5 | -5.0791 | 5247.1965 | -47.9472 | 16.3602 | 40.9882 | -70.7093 | 46.1546 | 350.5139 | 219.258 | 3.1484 | 572.9203 | 18.35 | 21378.8066 | 0
5248.5 | 218.6875 | 698 | 114 | 29.7 | -5.0731 | 5248.1966 | -62.9487 | 16.3481 | 30.5693 | -82.9977 | 60.4669 | 344.0627 | 106.3634 | 1.5273 | 451.9535 | 17.15 | 16339.9306 | 0
5249.5 | 218.7292 | 506 | 123 | 26.3 | -5.067 | 5249.1967 | -77.9502 | 16.3361 | 19.8778 | -86.3235 | 71.0579 | 164.254 | 114.7606 | 1.6479 | 280.6624 | 20.55 | 8104.6311 | 0
5250.5 | 218.7708 | 227 | 91 | 24 | -5.0609 | 5250.1968 | -92.9518 | 16.324 | 9.3047 | -76.2141 | 75.0721 | 58.4759 | 84.9042 | 1.2192 | 144.5992 | 22.85 | 1639.9861 | 0
5251.5 | 218.8125 | 0 | 0 | 21.5 | -5.0548 | 5251.1969 | -107.9533 | 16.3119 | -0.81724 | -65.9384 | 78.9605 | 0 | 0 | 0 | 0 | 25.35 | -5251.3856 | 21649.2257
5252.5 | 218.8542 | 0 | 0 | 20 | -5.0487 | 5252.197 | -122.9548 | 16.2998 | -10.1279 | -54.8972 | 82.4867 | 0 | 0 | 0 | 0 | 26.85 | -5591.9254 | 53946.4457
5253.5 | 218.8958 | 0 | 0 | 19 | -5.0425 | 5253.1971 | -137.9564 | 16.2877 | -18.1832 | -42.579 | 85.4379 | 0 | 0 | 0 | 0 | 27.85 | -5820.8022 | 85112.9468
5254.5 | 218.9375 | 0 | 0 | 18.9 | -5.0364 | 5254.1972 | -152.9579 | 16.2756 | -24.4322 | -28.6429 | 87.6321 | 0 | 0 | 0 | 0 | 27.95 | -5843.7712 | 98430.1096
5255.5 | 218.9792 | 0 | 0 | 18.1 | -5.0302 | 5255.1973 | -167.9595 | 16.2635 | -28.2687 | -13.1425 | 88.9297 | 0 | 0 | 0 | 0 | 28.75 | -6028.0568 | 116560.0683
5256.5 | 219.0208 | 0 | 0 | 18.6 | -5.024 | 5256.1974 | 177.039 | 16.2514 | -29.2056 | 3.257 | 89.246 | 0 | 0 | 0 | 0 | 28.25 | -5912.7673 | 127984.3597
5257.5 | 219.0625 | 0 | 0 | 16.8 | -5.0178 | 5257.1975 | 162.0374 | 16.2393 | -27.1071 | 19.4284 | 88.5603 | 0 | 0 | 0 | 0 | 30.05 | -6329.5412 | 116985.3709
5258.5 | 219.1042 | 0 | 0 | 16.8 | -5.0115 | 5258.1976 | 147.0359 | 16.2271 | -22.2684 | 34.3704 | 86.9191 | 0 | 0 | 0 | 0 | 30.05 | -6329.5412 | 103887.854
5259.5 | 219.1458 | 0 | 0 | 16.8 | -5.0053 | 5259.1977 | 132.0343 | 16.215 | -15.2509 | 47.666 | 84.43 | 0 | 0 | 0 | 0 | 30.05 | -6329.5412 | 81127.4518
5260.5 | 219.1875 | 0 | 0 | 16.7 | -4.999 | 5260.1978 | 117.0328 | 16.2028 | -6.6535 | 59.4478 | 81.2509 | 0 | 0 | 0 | 0 | 30.15 | -6352.8359 | 53521.9023
5261.5 | 219.2292 | 139 | 9 | 16.5 | -4.9927 | 5261.1979 | 102.0312 | 16.1907 | 3.0129 | 70.1432 | 77.5775 | 29.9015 | 8.3971 | 0.12058 | 38.4192 | 30.35 | -4717.3021 | 25611.1145
5262.5 | 219.2708 | 465 | 50 | 19.4 | -4.9864 | 5262.198 | 87.0296 | 16.1785 | 13.3408 | 80.3014 | 73.633 | 131.0317 | 46.6506 | 0.66987 | 178.3523 | 27.45 | 2079.9939 | 2123.2644
5263.5 | 219.3125 | 513 | 106 | 21.2 | -4.9801 | 5263.1981 | 72.028 | 16.1663 | 23.9868 | 89.4352 | 69.1106 | 182.9182 | 98.8993 | 1.4201 | 283.2377 | 25.65 | 7082.1989 | 0
5264.5 | 219.3542 | 581 | 151 | 24.1 | -4.9738 | 5264.1982 | 57.0264 | 16.1541 | 34.6052 | 78.2369 | 54.8491 | 334.5002 | 140.8849 | 2.023 | 477.4082 | 22.75 | 16234.0819 | 0
5265.5 | 219.3958 | 808 | 105 | 26.9 | -4.9674 | 5265.1983 | 42.0249 | 16.1419 | 44.7413 | 64.87 | 40.4985 | 614.4213 | 97.9663 | 1.4067 | 713.7944 | 19.95 | 27200.1276 | 0
5266.5 | 219.4375 | 850 | 114 | 28.8 | -4.9611 | 5266.1984 | 27.0233 | 16.1297 | 53.6304 | 47.3953 | 26.0984 | 763.3338 | 106.3634 | 1.5273 | 871.2246 | 18.05 | 34504.5141 | 0
5267.5 | 219.4792 | 897 | 98 | 31.7 | -4.9547 | 5267.1986 | 12.0217 | 16.1175 | 59.8716 | 23.4934 | 11.7083 | 878.3366 | 91.4352 | 1.313 | 971.0848 | 15.15 | 39494.4462 | 0
5268.5 | 219.5208 | 848 | 138 | 32.5 | -4.9483 | 5268.1987 | -2.9799 | 16.1053 | 61.5107 | -6.0104 | 3.3005 | 846.5935 | 128.7558 | 1.8488 | 977.1981 | 14.35 | 39930.2926 | 0
5269.5 | 219.5625 | 593 | 254 | 34.4 | -4.9419 | 5269.1988 | -17.9815 | 16.093 | 57.8061 | -33.8292 | 17.4141 | 565.8208 | 236.9852 | 3.403 | 806.209 | 12.45 | 32839.2529 | 0
5270.5 | 219.6042 | 567 | 239 | 35.3 | -4.9354 | 5270.1989 | -32.9831 | 16.0808 | 50.2769 | -54.9359 | 31.8243 | 481.7626 | 222.99 | 3.202 | 707.9546 | 11.55 | 28722.7709 | 0
5271.5 | 219.6458 | 562 | 201 | 35.2 | -4.929 | 5271.199 | -47.9848 | 16.0686 | 40.755 | -70.4731 | 46.2144 | 388.8826 | 187.5356 | 2.6929 | 579.111 | 11.65 | 23060.8618 | 0
5272.5 | 219.6875 | 476 | 184 | 33.1 | -4.9225 | 5272.1991 | -62.9864 | 16.0563 | 30.3455 | -82.7765 | 60.5421 | 234.0895 | 171.6743 | 2.4651 | 408.2289 | 13.75 | 15143.7661 | 0
5273.5 | 219.7292 | 384 | 140 | 29.9 | -4.916 | 5273.1992 | -77.988 | 16.044 | 19.655 | -86.5278 | 71.3486 | 122.8071 | 130.6218 | 1.8756 | 255.3046 | 16.95 | 7772.4791 | 0
5274.5 | 219.7708 | 282 | 89 | 26.8 | -4.9095 | 5274.1993 | -92.9896 | 16.0318 | 9.0762 | -76.4023 | 75.363 | 71.2598 | 83.0381 | 1.1924 | 155.4903 | 20.05 | 2733.2487 | 827.2376
5275.5 | 219.8125 | 0 | 0 | 23.6 | -4.903 | 5275.1994 | -107.9913 | 16.0195 | -1.0567 | -66.1102 | 79.2523 | 0 | 0 | 0 | 0 | 23.25 | -4780.225 | 15887.8522
5276.5 | 219.8542 | 0 | 0 | 22.5 | -4.8964 | 5276.1995 | -122.9929 | 16.0072 | -10.3824 | -55.0485 | 82.78 | 0 | 0 | 0 | 0 | 24.35 | -5026.2093 | 54756.6576
5277.5 | 219.8958 | 0 | 0 | 21.3 | -4.8899 | 5277.1996 | -137.9945 | 15.9949 | -18.4547 | -42.7008 | 85.7325 | 0 | 0 | 0 | 0 | 25.55 | -5296.5985 | 84582.2962
5278.5 | 219.9375 | 0 | 0 | 19.2 | -4.8833 | 5278.1997 | -152.9962 | 15.9826 | -24.719 | -28.72 | 87.9274 | 0 | 0 | 0 | 0 | 27.65 | -5774.9084 | 105344.5684
5279.5 | 219.9792 | 0 | 0 | 19.2 | -4.8767 | 5279.1999 | -167.9978 | 15.9703 | -28.5639 | -13.1575 | 89.2245 | 0 | 0 | 0 | 0 | 27.65 | -5774.9084 | 114998.6313
5280.5 | 220.0208 | 0 | 0 | 19.2 | -4.8701 | 5280.2 | 177.0005 | 15.958 | -29.4971 | 3.3137 | 89.5388 | 0 | 0 | 0 | 0 | 27.65 | -5774.9084 | 118133.1308
5281.5 | 220.0625 | 0 | 0 | 18.6 | -4.8635 | 5281.2001 | 161.9989 | 15.9456 | -27.3824 | 19.5506 | 88.8498 | 0 | 0 | 0 | 0 | 28.25 | -5912.7673 | 106704.2078
5282.5 | 220.1042 | 0 | 0 | 18.6 | -4.8568 | 5282.2002 | 146.9972 | 15.9333 | -22.5194 | 34.5404 | 87.2043 | 0 | 0 | 0 | 0 | 28.25 | -5912.7673 | 86673.774
5283.5 | 220.1458 | 0 | 0 | 18 | -4.8502 | 5283.2003 | 131.9955 | 15.921 | -15.4761 | 47.8659 | 84.7106 | 0 | 0 | 0 | 0 | 28.85 | -6051.1591 | 68817.4438
5284.5 | 220.1875 | 0 | 0 | 18 | -4.8435 | 5284.2004 | 116.9939 | 15.9086 | -6.8557 | 59.6663 | 81.5274 | 0 | 0 | 0 | 0 | 28.85 | -6051.1591 | 44702.64
5285.5 | 220.2292 | 0 | 6 | 18 | -4.8368 | 5285.2005 | 101.9922 | 15.8963 | 2.8285 | 70.3761 | 77.8511 | 0 | 5.5981 | 0.080385 | 5.6785 | 28.85 | -5802.5304 | 21518.5073
5286.5 | 220.2708 | 0 | 33 | 18 | -4.8301 | 5286.2006 | 86.9905 | 15.8839 | 13.1676 | 80.5492 | 73.9055 | 0 | 30.7894 | 0.44212 | 31.2315 | 28.85 | -4683.7013 | 2558.0326
5287.5 | 220.3125 | 23 | 154 | 21.9 | -4.8234 | 5287.2007 | 71.9888 | 15.8715 | 23.8172 | 89.1682 | 69.1232 | 8.1963 | 143.684 | 2.0632 | 153.9434 | 24.95 | 1579.2013 | 0
5288.5 | 220.3542 | 87 | 224 | 24.8 | -4.8166 | 5288.2009 | 56.9872 | 15.8591 | 34.4299 | 77.9453 | 54.8459 | 50.0927 | 208.9948 | 3.001 | 262.0886 | 22.05 | 6961.5011 | 0
5289.5 | 220.3958 | 525 | 223 | 27.7 | -4.8099 | 5289.201 | 41.9855 | 15.8467 | 44.5479 | 64.5522 | 40.4799 | 399.3326 | 208.0618 | 2.9876 | 610.382 | 19.15 | 22846.1317 | 0
5290.5 | 220.4375 | 565 | 248 | 29.6 | -4.8031 | 5290.2011 | 26.9838 | 15.8343 | 53.4034 | 47.0711 | 26.0624 | 507.5486 | 231.3872 | 3.3226 | 742.2583 | 17.25 | 29029.4054 | 0
5291.5 | 220.4792 | 640 | 245 | 32.5 | -4.7963 | 5291.2012 | 11.9821 | 15.8219 | 59.6003 | 23.2486 | 11.641 | 626.8359 | 228.5881 | 3.2824 | 858.7064 | 14.35 | 34742.1935 | 0
5292.5 | 220.5208 | 656 | 224 | 33.4 | -4.7895 | 5292.2013 | -3.0196 | 15.8095 | 61.2129 | -6.0418 | 3.2023 | 654.9757 | 208.9948 | 3.001 | 866.9716 | 13.45 | 35292.1494 | 0
5293.5 | 220.5625 | 671 | 209 | 34.3 | -4.7826 | 5293.2014 | -18.0213 | 15.7971 | 57.5206 | -33.6663 | 17.44 | 640.155 | 194.9997 | 2.8001 | 837.9547 | 12.55 | 34208.5349 | 0
5294.5 | 220.6042 | 628 | 214 | 34.2 | -4.7758 | 5294.2015 | -33.0231 | 15.7846 | 50.0181 | -54.7032 | 31.8725 | 533.3135 | 199.6647 | 2.8671 | 735.8453 | 12.65 | 29717.0157 | 0
5295.5 | 220.6458 | 661 | 180 | 34.1 | -4.7689 | 5295.2017 | -48.0248 | 15.7722 | 40.5161 | -70.2364 | 46.2785 | 456.8527 | 167.9423 | 2.4115 | 627.2065 | 12.75 | 24939.6012 | 0
5296.5 | 220.6875 | 534 | 165 | 34 | -4.762 | 5296.2018 | -63.0265 | 15.7597 | 30.1163 | -82.5541 | 60.6211 | 261.9709 | 153.9471 | 2.2106 | 418.1286 | 12.85 | 15764.4908 | 0
5297.5 | 220.7292 | 502 | 114 | 32 | -4.7551 | 5297.2019 | -78.0282 | 15.7473 | 19.4269 | -86.7334 | 71.6445 | 158.0861 | 106.3634 | 1.5273 | 265.9768 | 14.85 | 8684.8107 | 0
5298.5 | 220.7708 | 175 | 91 | 28.9 | -4.7482 | 5298.202 | -93.0299 | 15.7348 | 8.8426 | -76.5919 | 75.6591 | 43.3458 | 84.9042 | 1.2192 | 129.4691 | 17.95 | 2048.6103 | 0
5299.5 | 220.8125 | 0 | 0 | 24.8 | -4.7413 | 5299.2021 | -108.0317 | 15.7223 | -1.3014 | -66.2833 | 79.5494 | 0 | 0 | 0 | 0 | 22.05 | -4513.921 | 1425.1542
5300.5 | 220.8542 | 0 | 0 | 23.7 | -4.7343 | 5300.2022 | -123.0334 | 15.7099 | -10.6421 | -55.2011 | 83.0785 | 0 | 0 | 0 | 0 | 23.15 | -4757.9516 | 33616.3758
5301.5 | 220.8958 | 0 | 0 | 22.6 | -4.7274 | 5301.2023 | -138.0352 | 15.6974 | -18.7314 | -42.8232 | 86.0323 | 0 | 0 | 0 | 0 | 24.25 | -5003.7731 | 78890.9532
5302.5 | 220.9375 | 0 | 0 | 20.5 | -4.7204 | 5302.2025 | -153.0369 | 15.6849 | -25.0112 | -28.7968 | 88.2277 | 0 | 0 | 0 | 0 | 26.35 | -5478.0421 | 103067.6172
5303.5 | 220.9792 | 0 | 0 | 19.4 | -4.7134 | 5303.2026 | -168.0387 | 15.6724 | -28.8642 | -13.1707 | 89.5242 | 0 | 0 | 0 | 0 | 27.45 | -5729.0738 | 119636.1467
5304.5 | 221.0208 | 0 | 0 | 19.3 | -4.7064 | 5304.2027 | 176.9596 | 15.6598 | -29.7933 | 3.3738 | 89.8364 | 0 | 0 | 0 | 0 | 27.55 | -5751.9837 | 120247.667
5305.5 | 221.0625 | 0 | 0 | 18.2 | -4.6993 | 5305.2028 | 161.9578 | 15.6473 | -27.6615 | 19.6774 | 89.1439 | 0 | 0 | 0 | 0 | 28.65 | -6004.9693 | 105445.7501
5306.5 | 221.1042 | 0 | 0 | 17.1 | -4.6923 | 5306.2029 | 146.9561 | 15.6348 | -22.7735 | 34.7156 | 87.4939 | 0 | 0 | 0 | 0 | 29.75 | -6259.7458 | 87313.4926
5307.5 | 221.1458 | 0 | 0 | 16 | -4.6852 | 5307.203 | 131.9543 | 15.6222 | -15.7035 | 48.0711 | 84.9954 | 0 | 0 | 0 | 0 | 30.85 | -6516.3134 | 67876.2539
5308.5 | 221.1875 | 0 | 0 | 15.9 | -4.6781 | 5308.2032 | 116.9525 | 15.6097 | -7.0597 | 59.89 | 81.808 | 0 | 0 | 0 | 0 | 30.95 | -6539.7265 | 49189.4104
5309.5 | 221.2292 | 120 | 8 | 15.8 | -4.671 | 5309.2033 | 101.9508 | 15.5971 | 2.6424 | 70.6139 | 78.1286 | 24.6858 | 7.4641 | 0.10718 | 32.2571 | 31.05 | -5150.7933 | 22654.7661
5310.5 | 221.2708 | 452 | 50 | 17.7 | -4.6639 | 5310.2034 | 86.949 | 15.5846 | 12.9927 | 80.802 | 74.1819 | 123.2078 | 46.6506 | 0.66987 | 170.5283 | 29.15 | 1345.9464 | 0
5311.5 | 221.3125 | 501 | 108 | 19.6 | -4.6568 | 5311.2035 | 71.9472 | 15.572 | 23.6458 | 88.8964 | 69.1349 | 178.4408 | 100.7654 | 1.4469 | 280.6531 | 27.25 | 6604.9612 | 0
5312.5 | 221.3542 | 639 | 131 | 22.5 | -4.6496 | 5312.2036 | 56.9454 | 15.5594 | 34.2524 | 77.6489 | 54.8418 | 367.9589 | 122.2247 | 1.7551 | 491.9387 | 24.35 | 16513.0894 | 0
5313.5 | 221.3958 | 814 | 94 | 23.4 | -4.6425 | 5313.2038 | 41.9436 | 15.5468 | 44.3517 | 64.2294 | 40.461 | 619.3302 | 87.7032 | 1.2594 | 708.2928 | 23.45 | 26187.4442 | 0
5314.5 | 221.4375 | 737 | 174 | 26.3 | -4.6353 | 5314.2039 | 26.9418 | 15.5342 | 53.1729 | 46.7426 | 26.0271 | 662.2582 | 162.3442 | 2.3312 | 826.9335 | 20.55 | 32022.8491 | 0
5315.5 | 221.4792 | 574 | 273 | 28.2 | -4.6281 | 5315.204 | 11.94 | 15.5216 | 59.3248 | 23.0004 | 11.5781 | 562.3202 | 254.7125 | 3.6575 | 820.6902 | 18.65 | 32162.5573 | 0
5316.5 | 221.5208 | 577 | 269 | 28.1 | -4.6209 | 5316.2041 | -3.0618 | 15.509 | 60.9102 | -6.0768 | 3.1304 | 576.139 | 250.9804 | 3.6039 | 830.7234 | 18.75 | 32580.2487 | 0
5317.5 | 221.5625 | 768 | 198 | 29 | -4.6136 | 5317.2042 | -18.0636 | 15.4964 | 57.2297 | -33.5066 | 17.4732 | 732.5626 | 184.7365 | 2.6527 | 919.9518 | 17.85 | 36681.0064 | 0
5318.5 | 221.6042 | 659 | 193 | 30 | -4.6064 | 5318.2044 | -33.0654 | 15.4838 | 49.7537 | -54.4717 | 31.9258 | 559.3153 | 180.0715 | 2.5857 | 741.9724 | 16.85 | 29102.3391 | 0
5319.5 | 221.6458 | 661 | 162 | 30.9 | -4.5991 | 5319.2045 | -48.0672 | 15.4711 | 40.2716 | -69.9996 | 46.3469 | 456.2819 | 151.1481 | 2.1704 | 609.6003 | 15.95 | 23497.8933 | 0
5320.5 | 221.6875 | 617 | 142 | 28.8 | -4.5918 | 5320.2046 | -63.069 | 15.4585 | 29.8817 | -82.3308 | 60.7042 | 301.91 | 132.4878 | 1.9024 | 436.3002 | 18.05 | 15461.561 | 0
5321.5 | 221.7292 | 297 | 148 | 26.7 | -4.5845 | 5321.2047 | -78.0709 | 15.4458 | 19.1936 | -86.9403 | 71.9456 | 92.0464 | 138.0859 | 1.9828 | 232.1151 | 20.15 | 6066.4172 | 0
5322.5 | 221.7708 | 32 | 96 | 23.6 | -4.5772 | 5322.2048 | -93.0727 | 15.4332 | 8.6038 | -76.783 | 75.9604 | 7.7629 | 89.5692 | 1.2862 | 98.6183 | 23.25 | -462.2694 | 0
5323.5 | 221.8125 | 0 | 0 | 20.5 | -4.5699 | 5323.205 | -108.0745 | 15.4205 | -1.5511 | -66.4578 | 79.8517 | 0 | 0 | 0 | 0 | 26.35 | -5478.0421 | 1323.7549
5324.5 | 221.8542 | 0 | 0 | 19.4 | -4.5625 | 5324.2051 | -123.0764 | 15.4078 | -10.9069 | -55.3548 | 83.382 | 0 | 0 | 0 | 0 | 27.45 | -5729.0738 | 12033.2586
5325.5 | 221.8958 | 0 | 0 | 17.3 | -4.5551 | 5325.2052 | -138.0782 | 15.3952 | -19.0134 | -42.9463 | 86.337 | 0 | 0 | 0 | 0 | 29.55 | -6213.2896 | 46556.5156
5326.5 | 221.9375 | 0 | 0 | 15.2 | -4.5477 | 5326.2053 | -153.0801 | 15.3825 | -25.3085 | -28.8732 | 88.5329 | 0 | 0 | 0 | 0 | 31.65 | -6704.0329 | 95957.7307
5327.5 | 221.9792 | 0 | 0 | 14.1 | -4.5403 | 5327.2055 | -168.0819 | 15.3698 | -29.1695 | -13.1822 | 89.8286 | 0 | 0 | 0 | 0 | 32.75 | -6963.694 | 105562.2771
5328.5 | 222.0208 | 0 | 0 | 14 | -4.5329 | 5328.2056 | 176.9162 | 15.3571 | -30.0939 | 3.4373 | 90.1385 | 0 | 0 | 0 | 0 | 32.85 | -6987.3884 | 108439.6032
5329.5 | 222.0625 | 0 | 0 | 14 | -4.5255 | 5329.2057 | 161.9144 | 15.3443 | -27.9444 | 19.8089 | 89.4423 | 0 | 0 | 0 | 0 | 32.85 | -6987.3884 | 105161.7192
5330.5 | 222.1042 | 0 | 0 | 13 | -4.518 | 5330.2058 | 146.9125 | 15.3316 | -23.0305 | 34.896 | 87.7877 | 0 | 0 | 0 | 0 | 33.85 | -7225.1462 | 86903.9336
5331.5 | 222.1458 | 0 | 0 | 12 | -4.5106 | 5331.206 | 131.9106 | 15.3189 | -15.9333 | 48.2815 | 85.2843 | 0 | 0 | 0 | 0 | 34.85 | -7464.3841 | 72727.0742
5332.5 | 222.1875 | 0 | 0 | 11 | -4.5031 | 5332.2061 | 116.9088 | 15.3062 | -7.2656 | 60.1188 | 82.0924 | 0 | 0 | 0 | 0 | 35.85 | -7705.1022 | 43140.3498
5333.5 | 222.2292 | 52 | 8 | 11.8 | -4.4956 | 5333.2062 | 101.9069 | 15.2934 | 2.4546 | 70.8566 | 78.41 | 10.4472 | 7.4641 | 0.10718 | 18.0184 | 35.05 | -6723.4809 | 15138.8357
5334.5 | 222.2708 | 333 | 62 | 14.7 | -4.488 | 5334.2063 | 86.905 | 15.2807 | 12.8163 | 81.0596 | 74.4622 | 89.2023 | 57.8468 | 0.83064 | 147.8797 | 32.15 | -346.9965 | 0
5335.5 | 222.3125 | 518 | 107 | 18.5 | -4.4805 | 5335.2065 | 71.9031 | 15.2679 | 23.4727 | 88.6197 | 69.1455 | 184.4059 | 99.8324 | 1.4335 | 285.6718 | 28.35 | 6572.2075 | 0
5336.5 | 222.3542 | 668 | 116 | 21.4 | -4.473 | 5336.2066 | 56.9012 | 15.2551 | 34.0728 | 77.3476 | 54.8371 | 384.7037 | 108.2295 | 1.5541 | 494.4872 | 25.45 | 16376.9014 | 0
5337.5 | 222.3958 | 784 | 116 | 22.2 | -4.4654 | 5337.2067 | 41.8993 | 15.2423 | 44.1529 | 63.902 | 40.4418 | 596.6748 | 108.2295 | 1.5541 | 706.4584 | 24.65 | 25838.3349 | 0
5338.5 | 222.4375 | 648 | 213 | 25.1 | -4.4578 | 5338.2068 | 26.8974 | 15.2296 | 52.9389 | 46.4102 | 25.9928 | 582.4542 | 198.7317 | 2.8537 | 784.0396 | 21.75 | 29881.1196 | 0
5339.5 | 222.4792 | 736 | 195 | 25.9 | -4.4502 | 5339.207 | 11.8955 | 15.2168 | 59.0452 | 22.749 | 11.5202 | 721.1729 | 181.9375 | 2.6125 | 905.7228 | 20.95 | 35384.9584 | 0
5340.5 | 222.5208 | 866 | 117 | 27.8 | -4.4426 | 5340.2071 | -3.1064 | 15.204 | 60.6027 | -6.1155 | 3.088 | 864.7426 | 109.1625 | 1.5675 | 975.4725 | 19.05 | 38853.1108 | 0
5341.5 | 222.5625 | 756 | 179 | 29.6 | -4.4349 | 5341.2072 | -18.1083 | 15.1912 | 56.9334 | -33.3501 | 17.5139 | 720.955 | 167.0093 | 2.3981 | 890.3624 | 17.25 | 35514.0706 | 0
5342.5 | 222.6042 | 769 | 151 | 30.5 | -4.4273 | 5342.2073 | -33.1102 | 15.1783 | 49.4837 | -54.2415 | 31.9844 | 652.2601 | 140.8849 | 2.023 | 795.168 | 16.35 | 31537.9654 | 0
5343.5 | 222.6458 | 742 | 134 | 30.3 | -4.4196 | 5343.2075 | -48.1121 | 15.1655 | 40.0217 | -69.7626 | 46.4197 | 511.5131 | 125.0237 | 1.7953 | 638.3321 | 16.55 | 24628.4303 | 0
5344.5 | 222.6875 | 688 | 118 | 30.2 | -4.4119 | 5344.2076 | -63.114 | 15.1527 | 29.6419 | -82.1066 | 60.7911 | 335.7409 | 110.0955 | 1.5809 | 447.4173 | 16.65 | 16248.0197 | 0
5345.5 | 222.7292 | 492 | 116 | 29 | -4.4042 | 5345.2077 | -78.1159 | 15.1398 | 18.9552 | -87.1485 | 72.2517 | 149.9792 | 108.2295 | 1.5541 | 259.7628 | 17.85 | 7774.9459 | 0
5346.5 | 222.7708 | 98 | 93 | 26.1 | -4.3965 | 5346.2079 | -93.1179 | 15.127 | 8.36 | -76.9754 | 76.2668 | 23.2653 | 86.7702 | 1.246 | 111.2814 | 20.75 | 644.5743 | 0
5347.5 | 222.8125 | 0 | 0 | 23.6 | -4.3888 | 5347.208 | -108.1198 | 15.1141 | -1.8058 | -66.6337 | 80.1589 | 0 | 0 | 0 | 0 | 23.25 | -4780.225 | 4852.3645
5348.5 | 222.8542 | 0 | 0 | 22 | -4.381 | 5348.2081 | -123.1217 | 15.1013 | -11.1767 | -55.5097 | 83.6906 | 0 | 0 | 0 | 0 | 24.85 | -5138.6125 | 40220.2324
5349.5 | 222.8958 | 0 | 0 | 21.3 | -4.3732 | 5349.2082 | -138.1237 | 15.0884 | -19.3004 | -43.07 | 86.6467 | 0 | 0 | 0 | 0 | 25.55 | -5296.5985 | 74077.2424
5350.5 | 222.9375 | 0 | 0 | 21 | -4.3654 | 5350.2084 | -153.1256 | 15.0755 | -25.6108 | -28.9492 | 88.8429 | 0 | 0 | 0 | 0 | 25.85 | -5364.5289 | 100163.9827
5351.5 | 222.9792 | 0 | 0 | 19.9 | -4.3576 | 5351.2085 | -168.1276 | 15.0626 | -29.4796 | -13.1918 | 90.1377 | 0 | 0 | 0 | 0 | 26.95 | -5614.7465 | 111319.8748
5352.5 | 223.0208 | 0 | 0 | 18.8 | -4.3498 | 5352.2086 | 176.8705 | 15.0497 | -30.399 | 3.5044 | 90.4452 | 0 | 0 | 0 | 0 | 28.05 | -5866.7551 | 118265.2795
5353.5 | 223.0625 | 0 | 0 | 17.8 | -4.342 | 5353.2088 | 161.8685 | 15.0368 | -28.2309 | 19.9451 | 89.7451 | 0 | 0 | 0 | 0 | 29.05 | -6097.4081 | 113340.343
5354.5 | 223.1042 | 0 | 0 | 16.8 | -4.3341 | 5354.2089 | 146.8665 | 15.0239 | -23.2904 | 35.0815 | 88.0856 | 0 | 0 | 0 | 0 | 30.05 | -6329.5412 | 95493.0469
5355.5 | 223.1458 | 0 | 0 | 16 | -4.3263 | 5355.209 | 131.8646 | 15.011 | -16.1654 | 48.4971 | 85.5771 | 0 | 0 | 0 | 0 | 30.85 | -6516.3134 | 71188.097
5356.5 | 223.1875 | 0 | 0 | 15.2 | -4.3184 | 5356.2092 | 116.8626 | 14.9981 | -7.4733 | 60.3526 | 82.3807 | 0 | 0 | 0 | 0 | 31.65 | -6704.0329 | 45173.1802
5357.5 | 223.2292 | 37 | 8 | 15 | -4.3105 | 5357.2093 | 101.8606 | 14.9851 | 2.2653 | 71.1041 | 78.6951 | 7.2531 | 7.4641 | 0.10718 | 14.8244 | 31.85 | -6102.0332 | 17358.1915
5358.5 | 223.2708 | 337 | 64 | 17 | -4.3026 | 5358.2094 | 86.8586 | 14.9722 | 12.6383 | 81.3219 | 74.7461 | 88.6635 | 59.7128 | 0.85744 | 149.2337 | 29.85 | 251.1303 | 0
5359.5 | 223.3125 | 219 | 169 | 20 | -4.2946 | 5359.2096 | 71.8567 | 14.9593 | 23.2978 | 88.3383 | 69.1551 | 77.9287 | 157.6791 | 2.2642 | 237.872 | 26.85 | 4823.1868 | 0
5360.5 | 223.3542 | 610 | 155 | 21.8 | -4.2867 | 5360.2097 | 56.8547 | 14.9463 | 33.8911 | 77.0416 | 54.8316 | 351.3487 | 144.617 | 2.0766 | 498.0422 | 25.05 | 16622.8631 | 0
5361.5 | 223.3958 | 808 | 91 | 22.5 | -4.2787 | 5361.2098 | 41.8527 | 14.9333 | 43.9513 | 63.5702 | 40.4226 | 615.1165 | 84.9042 | 1.2192 | 701.2399 | 24.35 | 25677.2416 | 0
5362.5 | 223.4375 | 773 | 149 | 24.3 | -4.2707 | 5362.21 | 26.8507 | 14.9204 | 52.7015 | 46.0739 | 25.9596 | 695.0067 | 139.0189 | 1.9962 | 836.0218 | 22.55 | 31980.1904 | 0
5363.5 | 223.4792 | 718 | 201 | 26.1 | -4.2627 | 5363.2101 | 11.8487 | 14.9074 | 58.7614 | 22.4948 | 11.4676 | 703.6668 | 187.5356 | 2.6929 | 893.8952 | 20.75 | 34910.942 | 0
5364.5 | 223.5208 | 722 | 202 | 26.8 | -4.2547 | 5364.2102 | -3.1533 | 14.8944 | 60.2905 | -6.1576 | 3.0778 | 720.9585 | 188.4686 | 2.7063 | 912.1334 | 20.05 | 35862.5041 | 0
5365.5 | 223.5625 | 629 | 237 | 28.6 | -4.2467 | 5365.2104 | -18.1553 | 14.8814 | 56.6318 | -33.1967 | 17.5622 | 599.6822 | 221.124 | 3.1752 | 823.9815 | 18.25 | 32392.9457 | 0
5366.5 | 223.6042 | 537 | 244 | 28.4 | -4.2386 | 5366.2105 | -33.1573 | 14.8684 | 49.2081 | -54.0128 | 32.0482 | 455.1623 | 227.6551 | 3.269 | 686.0864 | 18.45 | 26312.1662 | 0
5367.5 | 223.6458 | 483 | 234 | 30.1 | -4.2306 | 5367.2106 | -48.1594 | 14.8554 | 39.7663 | -69.5256 | 46.4968 | 332.4946 | 218.325 | 3.135 | 553.9546 | 16.75 | 20891.3947 | 0
5368.5 | 223.6875 | 472 | 167 | 29.9 | -4.2225 | 5368.2108 | -63.1614 | 14.8424 | 29.3968 | -81.8817 | 60.882 | 229.6802 | 155.8131 | 2.2374 | 387.7307 | 16.95 | 13570.6943 | 0
5369.5 | 223.7292 | 417 | 125 | 26.6 | -4.2144 | 5369.2109 | -78.1634 | 14.8293 | 18.7118 | -87.3578 | 72.5629 | 124.9579 | 116.6266 | 1.6747 | 243.2592 | 20.25 | 6532.5244 | 0
5370.5 | 223.7708 | 146 | 94 | 24.4 | -4.2063 | 5370.211 | -93.1654 | 14.8163 | 8.1113 | -77.1692 | 76.5781 | 33.8894 | 87.7032 | 1.2594 | 122.8519 | 22.45 | 776.5599 | 0
5371.5 | 223.8125 | 0 | 0 | 21.2 | -4.1981 | 5371.2112 | -108.1675 | 14.8033 | -2.0654 | -66.8108 | 80.4712 | 0 | 0 | 0 | 0 | 25.65 | -5319.2272 | 0
5372.5 | 223.8542 | 0 | 0 | 18.9 | -4.19 | 5372.2113 | -123.1695 | 14.7902 | -11.4515 | -55.6656 | 84.004 | 0 | 0 | 0 | 0 | 27.95 | -5843.7712 | 306.7261
5373.5 | 223.8958 | 0 | 0 | 16.7 | -4.1818 | 5373.2114 | -138.1715 | 14.7772 | -19.5924 | -43.1943 | 86.9612 | 0 | 0 | 0 | 0 | 30.15 | -6352.8359 | 4951.0567
5374.5 | 223.9375 | 0 | 0 | 15.5 | -4.1736 | 5374.2116 | -153.1736 | 14.7641 | -25.9182 | -29.0249 | 89.1577 | 0 | 0 | 0 | 0 | 31.35 | -6633.5271 | 26741.0099
5375.5 | 223.9792 | 0 | 0 | 14.2 | -4.1655 | 5375.2117 | -168.1756 | 14.751 | -29.7946 | -13.1995 | 90.4514 | 0 | 0 | 0 | 0 | 32.65 | -6940.0145 | 30819.7605
5376.5 | 224.0208 | 0 | 0 | 14 | -4.1572 | 5376.2118 | 176.8223 | 14.7379 | -30.7083 | 3.5748 | 90.7563 | 0 | 0 | 0 | 0 | 32.85 | -6987.3884 | 115368.6692
5377.5 | 224.0625 | 0 | 0 | 11.9 | -4.149 | 5377.212 | 161.8203 | 14.7249 | -28.521 | 20.086 | 90.0521 | 0 | 0 | 0 | 0 | 34.95 | -7488.3893 | 112965.8757
5378.5 | 224.1042 | 0 | 0 | 11.9 | -4.1408 | 5378.2121 | 146.8182 | 14.7118 | -23.553 | 35.2723 | 88.3875 | 0 | 0 | 0 | 0 | 34.95 | -7488.3893 | 101815.3084
5379.5 | 224.1458 | 0 | 0 | 11.8 | -4.1325 | 5379.2123 | 131.8161 | 14.6987 | -16.3995 | 48.7179 | 85.8737 | 0 | 0 | 0 | 0 | 35.05 | -7512.4093 | 72932.0596
5380.5 | 224.1875 | 0 | 0 | 10.7 | -4.1242 | 5380.2124 | 116.8141 | 14.6856 | -7.6828 | 60.5913 | 82.6727 | 0 | 0 | 0 | 0 | 36.15 | -7777.6063 | 46966.8247
5381.5 | 224.2292 | 0 | 5 | 10.7 | -4.1159 | 5381.2125 | 101.812 | 14.6724 | 2.0745 | 71.3565 | 78.984 | 0 | 4.6651 | 0.066987 | 4.7321 | 36.15 | -7570.4157 | 18897.8638
5382.5 | 224.2708 | 0 | 65 | 13.6 | -4.1076 | 5382.2127 | 86.8099 | 14.6593 | 12.4588 | 81.5888 | 75.0338 | 0 | 60.6458 | 0.87083 | 61.5167 | 33.25 | -4388.8364 | 0
5383.5 | 224.3125 | 28 | 160 | 15.5 | -4.0993 | 5383.2128 | 71.8078 | 14.6462 | 23.1213 | 88.0524 | 69.1638 | 9.9595 | 149.282 | 2.1436 | 161.3851 | 31.35 | 432.6441 | 0
5384.5 | 224.3542 | 267 | 227 | 18.5 | -4.091 | 5384.213 | 56.8057 | 14.633 | 33.7072 | 76.7311 | 54.8255 | 153.8101 | 211.7939 | 3.0412 | 368.6452 | 28.35 | 10205.1593 | 0
5385.5 | 224.3958 | 672 | 170 | 20.4 | -4.0826 | 5385.2131 | 41.8036 | 14.6199 | 43.747 | 63.234 | 40.4033 | 511.7286 | 158.6122 | 2.2776 | 672.6183 | 26.45 | 23949.4806 | 0
5386.5 | 224.4375 | 755 | 160 | 22.3 | -4.0742 | 5386.2132 | 26.8016 | 14.6067 | 52.4608 | 45.7341 | 25.9277 | 679.0068 | 149.282 | 2.1436 | 830.4325 | 24.55 | 31288.9603 | 0
5387.5 | 224.4792 | 814 | 145 | 24.3 | -4.0658 | 5387.2134 | 11.7995 | 14.5936 | 58.4736 | 22.2379 | 11.4209 | 797.882 | 135.2868 | 1.9426 | 935.1115 | 22.55 | 36318.7852 | 0
5388.5 | 224.5208 | 776 | 169 | 25.2 | -4.0574 | 5388.2135 | -3.2026 | 14.5804 | 59.9737 | -6.203 | 3.1017 | 774.8632 | 157.6791 | 2.2642 | 934.8065 | 21.65 | 36504.4287 | 0
5389.5 | 224.5625 | 641 | 229 | 26.1 | -4.049 | 5389.2136 | -18.2047 | 14.5672 | 56.325 | -33.0466 | 17.6184 | 610.933 | 213.6599 | 3.068 | 827.6609 | 20.75 | 32010.9068 | 0
5390.5 | 224.6042 | 567 | 229 | 27.1 | -4.0406 | 5390.2138 | -33.2069 | 14.554 | 48.9271 | -53.7855 | 32.1173 | 480.2269 | 213.6599 | 3.068 | 696.9548 | 19.75 | 26506.3701 | 0
5391.5 | 224.6458 | 514 | 216 | 28 | -4.0321 | 5391.2139 | -48.209 | 14.5409 | 39.5057 | -69.2887 | 46.5784 | 353.3038 | 201.5307 | 2.8939 | 557.7284 | 18.85 | 20605.6711 | 0
5392.5 | 224.6875 | 664 | 122 | 26.1 | -4.0236 | 5392.2141 | -63.2111 | 14.5277 | 29.1466 | -81.656 | 60.9767 | 322.1494 | 113.8275 | 1.6345 | 437.6114 | 20.75 | 14932.7747 | 0
5393.5 | 224.7292 | 558 | 104 | 24.3 | -4.0151 | 5393.2142 | -78.2132 | 14.5145 | 18.4634 | -87.5682 | 72.8789 | 164.2709 | 97.0333 | 1.3933 | 262.6976 | 22.55 | 6877.4664 | 0
5394.5 | 224.7708 | 0 | 0 | 21.4 | -4.0066 | 5394.2144 | -93.2153 | 14.5012 | 7.8577 | -77.3642 | 76.8944 | 0 | 0 | 0 | 0 | 25.45 | -5273.9847 | 0
5395.5 | 224.8125 | 0 | 0 | 19.5 | -3.9981 | 5395.2145 | -108.2175 | 14.488 | -2.3299 | -66.9893 | 80.7882 | 0 | 0 | 0 | 0 | 27.35 | -5706.1788 | 0
5396.5 | 224.8542 | 0 | 0 | 17.6 | -3.9896 | 5396.2146 | -123.2196 | 14.4748 | -11.7311 | -55.8226 | 84.3223 | 0 | 0 | 0 | 0 | 29.25 | -6143.7163 | 15189.8519
5397.5 | 224.8958 | 0 | 0 | 15.8 | -3.981 | 5397.2148 | -138.2217 | 14.4615 | -19.8893 | -43.3192 | 87.2804 | 0 | 0 | 0 | 0 | 31.05 | -6563.1545 | 74562.9141
5398.5 | 224.9375 | 0 | 0 | 14.9 | -3.9725 | 5398.2149 | -153.2239 | 14.4483 | -26.2305 | -29.1002 | 89.477 | 0 | 0 | 0 | 0 | 31.95 | -6774.672 | 91525.7676
5399.5 | 224.9792 | 0 | 0 | 14 | -3.9639 | 5399.2151 | -168.226 | 14.4351 | -30.1143 | -13.2054 | 90.7696 | 0 | 0 | 0 | 0 | 32.85 | -6987.3884 | 99618.9395
5400.5 | 225.0208 | 0 | 0 | 14 | -3.9553 | 5400.2152 | 176.7718 | 14.4218 | -31.0219 | 3.6488 | 91.0716 | 0 | 0 | 0 | 0 | 32.85 | -6987.3884 | 113969.0525
5401.5 | 225.0625 | 0 | 0 | 13.3 | -3.9467 | 5401.2154 | 161.7697 | 14.4085 | -28.8145 | 20.2316 | 90.3632 | 0 | 0 | 0 | 0 | 33.55 | -7153.6634 | 109725.7221
5402.5 | 225.1042 | 0 | 0 | 12.7 | -3.938 | 5402.2155 | 146.7675 | 14.3953 | -23.8183 | 35.4682 | 88.6934 | 0 | 0 | 0 | 0 | 34.15 | -7296.7621 | 77412.724
5403.5 | 225.1458 | 0 | 0 | 12.1 | -3.9294 | 5403.2156 | 131.7653 | 14.382 | -16.6357 | 48.9438 | 86.1742 | 0 | 0 | 0 | 0 | 34.75 | -7440.3937 | 25152.6782
5404.5 | 225.1875 | 0 | 0 | 11.5 | -3.9207 | 5404.2158 | 116.7632 | 14.3687 | -7.8938 | 60.835 | 82.9684 | 0 | 0 | 0 | 0 | 35.35 | -7584.5581 | 40740.8719
5405.5 | 225.2292 | 0 | 3 | 11.5 | -3.9121 | 5405.2159 | 101.761 | 14.3554 | 1.8822 | 71.6135 | 79.2764 | 0 | 2.799 | 0.040192 | 2.8392 | 35.35 | -7460.2438 | 15968.3635
5406.5 | 225.2708 | 0 | 43 | 14 | -3.9034 | 5406.2161 | 86.7588 | 14.3421 | 12.2778 | 81.8603 | 75.325 | 0 | 40.1195 | 0.57609 | 40.6956 | 32.85 | -5205.5495 | 0
5407.5 | 225.3125 | 17 | 146 | 18.6 | -3.8946 | 5407.2162 | 71.7567 | 14.3288 | 22.943 | 87.762 | 69.1716 | 6.0447 | 136.2199 | 1.956 | 144.2206 | 28.25 | 401.8616 | 0
5408.5 | 225.3542 | 23 | 208 | 20.2 | -3.8859 | 5408.2164 | 56.7545 | 14.3155 | 33.5213 | 76.4162 | 54.8189 | 13.2517 | 194.0666 | 2.7867 | 210.105 | 26.65 | 3653.0208 | 0
5409.5 | 225.3958 | 212 | 301 | 20.8 | -3.8772 | 5409.2165 | 41.7523 | 14.3021 | 43.5401 | 62.8938 | 40.3841 | 161.4841 | 280.8368 | 4.0326 | 446.3536 | 26.05 | 14133.4884 | 0
5410.5 | 225.4375 | 630 | 226 | 22.4 | -3.8684 | 5410.2167 | 26.7501 | 14.2888 | 52.2166 | 45.391 | 25.8972 | 566.7347 | 210.8609 | 3.0278 | 780.6234 | 24.45 | 29130.5622 | 0
5411.5 | 225.4792 | 640 | 229 | 23 | -3.8596 | 5411.2168 | 11.7479 | 14.2755 | 58.1818 | 21.9785 | 11.3805 | 627.4165 | 213.6599 | 3.068 | 844.1444 | 23.85 | 32046.2817 | 0
5412.5 | 225.5208 | 644 | 225 | 24.6 | -3.8508 | 5412.217 | -3.2543 | 14.2621 | 59.6524 | -6.2515 | 3.1601 | 643.0207 | 209.9279 | 3.0144 | 855.963 | 22.25 | 32919.7718 | 0
5413.5 | 225.5625 | 623 | 240 | 27.1 | -3.842 | 5413.2171 | -18.2565 | 14.2488 | 56.0132 | -32.8998 | 17.6825 | 593.5659 | 223.923 | 3.2154 | 820.7043 | 19.75 | 31924.6816 | 0
5414.5 | 225.6042 | 555 | 234 | 27.7 | -3.8332 | 5414.2172 | -33.2587 | 14.2354 | 48.6409 | -53.5599 | 32.1919 | 469.679 | 218.325 | 3.135 | 691.139 | 19.15 | 26382.0374 | 0
5415.5 | 225.6458 | 632 | 165 | 28.3 | -3.8244 | 5415.2174 | -48.2609 | 14.222 | 39.2398 | -69.0519 | 46.6644 | 433.723 | 153.9471 | 2.2106 | 589.8807 | 18.55 | 22078.2686 | 0
5416.5 | 225.6875 | 485 | 166 | 26.9 | -3.8155 | 5416.2175 | -63.2631 | 14.2086 | 28.8913 | -81.4297 | 61.0754 | 234.574 | 154.8801 | 2.224 | 391.6781 | 19.95 | 13096.4189 | 0
5417.5 | 225.7292 | 315 | 136 | 22.5 | -3.8067 | 5417.2177 | -78.2653 | 14.1953 | 18.2101 | -87.7796 | 73.1997 | 91.0465 | 126.8897 | 1.8221 | 219.7583 | 24.35 | 4595.8027 | 0
5418.5 | 225.7708 | 0 | 0 | 19.6 | -3.7978 | 5418.2178 | -93.2676 | 14.1819 | 7.5993 | -77.5603 | 77.2154 | 0 | 0 | 0 | 0 | 27.25 | -5683.2985 | 0
5419.5 | 225.8125 | 0 | 0 | 17 | -3.7889 | 5419.218 | -108.2698 | 14.1685 | -2.5991 | -67.1689 | 81.1101 | 0 | 0 | 0 | 0 | 29.85 | -6282.9962 | 17126.4616
5420.5 | 225.8542 | 0 | 0 | 15.8 | -3.78 | 5420.2181 | -123.272 | 14.1551 | -12.0155 | -55.9807 | 84.6452 | 0 | 0 | 0 | 0 | 31.05 | -6563.1545 | 47216.9731
5421.5 | 225.8958 | 0 | 0 | 14.7 | -3.771 | 5421.2183 | -138.2742 | 14.1416 | -20.191 | -43.4447 | 87.6042 | 0 | 0 | 0 | 0 | 32.15 | -6821.8387 | 74519.9261
5422.5 | 225.9375 | 0 | 0 | 14 | -3.7621 | 5422.2184 | -153.2765 | 14.1282 | -26.5476 | -29.1752 | 89.8009 | 0 | 0 | 0 | 0 | 32.85 | -6987.3884 | 95653.9308
5423.5 | 225.9792 | 0 | 0 | 13.3 | -3.7531 | 5423.2186 | -168.2787 | 14.1148 | -30.4386 | -13.2095 | 91.0921 | 0 | 0 | 0 | 0 | 33.55 | -7153.6634 | 107056.7224
5424.5 | 226.0208 | 0 | 0 | 12.7 | -3.7441 | 5424.2187 | 176.719 | 14.1014 | -31.3395 | 3.7263 | 91.3913 | 0 | 0 | 0 | 0 | 34.15 | -7296.7621 | 110097.4009
5425.5 | 226.0625 | 0 | 0 | 12.1 | -3.7351 | 5425.2189 | 161.7168 | 14.0879 | -29.1114 | 20.3818 | 90.6784 | 0 | 0 | 0 | 0 | 34.75 | -7440.3937 | 106178.9145
5426.5 | 226.1042 | 0 | 0 | 11.6 | -3.7261 | 5426.219 | 146.7145 | 14.0745 | -24.0862 | 35.6693 | 89.0032 | 0 | 0 | 0 | 0 | 35.25 | -7560.4937 | 93521.968
5427.5 | 226.1458 | 0 | 0 | 11.1 | -3.7171 | 5427.2192 | 131.7123 | 14.061 | -16.8739 | 49.1749 | 86.4784 | 0 | 0 | 0 | 0 | 35.75 | -7680.9638 | 73649.428
5428.5 | 226.1875 | 0 | 0 | 10.7 | -3.7081 | 5428.2193 | 116.71 | 14.0476 | -8.1065 | 61.0835 | 83.2677 | 0 | 0 | 0 | 0 | 36.15 | -7777.6063 | 46176.0818
5429.5 | 226.2292 | 84 | 5 | 10.8 | -3.699 | 5429.2195 | 101.7077 | 14.0341 | 1.6885 | 71.8751 | 79.5723 | 15.2035 | 4.6651 | 0.066987 | 19.9356 | 36.05 | -6880.5529 | 17514.066
5430.5 | 226.2708 | 222 | 67 | 13.3 | -3.6899 | 5430.2196 | 86.7055 | 14.0206 | 12.0953 | 82.1362 | 75.6197 | 55.1351 | 62.5119 | 0.89763 | 118.5446 | 33.55 | -1963.2441 | 0
5431.5 | 226.3125 | 90 | 159 | 16 | -3.6808 | 5431.2198 | 71.7032 | 14.0071 | 22.7631 | 87.4673 | 69.1785 | 31.9912 | 148.349 | 2.1302 | 182.4704 | 30.85 | 1473.0664 | 0
5432.5 | 226.3542 | 371 | 212 | 18.5 | -3.6717 | 5432.2199 | 56.7009 | 13.9936 | 33.3333 | 76.0971 | 54.8119 | 213.7937 | 197.7987 | 2.8403 | 414.4326 | 28.35 | 12209.9384 | 0
5433.5 | 226.3958 | 619 | 176 | 20.6 | -3.6626 | 5433.2201 | 41.6987 | 13.9801 | 43.3305 | 62.5496 | 40.3652 | 471.6359 | 164.2102 | 2.358 | 638.2041 | 26.25 | 22488.1487 | 0
5434.5 | 226.4375 | 690 | 198 | 22.7 | -3.6535 | 5434.2202 | 26.6964 | 13.9666 | 51.969 | 45.0449 | 25.8685 | 620.8607 | 184.7365 | 2.6527 | 808.2499 | 24.15 | 30407.4836 | 0
5435.5 | 226.4792 | 682 | 219 | 24.6 | -3.6443 | 5435.2204 | 11.6941 | 13.9531 | 57.886 | 21.717 | 11.347 | 668.6693 | 204.3298 | 2.934 | 875.9332 | 22.25 | 33794.1561 | 0
5436.5 | 226.5208 | 746 | 182 | 26 | -3.6351 | 5436.2205 | -3.3082 | 13.9396 | 59.3267 | -6.3031 | 3.2526 | 744.7982 | 169.8083 | 2.4383 | 917.0449 | 20.85 | 35902.6214 | 0
5437.5 | 226.5625 | 750 | 175 | 26.6 | -3.626 | 5437.2207 | -18.3105 | 13.926 | 55.6963 | -32.7561 | 17.7547 | 714.2779 | 163.2772 | 2.3446 | 879.8997 | 20.25 | 34407.5238 | 0
5438.5 | 226.6042 | 690 | 182 | 26.7 | -3.6168 | 5438.2209 | -33.3128 | 13.9125 | 48.3494 | -53.3359 | 32.2719 | 583.4114 | 169.8083 | 2.4383 | 755.6581 | 20.15 | 28989.4948 | 0
5439.5 | 226.6458 | 644 | 160 | 25.6 | -3.6075 | 5439.221 | -48.3151 | 13.899 | 38.9687 | -68.8155 | 46.7548 | 441.2185 | 149.282 | 2.1436 | 592.6442 | 21.25 | 21611.0705 | 0
5440.5 | 226.6875 | 595 | 132 | 25.7 | -3.5983 | 5440.2212 | -63.3174 | 13.8854 | 28.6311 | -81.2029 | 61.178 | 286.8434 | 123.1577 | 1.7685 | 411.7695 | 21.15 | 13713.5395 | 0
5441.5 | 226.7292 | 394 | 125 | 23.5 | -3.5891 | 5441.2213 | -78.3197 | 13.8719 | 17.952 | -87.992 | 73.5252 | 111.7358 | 116.6266 | 1.6747 | 230.037 | 23.35 | 5269.5481 | 0
5442.5 | 226.7708 | 0 | 0 | 21.9 | -3.5798 | 5442.2215 | -93.322 | 13.8583 | 7.3362 | -77.7577 | 77.5411 | 0 | 0 | 0 | 0 | 24.95 | -5161.1375 | 0
5443.5 | 226.8125 | 0 | 0 | 21.3 | -3.5705 | 5443.2216 | -108.3244 | 13.8447 | -2.8729 | -67.3497 | 81.4366 | 0 | 0 | 0 | 0 | 25.55 | -5296.5985 | 17773.1845
5444.5 | 226.8542 | 0 | 0 | 20.9 | -3.5612 | 5444.2218 | -123.3267 | 13.8311 | -12.3045 | -56.1398 | 84.9728 | 0 | 0 | 0 | 0 | 25.95 | -5387.2019 | 56775.625
5445.5 | 226.8958 | 0 | 0 | 20.9 | -3.5519 | 5445.2219 | -138.329 | 13.8176 | -20.4974 | -43.5707 | 87.9326 | 0 | 0 | 0 | 0 | 25.95 | -5387.2019 | 87621.1035
5446.5 | 226.9375 | 0 | 0 | 20.4 | -3.5426 | 5446.2221 | -153.3313 | 13.804 | -26.8693 | -29.2498 | 90.1292 | 0 | 0 | 0 | 0 | 26.45 | -5500.7892 | 107551.3219
5447.5 | 226.9792 | 0 | 0 | 19.3 | -3.5333 | 5447.2222 | -168.3337 | 13.7904 | -30.7673 | -13.2118 | 91.419 | 0 | 0 | 0 | 0 | 27.55 | -5751.9837 | 121247.5215
5448.5 | 227.0208 | 0 | 0 | 19.4 | -3.5239 | 5448.2224 | 176.664 | 13.7768 | -31.6612 | 3.8072 | 91.715 | 0 | 0 | 0 | 0 | 27.45 | -5729.0738 | 127454.1817
5449.5 | 227.0625 | 0 | 0 | 15 | -3.5146 | 5449.2226 | 161.6616 | 13.7631 | -29.4115 | 20.5368 | 90.9975 | 0 | 0 | 0 | 0 | 31.85 | -6751.1108 | 100753.8622
5450.5 | 227.1042 | 0 | 0 | 16.2 | -3.5052 | 5450.2227 | 146.6593 | 13.7495 | -24.3566 | 35.8755 | 89.3167 | 0 | 0 | 0 | 0 | 30.65 | -6469.5315 | 94402.8646
5451.5 | 227.1458 | 0 | 0 | 17.3 | -3.4958 | 5451.2229 | 131.6569 | 13.7359 | -17.114 | 49.4109 | 86.7862 | 0 | 0 | 0 | 0 | 29.55 | -6213.2896 | 73737.241
5452.5 | 227.1875 | 0 | 0 | 17.4 | -3.4864 | 5452.223 | 116.6546 | 13.7223 | -8.3207 | 61.3367 | 83.5705 | 0 | 0 | 0 | 0 | 29.45 | -6190.0837 | 43550.775
5453.5 | 227.2292 | 0 | 3 | 17.4 | -3.4769 | 5453.2232 | 101.6522 | 13.7086 | 1.4934 | 72.1412 | 79.8717 | 0 | 2.799 | 0.040192 | 2.8392 | 29.45 | -6065.7694 | 18666.2556
5454.5 | 227.2708 | 0 | 52 | 19.2 | -3.4675 | 5454.2233 | 86.6499 | 13.695 | 11.9114 | 82.4164 | 75.9179 | 0 | 48.5167 | 0.69667 | 49.2133 | 27.65 | -3620.1264 | 0
5455.5 | 227.3125 | 0 | 110 | 20.8 | -3.458 | 5455.2235 | 71.6475 | 13.6813 | 22.5815 | 87.1683 | 69.1846 | 0 | 102.6314 | 1.4737 | 104.1051 | 26.05 | -851.6971 | 0
5456.5 | 227.3542 | 0 | 123 | 22.6 | -3.4485 | 5456.2237 | 56.6451 | 13.6676 | 33.1433 | 75.7739 | 54.8044 | 0 | 114.7606 | 1.6479 | 116.4084 | 24.25 | 93.115 | 0
5457.5 | 227.3958 | 0 | 163 | 21.5 | -3.439 | 5457.2238 | 41.6428 | 13.654 | 43.1182 | 62.2017 | 40.3466 | 0 | 152.0811 | 2.1838 | 154.2649 | 25.35 | 1503.0271 | 0
5458.5 | 227.4375 | 18 | 299 | 22.7 | -3.4295 | 5458.224 | 26.6404 | 13.6403 | 51.7181 | 44.6958 | 25.8415 | 16.2001 | 278.9708 | 4.0058 | 299.1767 | 24.15 | 8117.9562 | 0
5459.5 | 227.4792 | 36 | 306 | 23.2 | -3.42 | 5459.2241 | 11.638 | 13.6266 | 57.5864 | 21.4535 | 11.3208 | 35.2996 | 285.5019 | 4.0996 | 324.9011 | 23.65 | 9356.1711 | 0
5460.5 | 227.5208 | 656 | 267 | 23.9 | -3.4105 | 5460.2243 | -3.3644 | 13.6129 | 58.9967 | -6.3576 | 3.3777 | 654.8604 | 249.1144 | 3.5771 | 907.5519 | 22.95 | 35023.2771 | 0
5461.5 | 227.5625 | 781 | 159 | 23.3 | -3.4009 | 5461.2245 | -18.3668 | 13.5992 | 55.3746 | -32.6156 | 17.8352 | 743.4664 | 148.349 | 2.1302 | 893.9456 | 23.55 | 34293.8442 | 0
5462.5 | 227.6042 | 818 | 129 | 24 | -3.3914 | 5462.2246 | -33.3692 | 13.5855 | 48.0527 | -53.1136 | 32.3574 | 690.986 | 120.3586 | 1.7283 | 813.0729 | 22.85 | 30908.7881 | 0
5463.5 | 227.6458 | 694 | 146 | 24 | -3.3818 | 5463.2248 | -48.3716 | 13.5718 | 38.6927 | -68.5794 | 46.8497 | 474.637 | 136.2199 | 1.956 | 612.8129 | 22.85 | 22140.4975 | 0
5464.5 | 227.6875 | 685 | 116 | 22.8 | -3.3722 | 5464.2249 | -63.374 | 13.5581 | 28.366 | -80.9757 | 61.2845 | 329.1157 | 108.2295 | 1.5541 | 438.8993 | 24.05 | 14258.0488 | 0
5465.5 | 227.7292 | 487 | 121 | 21.7 | -3.3626 | 5465.2251 | -78.3764 | 13.5444 | 17.6892 | -88.2052 | 73.8553 | 135.4172 | 112.8945 | 1.6211 | 249.9328 | 25.15 | 5736.9572 | 0
5466.5 | 227.7708 | 0 | 0 | 20.5 | -3.3529 | 5466.2253 | -93.3788 | 13.5306 | 7.0686 | -77.9561 | 77.8713 | 0 | 0 | 0 | 0 | 26.35 | -5478.0421 | 0
5467.5 | 227.8125 | 0 | 0 | 19.3 | -3.3433 | 5467.2254 | -108.3812 | 13.5169 | -3.1513 | -67.5317 | 81.7676 | 0 | 0 | 0 | 0 | 27.55 | -5751.9837 | 19758.9068
5468.5 | 227.8542 | 0 | 0 | 18.6 | -3.3336 | 5468.2256 | -123.3836 | 13.5031 | -12.5981 | -56.3 | 85.3049 | 0 | 0 | 0 | 0 | 28.25 | -5912.7673 | 53189.7583
5469.5 | 227.8958 | 0 | 0 | 16.4 | -3.324 | 5469.2257 | -138.386 | 13.4894 | -20.8084 | -43.6974 | 88.2654 | 0 | 0 | 0 | 0 | 30.45 | -6422.8089 | 82777.3481
5470.5 | 227.9375 | 0 | 0 | 16.3 | -3.3143 | 5470.2259 | -153.3884 | 13.4756 | -27.1957 | -29.3241 | 90.4619 | 0 | 0 | 0 | 0 | 30.55 | -6446.1628 | 105134.0456
5471.5 | 227.9792 | 0 | 0 | 15.6 | -3.3046 | 5471.2261 | -168.3909 | 13.4618 | -31.1005 | -13.2122 | 91.75 | 0 | 0 | 0 | 0 | 31.25 | -6610.0548 | 116809.5113
5472.5 | 228.0208 | 0 | 0 | 15.5 | -3.2948 | 5472.2262 | 176.6067 | 13.4481 | -31.9867 | 3.8917 | 92.0428 | 0 | 0 | 0 | 0 | 31.35 | -6633.5271 | 106906.1862
5473.5 | 228.0625 | 0 | 0 | 15.5 | -3.2851 | 5473.2264 | 161.6043 | 13.4343 | -29.7148 | 20.6964 | 91.3205 | 0 | 0 | 0 | 0 | 31.35 | -6633.5271 | 103293.576
5474.5 | 228.1042 | 0 | 0 | 15.4 | -3.2754 | 5474.2265 | 146.6018 | 13.4205 | -24.6294 | 36.0867 | 89.634 | 0 | 0 | 0 | 0 | 31.45 | -6657.0142 | 87996.4645
5475.5 | 228.1458 | 0 | 0 | 14.2 | -3.2656 | 5475.2267 | 131.5994 | 13.4067 | -17.3558 | 49.6519 | 87.0975 | 0 | 0 | 0 | 0 | 32.65 | -6940.0145 | 65871.9797
5476.5 | 228.1875 | 0 | 0 | 14.1 | -3.2558 | 5476.2269 | 116.597 | 13.3929 | -8.5363 | 61.5947 | 83.8767 | 0 | 0 | 0 | 0 | 32.75 | -6963.694 | 44025.0454
5477.5 | 228.2292 | 0 | 2 | 15.2 | -3.246 | 5477.227 | 101.5945 | 13.3791 | 1.297 | 72.4118 | 80.1744 | 0 | 1.866 | 0.026795 | 1.8928 | 31.65 | -6621.1567 | 15671.8956
5478.5 | 228.2708 | 0 | 59 | 15.7 | -3.2362 | 5478.2272 | 86.5921 | 13.3653 | 11.7262 | 82.7009 | 76.2194 | 0 | 55.0477 | 0.79045 | 55.8382 | 31.15 | -4141.7484 | 0
5479.5 | 228.3125 | 0 | 115 | 18.9 | -3.2264 | 5479.2274 | 71.5896 | 13.3514 | 22.3983 | 86.8652 | 69.1898 | 0 | 107.2965 | 1.5407 | 108.8372 | 27.95 | -1078.3881 | 0
5480.5 | 228.3542 | 70 | 213 | 18.3 | -3.2165 | 5480.2275 | 56.5871 | 13.3376 | 32.9512 | 75.4467 | 54.7965 | 40.3537 | 198.7317 | 2.8537 | 241.9391 | 28.55 | 4611.29 | 0
5481.5 | 228.3958 | 589 | 204 | 20.5 | -3.2067 | 5481.2277 | 41.5847 | 13.3238 | 42.9034 | 61.8503 | 40.3284 | 449.0229 | 190.3346 | 2.7331 | 642.0906 | 26.35 | 22635.5874 | 0
5482.5 | 228.4375 | 624 | 207 | 20.9 | -3.1968 | 5482.2279 | 26.5822 | 13.3099 | 51.4639 | 44.3442 | 25.8167 | 561.7198 | 193.1336 | 2.7733 | 757.6267 | 25.95 | 27785.12 | 0
5483.5 | 228.4792 | 586 | 262 | 19.2 | -3.1869 | 5483.228 | 11.5797 | 13.2961 | 57.283 | 21.1882 | 11.3023 | 574.6356 | 244.4493 | 3.5101 | 822.595 | 27.65 | 30242.021 | 0
5484.5 | 228.5208 | 728 | 195 | 21.3 | -3.177 | 5484.2282 | -3.4227 | 13.2822 | 58.6625 | -6.4147 | 3.533 | 726.6164 | 181.9375 | 2.6125 | 911.1664 | 25.55 | 34598.3856 | 0
5485.5 | 228.5625 | 702 | 214 | 23.5 | -3.1671 | 5485.2283 | -18.4252 | 13.2684 | 55.0482 | -32.4783 | 17.9239 | 667.9293 | 199.6647 | 2.8671 | 870.4611 | 23.35 | 33310.208 | 0
5486.5 | 228.6042 | 403 | 321 | 24 | -3.1572 | 5486.2285 | -33.4277 | 13.2545 | 47.7511 | -52.8932 | 32.4484 | 340.0816 | 299.4971 | 4.3006 | 643.8793 | 22.85 | 23500.7242 | 0
5487.5 | 228.6458 | 43 | 267 | 23.9 | -3.1472 | 5487.2287 | -48.4302 | 13.2406 | 38.4116 | -68.3438 | 46.949 | 29.3539 | 249.1144 | 3.5771 | 282.0454 | 22.95 | 7635.7751 | 0
5488.5 | 228.6875 | 468 | 176 | 23.8 | -3.1373 | 5488.2288 | -63.4327 | 13.2267 | 28.0961 | -80.7481 | 61.3948 | 224.065 | 164.2102 | 2.358 | 390.6332 | 23.05 | 12367.9926 | 0
5489.5 | 228.7292 | 355 | 135 | 22.7 | -3.1273 | 5489.229 | -78.4352 | 13.2128 | 17.4218 | -88.4193 | 74.1899 | 96.7199 | 125.9567 | 1.8087 | 224.4853 | 24.15 | 4847.6282 | 0
5490.5 | 228.7708 | 0 | 0 | 20.9 | -3.1173 | 5490.2292 | -93.4377 | 13.1989 | 6.7964 | -78.1556 | 78.2061 | 0 | 0 | 0 | 0 | 25.95 | -5387.2019 | 0
5491.5 | 228.8125 | 0 | 0 | 18 | -3.1073 | 5491.2293 | -108.4402 | 13.185 | -3.4341 | -67.7149 | 82.1031 | 0 | 0 | 0 | 0 | 28.85 | -6051.1591 | 0
5492.5 | 228.8542 | 0 | 0 | 16.9 | -3.0973 | 5492.2295 | -123.4427 | 13.1711 | -12.8961 | -56.4611 | 85.6413 | 0 | 0 | 0 | 0 | 29.95 | -6306.2613 | 0
5493.5 | 228.8958 | 0 | 0 | 13.6 | -3.0873 | 5493.2297 | -138.4452 | 13.1572 | -21.1239 | -43.8247 | 88.6025 | 0 | 0 | 0 | 0 | 33.25 | -7082.3139 | 18360.0757
5494.5 | 228.9375 | 0 | 0 | 13.5 | -3.0772 | 5494.2298 | -153.4477 | 13.1433 | -27.5266 | -29.398 | 90.7987 | 0 | 0 | 0 | 0 | 33.35 | -7106.0823 | 10208.7614
5495.5 | 228.9792 | 0 | 0 | 13.5 | -3.0672 | 5495.23 | -168.4502 | 13.1293 | -31.438 | -13.2107 | 92.0852 | 0 | 0 | 0 | 0 | 33.35 | -7106.0823 | 12618.4906
5496.5 | 229.0208 | 0 | 0 | 12 | -3.0571 | 5496.2302 | 176.5473 | 13.1154 | -32.3161 | 3.9797 | 92.3745 | 0 | 0 | 0 | 0 | 34.85 | -7464.3841 | 12415.2261
5497.5 | 229.0625 | 0 | 0 | 8.8 | -3.047 | 5497.2304 | 161.5447 | 13.1015 | -30.0211 | 20.8607 | 91.6473 | 0 | 0 | 0 | 0 | 38.05 | -8239.8922 | 7364.7443
5498.5 | 229.1042 | 0 | 0 | 7.7 | -3.0369 | 5498.2305 | 146.5422 | 13.0875 | -24.9045 | 36.3031 | 89.9548 | 0 | 0 | 0 | 0 | 39.15 | -8509.9737 | 44335.6682
5499.5 | 229.1458 | 0 | 0 | 7.9 | -3.0268 | 5499.2307 | 131.5397 | 13.0735 | -17.5994 | 49.8979 | 87.4123 | 0 | 0 | 0 | 0 | 38.95 | -8460.7348 | 28027.6612
5500.5 | 229.1875 | 0 | 0 | 6.9 | -3.0166 | 5500.2309 | 116.5372 | 13.0596 | -8.7533 | 61.8573 | 84.1862 | 0 | 0 | 0 | 0 | 39.95 | -8707.5216 | 4389.3087
5501.5 | 229.2292 | 95 | 3 | 7.6 | -3.0065 | 5501.231 | 101.5346 | 13.0456 | 1.0993 | 72.6867 | 80.4804 | 15.7116 | 2.799 | 0.040192 | 18.5508 | 39.25 | -7722.3754 | 1249.8199
5502.5 | 229.2708 | 500 | 39 | 8.8 | -2.9963 | 5502.2312 | 86.5321 | 13.0316 | 11.5396 | 82.9895 | 76.5241 | 116.5178 | 36.3875 | 0.5225 | 153.4278 | 38.05 | -1522.1296 | 0
5503.5 | 229.3125 | 655 | 65 | 11.1 | -2.9861 | 5503.2314 | 71.5295 | 13.0176 | 22.2135 | 86.5581 | 69.1944 | 232.655 | 60.6458 | 0.87083 | 294.1716 | 35.75 | 5199.2002 | 0
5504.5 | 229.3542 | 702 | 103 | 11.2 | -2.9759 | 5504.2315 | 56.527 | 13.0036 | 32.7571 | 75.1158 | 54.7885 | 404.771 | 96.1003 | 1.3799 | 502.2512 | 35.65 | 14333.9881 | 0
5505.5 | 229.3958 | 742 | 119 | 13.6 | -2.9657 | 5505.2317 | 41.5244 | 12.9896 | 42.6858 | 61.4955 | 40.3107 | 565.8099 | 111.0285 | 1.5943 | 678.4327 | 33.25 | 22622.5373 | 0
5506.5 | 229.4375 | 719 | 174 | 16 | -2.9555 | 5506.2319 | 26.5219 | 12.9756 | 51.2065 | 43.9902 | 25.7941 | 647.3616 | 162.3442 | 2.3312 | 812.037 | 30.85 | 29038.3355 | 0
5507.5 | 229.4792 | 694 | 209 | 18.4 | -2.9453 | 5507.232 | 11.5193 | 12.9616 | 56.9758 | 20.9214 | 11.292 | 680.5655 | 194.9997 | 2.8001 | 878.3652 | 28.45 | 32499.961 | 0
5508.5 | 229.5208 | 698 | 205 | 20.1 | -2.935 | 5508.2322 | -3.4832 | 12.9476 | 58.3242 | -6.4745 | 3.7158 | 696.5326 | 191.2676 | 2.7465 | 890.5467 | 26.75 | 33423.0411 | 0
5509.5 | 229.5625 | 696 | 202 | 22.1 | -2.9247 | 5509.2324 | -18.4858 | 12.9336 | 54.7171 | -32.3442 | 18.0209 | 661.8568 | 188.4686 | 2.7063 | 853.0316 | 24.75 | 32233.4787 | 0
5510.5 | 229.6042 | 721 | 161 | 23.1 | -2.9145 | 5510.2326 | -33.4884 | 12.9195 | 47.4446 | -52.6747 | 32.545 | 607.781 | 150.215 | 2.157 | 760.153 | 23.75 | 28391.1206 | 0
5511.5 | 229.6458 | 744 | 122 | 23.1 | -2.9042 | 5511.2327 | -48.491 | 12.9055 | 38.1257 | -68.1088 | 47.0527 | 506.906 | 113.8275 | 1.6345 | 622.3681 | 23.75 | 22358.274 | 0
5512.5 | 229.6875 | 693 | 113 | 22 | -2.8938 | 5512.2329 | -63.4935 | 12.8914 | 27.8215 | -80.5201 | 61.509 | 330.5758 | 105.4304 | 1.5139 | 437.5202 | 24.85 | 14017.9974 | 0
5513.5 | 229.7292 | 542 | 105 | 21 | -2.8835 | 5513.2331 | -78.4961 | 12.8774 | 17.1498 | -88.6341 | 74.5288 | 144.5807 | 97.9663 | 1.4067 | 243.9537 | 25.85 | 5316.868 | 0
5514.5 | 229.7708 | 0 | 0 | 21 | -2.8732 | 5514.2332 | -93.4987 | 12.8633 | 6.5198 | -78.3562 | 78.5452 | 0 | 0 | 0 | 0 | 25.85 | -5364.5289 | 0
5515.5 | 229.8125 | 0 | 0 | 18.4 | -2.8628 | 5515.2334 | -108.5013 | 12.8493 | -3.7213 | -67.8991 | 82.4429 | 0 | 0 | 0 | 0 | 28.45 | -5958.8387 | 0
5516.5 | 229.8542 | 0 | 0 | 16.8 | -2.8525 | 5516.2336 | -123.5039 | 12.8352 | -13.1985 | -56.6233 | 85.9821 | 0 | 0 | 0 | 0 | 30.05 | -6329.5412 | 10336.5927
5517.5 | 229.8958 | 0 | 0 | 15.2 | -2.8421 | 5517.2338 | -138.5065 | 12.8211 | -21.4438 | -43.9525 | 88.9439 | 0 | 0 | 0 | 0 | 31.65 | -6704.0329 | 11415.2571
5518.5 | 229.9375 | 0 | 0 | 14.6 | -2.8317 | 5518.2339 | -153.5091 | 12.807 | -27.8618 | -29.4716 | 91.1397 | 0 | 0 | 0 | 0 | 32.25 | -6845.4442 | 18525.2747
5519.5 | 229.9792 | 0 | 0 | 14 | -2.8213 | 5519.2341 | -168.5117 | 12.7929 | -31.7797 | -13.2075 | 92.4243 | 0 | 0 | 0 | 0 | 32.85 | -6987.3884 | 10668.2861
5520.5 | 230.0208 | 0 | 0 | 13.5 | -2.8108 | 5520.2343 | 176.4857 | 12.7788 | -32.6491 | 4.0713 | 92.71 | 0 | 0 | 0 | 0 | 33.35 | -7106.0823 | 7842.2763
5521.5 | 230.0625 | 0 | 0 | 9.6 | -2.8004 | 5521.2345 | 161.4831 | 12.7647 | -30.3303 | 21.0297 | 91.9777 | 0 | 0 | 0 | 0 | 37.25 | -8044.5942 | 8272.7517
5522.5 | 230.1042 | 0 | 0 | 8.9 | -2.7899 | 5522.2346 | 146.4805 | 12.7506 | -25.1818 | 36.5245 | 90.2791 | 0 | 0 | 0 | 0 | 37.95 | -8215.4282 | 6361.7586
5523.5 | 230.1458 | 0 | 0 | 8.4 | -2.7795 | 5523.2348 | 131.4779 | 12.7365 | -17.8446 | 50.1487 | 87.7304 | 0 | 0 | 0 | 0 | 38.45 | -8337.8964 | 9913.9206
5524.5 | 230.1875 | 0 | 0 | 7.8 | -2.769 | 5524.235 | 116.4752 | 12.7224 | -8.9717 | 62.1245 | 84.499 | 0 | 0 | 0 | 0 | 39.05 | -8485.3468 | 27782.0628
5525.5 | 230.2292 | 73 | 3 | 7.9 | -2.7585 | 5525.2352 | 101.4726 | 12.7082 | 0.90037 | 72.9658 | 80.7895 | 11.6845 | 2.799 | 0.040192 | 14.5237 | 38.95 | -7824.8214 | 0
5526.5 | 230.2708 | 413 | 46 | 13 | -2.748 | 5526.2353 | 86.47 | 12.6941 | 11.3517 | 83.2822 | 76.8321 | 94.0837 | 42.9186 | 0.61628 | 137.6185 | 33.85 | -1199.5847 | 0
5527.5 | 230.3125 | 520 | 98 | 15 | -2.7374 | 5527.2355 | 71.4674 | 12.68 | 22.0271 | 86.2472 | 69.1983 | 184.6704 | 91.4352 | 1.313 | 277.4186 | 31.85 | 5395.5304 | 0
5528.5 | 230.3542 | 753 | 97 | 19.1 | -2.7269 | 5528.2357 | 56.4647 | 12.6658 | 32.561 | 74.7812 | 54.7802 | 434.2659 | 90.5022 | 1.2996 | 526.0677 | 27.75 | 17235.7752 | 0
5529.5 | 230.3958 | 848 | 76 | 23.2 | -2.7164 | 5529.2359 | 41.4621 | 12.6516 | 42.4657 | 61.1375 | 40.2938 | 646.8022 | 70.909 | 1.0182 | 718.7294 | 23.65 | 26599.7537 | 0
5530.5 | 230.4375 | 814 | 125 | 24.3 | -2.7058 | 5530.236 | 26.4594 | 12.6375 | 50.9457 | 43.634 | 25.7739 | 733.0209 | 116.6266 | 1.6747 | 851.3222 | 22.55 | 32650.11 | 0
5531.5 | 230.4792 | 814 | 140 | 27.4 | -2.6952 | 5531.2362 | 11.4568 | 12.6233 | 56.6649 | 20.6533 | 11.2904 | 798.2471 | 130.6218 | 1.8756 | 930.7445 | 19.45 | 36807.9615 | 0
5532.5 | 230.5208 | 848 | 135 | 27.4 | -2.6846 | 5532.2364 | -3.5459 | 12.6091 | 57.9818 | -6.5366 | 3.9234 | 846.0126 | 125.9567 | 1.8087 | 973.778 | 19.45 | 38692.161 | 0
5533.5 | 230.5625 | 569 | 251 | 29.5 | -2.674 | 5533.2366 | -18.5485 | 12.5949 | 54.3815 | -32.2131 | 18.1263 | 540.7621 | 234.1862 | 3.3628 | 778.3111 | 17.35 | 30586.5575 | 0
5534.5 | 230.6042 | 660 | 183 | 30.6 | -2.6634 | 5534.2367 | -33.5512 | 12.5808 | 47.1332 | -52.458 | 32.6471 | 555.726 | 170.7413 | 2.4517 | 728.9191 | 16.25 | 28658.5405 | 0
5535.5 | 230.6458 | 652 | 155 | 29.7 | -2.6527 | 5535.2369 | -48.5538 | 12.5666 | 37.835 | -67.8743 | 47.1609 | 443.3224 | 144.617 | 2.0766 | 590.016 | 17.15 | 22384.9321 | 0
5536.5 | 230.6875 | 540 | 141 | 27.8 | -2.6421 | 5536.2371 | -63.5565 | 12.5524 | 27.5423 | -80.292 | 61.6269 | 256.6141 | 131.5548 | 1.889 | 390.058 | 19.05 | 13221.0146 | 0
5537.5 | 230.7292 | 451 | 116 | 25.8 | -2.6314 | 5537.2373 | -78.5592 | 12.5381 | 16.8734 | -88.8497 | 74.872 | 117.7004 | 108.2295 | 1.5541 | 227.484 | 21.05 | 5666.6463 | 0
5538.5 | 230.7708 | 0 | 0 | 21.9 | -2.6207 | 5538.2375 | -93.5618 | 12.5239 | 6.2389 | -78.5576 | 78.8885 | 0 | 0 | 0 | 0 | 24.95 | -5161.1375 | 0
5539.5 | 230.8125 | 0 | 0 | 19 | -2.61 | 5539.2376 | -108.5645 | 12.5097 | -4.0127 | -68.0844 | 82.7869 | 0 | 0 | 0 | 0 | 27.85 | -5820.8022 | 9390.0551
5540.5 | 230.8542 | 0 | 0 | 18.8 | -2.5993 | 5540.2378 | -123.5672 | 12.4955 | -13.5051 | -56.7865 | 86.327 | 0 | 0 | 0 | 0 | 28.05 | -5866.7551 | 28761.4833
5541.5 | 230.8958 | 0 | 0 | 16.5 | -2.5886 | 5541.238 | -138.5699 | 12.4812 | -21.7679 | -44.081 | 89.2893 | 0 | 0 | 0 | 0 | 30.35 | -6399.4698 | 12212.5083
5542.5 | 230.9375 | 0 | 0 | 15.3 | -2.5778 | 5542.2382 | -153.5725 | 12.467 | -28.2013 | -29.5449 | 91.4847 | 0 | 0 | 0 | 0 | 31.55 | -6680.5162 | 50758.404
5543.5 | 230.9792 | 0 | 0 | 15 | -2.5671 | 5543.2383 | -168.5752 | 12.4527 | -32.1255 | -13.2024 | 92.7673 | 0 | 0 | 0 | 0 | 31.85 | -6751.1108 | 5999.7492
5544.5 | 231.0208 | 0 | 0 | 12.8 | -2.5563 | 5544.2385 | 176.4221 | 12.4385 | -32.9857 | 4.1663 | 93.0493 | 0 | 0 | 0 | 0 | 34.05 | -7272.8753 | 25971.8567
5545.5 | 231.0625 | 0 | 0 | 9.5 | -2.5455 | 5545.2387 | 161.4194 | 12.4242 | -30.6425 | 21.2034 | 92.3117 | 0 | 0 | 0 | 0 | 37.35 | -8068.9547 | 105399.7723
5546.5 | 231.1042 | 0 | 0 | 9.3 | -2.5347 | 5546.2389 | 146.4167 | 12.41 | -25.4611 | 36.7509 | 90.6068 | 0 | 0 | 0 | 0 | 37.55 | -8117.7199 | 42624.6586
5547.5 | 231.1458 | 0 | 0 | 9 | -2.5239 | 5547.2391 | 131.414 | 12.3957 | -18.0914 | 50.4044 | 88.0517 | 0 | 0 | 0 | 0 | 37.85 | -8190.9789 | 61232.7244
5548.5 | 231.1875 | 0 | 0 | 7.8 | -2.5131 | 5548.2392 | 116.4113 | 12.3814 | -9.1913 | 62.3961 | 84.8149 | 0 | 0 | 0 | 0 | 39.05 | -8485.3468 | 40066.4105
5549.5 | 231.2292 | 97 | 2 | 6.5 | -2.5023 | 5549.2394 | 101.4086 | 12.3671 | 0.70027 | 73.2491 | 81.1018 | 15.0039 | 1.866 | 0.026795 | 16.8967 | 40.35 | -8066.8379 | 9550.7467
5550.5 | 231.2708 | 466 | 39 | 11.3 | -2.4914 | 5550.2396 | 86.4059 | 12.3528 | 11.1624 | 83.5787 | 77.1431 | 103.6925 | 36.3875 | 0.5225 | 140.6024 | 35.55 | -1476.5207 | 0
5551.5 | 231.3125 | 670 | 62 | 14 | -2.4806 | 5551.2398 | 71.4031 | 12.3385 | 21.8391 | 85.9326 | 69.2015 | 237.9054 | 57.8468 | 0.83064 | 296.5829 | 32.85 | 5998.3501 | 0
5552.5 | 231.3542 | 747 | 86 | 17 | -2.4697 | 5552.24 | 56.4004 | 12.3242 | 32.3628 | 74.4432 | 54.7719 | 430.8945 | 80.2391 | 1.1522 | 512.2857 | 29.85 | 16147.1884 | 0
5553.5 | 231.3958 | 813 | 86 | 20 | -2.4588 | 5553.2402 | 41.3977 | 12.3099 | 42.2429 | 60.7767 | 40.2776 | 620.2546 | 80.2391 | 1.1522 | 701.6458 | 26.85 | 25129.3009 | 0
5554.5 | 231.4375 | 802 | 131 | 22 | -2.4479 | 5554.2403 | 26.395 | 12.2956 | 50.6818 | 43.2759 | 25.7563 | 722.3215 | 122.2247 | 1.7551 | 846.3012 | 24.85 | 31916.2805 | 0
5555.5 | 231.4792 | 784 | 162 | 23 | -2.437 | 5555.2405 | 11.3922 | 12.2813 | 56.3504 | 20.3841 | 11.2978 | 768.8079 | 151.1481 | 2.1704 | 922.1264 | 23.85 | 35460.6836 | 0
5556.5 | 231.5208 | 614 | 244 | 25 | -2.426 | 5556.2407 | -3.6105 | 12.2669 | 57.6355 | -6.601 | 4.153 | 612.3878 | 227.6551 | 3.269 | 843.3119 | 21.85 | 32454.2617 | 0
5557.5 | 231.5625 | 648 | 209 | 26 | -2.4151 | 5557.2409 | -18.6132 | 12.2526 | 54.0415 | -32.0852 | 18.2402 | 615.4399 | 194.9997 | 2.8001 | 813.2396 | 20.85 | 31357.5562 | 0
5558.5 | 231.6042 | 593 | 215 | 27 | -2.4041 | 5558.2411 | -33.616 | 12.2382 | 46.8172 | -52.2434 | 32.7548 | 498.7092 | 200.5977 | 2.8805 | 702.1874 | 19.85 | 26713.7046 | 0
5559.5 | 231.6458 | 540 | 198 | 26 | -2.3931 | 5559.2412 | -48.6187 | 12.2239 | 37.5397 | -67.6406 | 47.2734 | 366.3903 | 184.7365 | 2.6527 | 553.7795 | 20.85 | 19997.2194 | 0
5560.5 | 231.6875 | 592 | 129 | 26 | -2.3822 | 5560.2414 | -63.6215 | 12.2095 | 27.2586 | -80.0637 | 61.7486 | 280.2183 | 120.3586 | 1.7283 | 402.3052 | 20.85 | 13364.9922 | 0
5561.5 | 231.7292 | 418 | 110 | 25 | -2.3711 | 5561.2416 | -78.6242 | 12.1952 | 16.5927 | -89.0659 | 75.2193 | 106.64 | 102.6314 | 1.4737 | 210.7451 | 21.85 | 4757.6274 | 0
5562.5 | 231.7708 | 0 | 0 | 23 | -2.3601 | 5562.2418 | -93.627 | 12.1808 | 5.9539 | -78.7601 | 79.236 | 0 | 0 | 0 | 0 | 23.85 | -4914.1762 | 0
5563.5 | 231.8125 | 0 | 0 | 20 | -2.3491 | 5563.242 | -108.6297 | 12.1664 | -4.3083 | -68.2708 | 83.1351 | 0 | 0 | 0 | 0 | 26.85 | -5591.9254 | 19284.6131
5564.5 | 231.8542 | 0 | 0 | 19 | -2.3381 | 5564.2422 | -123.6325 | 12.152 | -13.8159 | -56.9507 | 86.676 | 0 | 0 | 0 | 0 | 27.85 | -5820.8022 | 53323.6865
5565.5 | 231.8958 | 0 | 0 | 18 | -2.327 | 5565.2423 | -138.6352 | 12.1377 | -22.0962 | -44.21 | 89.6388 | 0 | 0 | 0 | 0 | 28.85 | -6051.1591 | 85212.3087
5566.5 | 231.9375 | 0 | 0 | 17 | -2.3159 | 5566.2425 | -153.638 | 12.1233 | -28.545 | -29.6179 | 91.8336 | 0 | 0 | 0 | 0 | 29.85 | -6282.9962 | 108455.985
5567.5 | 231.9792 | 0 | 0 | 14 | -2.3048 | 5567.2427 | -168.6408 | 12.1089 | -32.4752 | -13.1955 | 93.1141 | 0 | 0 | 0 | 0 | 32.85 | -6987.3884 | 119862.1877
5568.5 | 232.0208 | 0 | 0 | 13 | -2.2937 | 5568.2429 | 176.3564 | 12.0945 | -33.3258 | 4.2649 | 93.3922 | 0 | 0 | 0 | 0 | 33.85 | -7225.1462 | 114033.488
5569.5 | 232.0625 | 0 | 0 | 13 | -2.2826 | 5569.2431 | 161.3537 | 12.08 | -30.9573 | 21.3817 | 92.6491 | 0 | 0 | 0 | 0 | 33.85 | -7225.1462 | 117041.9629
5570.5 | 232.1042 | 0 | 0 | 12 | -2.2715 | 5570.2433 | 146.3509 | 12.0656 | -25.7425 | 36.9822 | 90.9378 | 0 | 0 | 0 | 0 | 34.85 | -7464.3841 | 101106.0679
5571.5 | 232.1458 | 0 | 0 | 12 | -2.2604 | 5571.2435 | 131.3481 | 12.0512 | -18.3397 | 50.6648 | 88.3763 | 0 | 0 | 0 | 0 | 34.85 | -7464.3841 | 77501.561
5572.5 | 232.1875 | 0 | 0 | 11 | -2.2492 | 5572.2436 | 116.3453 | 12.0368 | -9.4121 | 62.672 | 85.1339 | 0 | 0 | 0 | 0 | 35.85 | -7705.1022 | 45753.0933
5573.5 | 232.2292 | 0 | 1 | 12 | -2.2381 | 5573.2438 | 101.3425 | 12.0223 | 0.49903 | 73.5365 | 81.4171 | 0 | 0.93301 | 0.013397 | 0.94641 | 34.85 | -7422.946 | 15367.127
5574.5 | 232.2708 | 0 | 57 | 14 | -2.2269 | 5574.244 | 86.3397 | 12.0079 | 10.972 | 83.8791 | 77.4572 | 0 | 53.1817 | 0.76366 | 53.9454 | 32.85 | -4625.4159 | 0
5575.5 | 232.3125 | 6 | 130 | 18 | -2.2157 | 5575.2442 | 71.3369 | 11.9934 | 21.6496 | 85.6144 | 69.2041 | 2.1302 | 121.2917 | 1.7417 | 125.1636 | 28.85 | -570.9328 | 0
5576.5 | 232.3542 | 0 | 122 | 20 | -2.2045 | 5576.2444 | 56.3341 | 11.979 | 32.1626 | 74.1018 | 54.7635 | 0 | 113.8275 | 1.6345 | 115.462 | 26.85 | -536.4754 | 0
5577.5 | 232.3958 | 18 | 244 | 22 | -2.1933 | 5577.2446 | 41.3313 | 11.9645 | 42.0176 | 60.413 | 40.2624 | 13.7357 | 227.6551 | 3.269 | 244.6597 | 24.85 | 5573.6971 | 0
5578.5 | 232.4375 | 0 | 188 | 24 | -2.182 | 5578.2448 | 26.3285 | 11.95 | 50.4147 | 42.9162 | 25.7416 | 0 | 175.4064 | 2.5187 | 177.9251 | 22.85 | 3099.1454 | 0
5579.5 | 232.4792 | 0 | 195 | 26 | -2.1708 | 5579.245 | 11.3257 | 11.9356 | 56.0324 | 20.1141 | 11.3145 | 0 | 181.9375 | 2.6125 | 184.55 | 20.85 | 3830.6838 | 0
5580.5 | 232.5208 | 0 | 183 | 28 | -2.1595 | 5580.2451 | -3.6771 | 11.9211 | 57.2854 | -6.6675 | 4.4019 | 0 | 170.7413 | 2.4517 | 173.1931 | 18.85 | 3768.9774 | 0
5581.5 | 232.5625 | 0 | 146 | 28 | -2.1482 | 5581.2453 | -18.6799 | 11.9066 | 53.6972 | -31.9602 | 18.3624 | 0 | 136.2199 | 1.956 | 138.1759 | 18.85 | 2235.7671 | 0
5582.5 | 232.6042 | 92 | 330 | 29 | -2.137 | 5582.2455 | -33.6828 | 11.8921 | 46.4966 | -52.0307 | 32.8681 | 77.2729 | 307.8942 | 4.4212 | 389.5882 | 17.85 | 13459.2901 | 0
5583.5 | 232.6458 | 31 | 270 | 29 | -2.1257 | 5583.2457 | -48.6856 | 11.8776 | 37.2398 | -67.4075 | 47.3904 | 20.987 | 251.9134 | 3.6173 | 276.5177 | 17.85 | 8508.5539 | 0
5584.5 | 232.6875 | 0 | 119 | 29 | -2.1143 | 5584.2459 | -63.6884 | 11.8631 | 26.9706 | -79.8353 | 61.8739 | 0 | 111.0285 | 1.5943 | 112.6228 | 17.85 | 1332.4933 | 0
5585.5 | 232.7292 | 0 | 96 | 29 | -2.103 | 5585.2461 | -78.6912 | 11.8486 | 16.3078 | -89.2827 | 75.5707 | 0 | 89.5692 | 1.2862 | 90.8554 | 17.85 | 379.4166 | 0
5586.5 | 232.7708 | 0 | 0 | 25 | -2.0917 | 5586.2463 | -93.6941 | 11.8341 | 5.6647 | -78.9634 | 79.5875 | 0 | 0 | 0 | 0 | 21.85 | -4469.7443 | 0
5587.5 | 232.8125 | 0 | 0 | 22 | -2.0803 | 5587.2465 | -108.6969 | 11.8196 | -4.6078 | -68.4582 | 83.4872 | 0 | 0 | 0 | 0 | 24.85 | -5138.6125 | 20905.1101
5588.5 | 232.8542 | 0 | 0 | 21 | -2.069 | 5588.2467 | -123.6998 | 11.805 | -14.1306 | -57.1159 | 87.029 | 0 | 0 | 0 | 0 | 25.85 | -5364.5289 | 53961.4134
5589.5 | 232.8958 | 0 | 0 | 19 | -2.0576 | 5589.2468 | -138.7026 | 11.7905 | -22.4286 | -44.3398 | 89.9922 | 0 | 0 | 0 | 0 | 27.85 | -5820.8022 | 80186.3364
5590.5 | 232.9375 | 0 | 0 | 19 | -2.0462 | 5590.247 | -153.7055 | 11.7759 | -28.8928 | -29.6906 | 92.1863 | 0 | 0 | 0 | 0 | 27.85 | -5820.8022 | 101773.5646
5591.5 | 232.9792 | 0 | 0 | 18 | -2.0348 | 5591.2472 | -168.7083 | 11.7614 | -32.8288 | -13.1868 | 93.4646 | 0 | 0 | 0 | 0 | 28.85 | -6051.1591 | 113119.5466
5592.5 | 233.0208 | 0 | 0 | 17 | -2.0234 | 5592.2474 | 176.2888 | 11.7468 | -33.6693 | 4.367 | 93.7386 | 0 | 0 | 0 | 0 | 29.85 | -6282.9962 | 117637.6082
5593.5 | 233.0625 | 0 | 0 | 16 | -2.0119 | 5593.2476 | 161.286 | 11.7323 | -31.2748 | 21.5647 | 92.9899 | 0 | 0 | 0 | 0 | 30.85 | -6516.3134 | 103660.8765
5594.5 | 233.1042 | 0 | 0 | 15 | -2.0005 | 5594.2478 | 146.2831 | 11.7177 | -26.0258 | 37.2185 | 91.272 | 0 | 0 | 0 | 0 | 31.85 | -6751.1108 | 86223.4317
5595.5 | 233.1458 | 0 | 0 | 14 | -1.989 | 5595.248 | 131.2803 | 11.7031 | -18.5894 | 50.9298 | 88.7039 | 0 | 0 | 0 | 0 | 32.85 | -6987.3884 | 69232.7299
5596.5 | 233.1875 | 0 | 0 | 13 | -1.9775 | 5596.2482 | 116.2774 | 11.6886 | -9.6341 | 62.9523 | 85.4559 | 0 | 0 | 0 | 0 | 33.85 | -7225.1462 | 44148.3106
5597.5 | 233.2292 | 0 | 1 | 13 | -1.9661 | 5597.2484 | 101.2745 | 11.674 | 0.29668 | 73.8277 | 81.7353 | 0 | 0.93301 | 0.013397 | 0.94641 | 33.85 | -7183.7081 | 13264.1188
5598.5 | 233.2708 | 0 | 20 | 15 | -1.9546 | 5598.2486 | 86.2716 | 11.6594 | 10.7802 | 84.1831 | 77.7742 | 0 | 18.6603 | 0.26795 | 18.9282 | 31.85 | -5922.3485 | 0
5599.5 | 233.3125 | 0 | 59 | 19 | -1.9431 | 5599.2487 | 71.2688 | 11.6448 | 21.4586 | 85.2927 | 69.2063 | 0 | 55.0477 | 0.79045 | 55.8382 | 27.85 | -3375.9534 | 0
5600.5 | 233.3542 | 12 | 187 | 23 | -1.9315 | 5600.2489 | 56.2659 | 11.6302 | 31.9604 | 73.7573 | 54.7553 | 6.9248 | 174.4734 | 2.5053 | 183.9035 | 23.85 | 3137.952 | 0
5601.5 | 233.3958 | 6 | 192 | 24 | -1.92 | 5601.2491 | 41.263 | 11.6156 | 41.7897 | 60.0468 | 40.2482 | 4.5795 | 179.1384 | 2.5723 | 186.2903 | 22.85 | 3465.4098 | 0
5602.5 | 233.4375 | 0 | 233 | 27 | -1.9084 | 5602.2493 | 26.2601 | 11.601 | 50.1444 | 42.555 | 25.7299 | 0 | 217.392 | 3.1216 | 220.5136 | 19.85 | 5623.8477 | 0
5603.5 | 233.4792 | 0 | 165 | 29 | -1.8969 | 5603.2495 | 11.2572 | 11.5863 | 55.7108 | 19.8434 | 11.3411 | 0 | 153.9471 | 2.2106 | 156.1577 | 17.85 | 3238.6465 | 0
5604.5 | 233.5208 | 0 | 134 | 31 | -1.8853 | 5604.2497 | -3.7457 | 11.5717 | 56.9316 | -6.7359 | 4.6679 | 0 | 125.0237 | 1.7953 | 126.819 | 15.85 | 2380.7349 | 0
5605.5 | 233.5625 | 0 | 127 | 33 | -1.8737 | 5605.2499 | -18.7486 | 11.5571 | 53.3488 | -31.8381 | 18.493 | 0 | 118.4926 | 1.7015 | 120.1941 | 13.85 | 2511.4173 | 0
5606.5 | 233.6042 | 0 | 113 | 33 | -1.8621 | 5606.2501 | -33.7515 | 11.5425 | 46.1716 | -51.82 | 32.9869 | 0 | 105.4304 | 1.5139 | 106.9443 | 13.85 | 1931.2837 | 0
5607.5 | 233.6458 | 0 | 134 | 34 | -1.8505 | 5607.2503 | -48.7544 | 11.5278 | 36.9355 | -67.1753 | 47.5117 | 0 | 125.0237 | 1.7953 | 126.819 | 12.85 | 3009.6385 | 0
5608.5 | 233.6875 | 129 | 211 | 32 | -1.8389 | 5608.2505 | -63.7573 | 11.5132 | 26.6783 | -79.6069 | 62.003 | 60.5559 | 196.8657 | 2.8269 | 260.2485 | 14.85 | 8433.9959 | 0
5609.5 | 233.7292 | 0 | 54 | 29 | -1.8272 | 5609.2507 | -78.7602 | 11.4985 | 16.0188 | -89.5001 | 75.926 | 0 | 50.3827 | 0.72346 | 51.1061 | 17.85 | -1360.9842 | 0
5610.5 | 233.7708 | 0 | 0 | 26 | -1.8156 | 5610.2509 | -93.7631 | 11.4838 | 5.3716 | -79.1676 | 79.943 | 0 | 0 | 0 | 0 | 20.85 | -4249.7485 | 0
5611.5 | 233.8125 | 0 | 0 | 23 | -1.8039 | 5611.2511 | -108.766 | 11.4692 | -4.9112 | -68.6467 | 83.8433 | 0 | 0 | 0 | 0 | 23.85 | -4914.1762 | 22483.0462
5612.5 | 233.8542 | 0 | 0 | 22 | -1.7922 | 5612.2513 | -123.7689 | 11.4545 | -14.4493 | -57.282 | 87.3858 | 0 | 0 | 0 | 0 | 24.85 | -5138.6125 | 52891.709
5613.5 | 233.8958 | 0 | 0 | 21 | -1.7805 | 5613.2515 | -138.7719 | 11.4398 | -22.7649 | -44.4701 | 90.3493 | 0 | 0 | 0 | 0 | 25.85 | -5364.5289 | 79725.8859
5614.5 | 233.9375 | 0 | 0 | 19 | -1.7688 | 5614.2517 | -153.7748 | 11.4251 | -29.2444 | -29.7631 | 92.5427 | 0 | 0 | 0 | 0 | 27.85 | -5820.8022 | 106106.7341
5615.5 | 233.9792 | 0 | 0 | 18 | -1.7571 | 5615.2518 | -168.7777 | 11.4104 | -33.1862 | -13.1763 | 93.8186 | 0 | 0 | 0 | 0 | 28.85 | -6051.1591 | 118855.514
5616.5 | 234.0208 | 0 | 0 | 17 | -1.7454 | 5616.252 | 176.2193 | 11.3957 | -34.016 | 4.4725 | 94.0885 | 0 | 0 | 0 | 0 | 29.85 | -6282.9962 | 119244.6914
5617.5 | 234.0625 | 0 | 0 | 17 | -1.7336 | 5617.2522 | 161.2164 | 11.381 | -31.5948 | 21.7523 | 93.334 | 0 | 0 | 0 | 0 | 29.85 | -6282.9962 | 115959.158
5618.5 | 234.1042 | 0 | 0 | 17 | -1.7219 | 5618.2524 | 146.2135 | 11.3663 | -26.3109 | 37.4596 | 91.6094 | 0 | 0 | 0 | 0 | 29.85 | -6282.9962 | 100042.9417
5619.5 | 234.1458 | 0 | 0 | 16 | -1.7101 | 5619.2526 | 131.2105 | 11.3516 | -18.8404 | 51.1995 | 89.0345 | 0 | 0 | 0 | 0 | 30.85 | -6516.3134 | 74892.3742
5620.5 | 234.1875 | 0 | 0 | 15 | -1.6983 | 5620.2528 | 116.2076 | 11.3369 | -9.8571 | 63.2367 | 85.7808 | 0 | 0 | 0 | 0 | 31.85 | -6751.1108 | 45861.4932
5621.5 | 234.2292 | 0 | 0 | 14 | -1.6866 | 5621.253 | 101.2046 | 11.3222 | 0.093284 | 74.1228 | 82.0564 | 0 | 0 | 0 | 0 | 32.85 | -6987.3884 | 14613.8635
5622.5 | 234.2708 | 318 | 63 | 16 | -1.6747 | 5622.2532 | 86.2017 | 11.3074 | 10.5873 | 84.4906 | 78.0941 | 65.6049 | 58.7798 | 0.84404 | 125.2288 | 30.85 | -1033.2315 | 0
5623.5 | 234.3125 | 150 | 153 | 19 | -1.6629 | 5623.2534 | 71.1987 | 11.2927 | 21.266 | 84.9678 | 69.208 | 53.2466 | 142.7509 | 2.0498 | 198.0473 | 27.85 | 2850.605 | 0
5624.5 | 234.3542 | 179 | 231 | 21 | -1.6511 | 5624.2536 | 56.1958 | 11.278 | 31.7563 | 73.4098 | 54.7472 | 103.3162 | 215.5259 | 3.0948 | 321.9369 | 25.85 | 8731.3254 | 0
5625.5 | 234.3958 | 12 | 193 | 24 | -1.6393 | 5625.2538 | 41.1928 | 11.2632 | 41.5592 | 59.6783 | 40.2352 | 9.1608 | 180.0715 | 2.5857 | 191.818 | 22.85 | 3707.4369 | 0
5626.5 | 234.4375 | 137 | 344 | 26 | -1.6274 | 5626.254 | 26.1898 | 11.2485 | 49.871 | 42.1925 | 25.7213 | 123.4254 | 320.9564 | 4.6087 | 448.9905 | 20.85 | 15409.0852 | 0
5627.5 | 234.4792 | 0 | 136 | 28 | -1.6155 | 5627.2542 | 11.1869 | 11.2337 | 55.3859 | 19.5722 | 11.3776 | 0 | 126.8897 | 1.8221 | 128.7118 | 18.85 | 1821.386 | 0
5628.5 | 234.5208 | 18 | 253 | 30 | -1.6036 | 5628.2544 | -3.8161 | 11.2189 | 56.5742 | -6.8061 | 4.9489 | 17.9329 | 236.0522 | 3.3896 | 257.3747 | 16.85 | 7884.4589 | 0
5629.5 | 234.5625 | 569 | 279 | 31 | -1.5918 | 5629.2546 | -18.8191 | 11.2042 | 52.9963 | -31.7189 | 18.632 | 539.1789 | 260.3105 | 3.7379 | 803.2273 | 15.85 | 31996.949 | 0
5630.5 | 234.6042 | 86 | 323 | 29 | -1.5798 | 5630.2548 | -33.822 | 11.1894 | 45.8423 | -51.6114 | 33.1113 | 72.0346 | 301.3631 | 4.3274 | 377.725 | 17.85 | 12939.8669 | 0
5631.5 | 234.6458 | 404 | 253 | 28 | -1.5679 | 5631.255 | -48.825 | 11.1746 | 36.627 | -66.944 | 47.6373 | 272.2241 | 236.0522 | 3.3896 | 511.6659 | 18.85 | 18588.8481 | 0
5632.5 | 234.6875 | 530 | 145 | 24 | -1.556 | 5632.2552 | -63.828 | 11.1598 | 26.3818 | -79.3785 | 62.1356 | 247.7116 | 135.2868 | 1.9426 | 384.9411 | 22.85 | 12163.2416 | 0
5633.5 | 234.7292 | 345 | 113 | 21 | -1.5441 | 5633.2554 | -78.831 | 11.145 | 15.7257 | -89.718 | 76.2851 | 81.7962 | 105.4304 | 1.5139 | 188.7406 | 25.85 | 2899.3872 | 0
5634.5 | 234.7708 | 0 | 0 | 18 | -1.5321 | 5634.2556 | -93.834 | 11.1302 | 5.0746 | -79.3727 | 80.3022 | 0 | 0 | 0 | 0 | 28.85 | -6051.1591 | 0
5635.5 | 234.8125 | 0 | 0 | 17 | -1.5201 | 5635.2558 | -108.837 | 11.1154 | -5.2184 | -68.8362 | 84.2031 | 0 | 0 | 0 | 0 | 29.85 | -6282.9962 | 23710.365
5636.5 | 234.8542 | 0 | 0 | 17 | -1.5081 | 5636.256 | -123.84 | 11.1006 | -14.7716 | -57.4492 | 87.7463 | 0 | 0 | 0 | 0 | 29.85 | -6282.9962 | 56976.412
5637.5 | 234.8958 | 0 | 0 | 16 | -1.4962 | 5637.2562 | -138.843 | 11.0858 | -23.105 | -44.6012 | 90.7101 | 0 | 0 | 0 | 0 | 30.85 | -6516.3134 | 83631.7158
5638.5 | 234.9375 | 0 | 0 | 16 | -1.4842 | 5638.2564 | -153.846 | 11.0709 | -29.5999 | -29.8354 | 92.9026 | 0 | 0 | 0 | 0 | 30.85 | -6516.3134 | 105861.9851
5639.5 | 234.9792 | 0 | 0 | 14 | -1.4721 | 5639.2566 | -168.849 | 11.0561 | -33.5472 | -13.1641 | 94.1761 | 0 | 0 | 0 | 0 | 32.85 | -6987.3884 | 123237.8923
5640.5 | 235.0208 | 0 | 0 | 14 | -1.4601 | 5640.2568 | 176.148 | 11.0413 | -34.3659 | 4.5816 | 94.4416 | 0 | 0 | 0 | 0 | 32.85 | -6987.3884 | 124611.9348
5641.5 | 235.0625 | 0 | 0 | 13 | -1.4481 | 5641.257 | 161.145 | 11.0264 | -31.9172 | 21.9445 | 93.6812 | 0 | 0 | 0 | 0 | 33.85 | -7225.1462 | 118452.6061
5642.5 | 235.1042 | 0 | 0 | 12 | -1.436 | 5642.2572 | 146.142 | 11.0116 | -26.5978 | 37.7056 | 91.9497 | 0 | 0 | 0 | 0 | 34.85 | -7464.3841 | 101994.8827
5643.5 | 235.1458 | 0 | 0 | 13 | -1.4239 | 5643.2574 | 131.139 | 10.9967 | -19.0927 | 51.4737 | 89.368 | 0 | 0 | 0 | 0 | 33.85 | -7225.1462 | 75172.6281
5644.5 | 235.1875 | 0 | 0 | 14 | -1.4119 | 5644.2576 | 116.136 | 10.9819 | -10.0812 | 63.5253 | 86.1085 | 0 | 0 | 0 | 0 | 32.85 | -6987.3884 | 45624.7264
5645.5 | 235.2292 | 39 | 0 | 14 | -1.3998 | 5645.2578 | 101.1329 | 10.967 | -0.11114 | 74.4217 | 82.3803 | 5.1713 | 0 | 0 | 5.1713 | 32.85 | -6760.9651 | 15216.5638
5646.5 | 235.2708 | 404 | 41 | 15 | -1.3877 | 5646.258 | 86.1299 | 10.9521 | 10.3932 | 84.8016 | 78.4167 | 81.1198 | 38.2535 | 0.5493 | 119.9226 | 31.85 | -1500.3573 | 0
5647.5 | 235.3125 | 612 | 69 | 16 | -1.3756 | 5647.2582 | 71.1269 | 10.9373 | 21.0719 | 84.6396 | 69.2092 | 217.2331 | 64.3779 | 0.92442 | 282.5354 | 30.85 | 5854.3654 | 0
5648.5 | 235.3542 | 729 | 92 | 18 | -1.3634 | 5648.2584 | 56.1239 | 10.9224 | 31.5502 | 73.0595 | 54.7393 | 420.8496 | 85.8372 | 1.2326 | 507.9194 | 28.85 | 16187.846 | 0
5649.5 | 235.3958 | 842 | 91 | 18 | -1.3513 | 5649.2586 | 41.1208 | 10.9075 | 41.3262 | 59.3076 | 40.2235 | 642.8936 | 84.9042 | 1.2192 | 729.017 | 28.85 | 25868.4989 | 0
5650.5 | 235.4375 | 874 | 103 | 19 | -1.3391 | 5650.2588 | 26.1178 | 10.8926 | 49.5945 | 41.829 | 25.7162 | 787.434 | 96.1003 | 1.3799 | 884.9143 | 27.85 | 32924.745 | 0
5651.5 | 235.4792 | 844 | 128 | 22 | -1.327 | 5651.259 | 11.1147 | 10.8777 | 55.0576 | 19.3008 | 11.4246 | 827.2773 | 119.4256 | 1.7149 | 948.4178 | 24.85 | 36387.406 | 0
5652.5 | 235.5208 | 728 | 188 | 23 | -1.3148 | 5652.2592 | -3.8883 | 10.8628 | 56.2133 | -6.878 | 5.2432 | 724.9539 | 175.4064 | 2.5187 | 902.879 | 23.85 | 34617.9467 | 0
5653.5 | 235.5625 | 848 | 117 | 25 | -1.3026 | 5653.2594 | -18.8913 | 10.8479 | 52.6399 | -31.6025 | 18.7792 | 802.8576 | 109.1625 | 1.5675 | 913.5876 | 21.85 | 35531.2506 | 0
5654.5 | 235.6042 | 832 | 108 | 26 | -1.2904 | 5654.2596 | -33.8944 | 10.833 | 45.5088 | -51.4048 | 33.2412 | 695.8603 | 100.7654 | 1.4469 | 798.0726 | 20.85 | 30693.479 | 0
5655.5 | 235.6458 | 790 | 104 | 27 | -1.2782 | 5655.2598 | -48.8975 | 10.8181 | 36.3142 | -66.7135 | 47.7671 | 530.995 | 97.0333 | 1.3933 | 629.4217 | 19.85 | 23527.6931 | 0
5656.5 | 235.6875 | 660 | 108 | 27 | -1.266 | 5656.26 | -63.9005 | 10.8031 | 26.0812 | -79.1501 | 62.2718 | 307.0835 | 100.7654 | 1.4469 | 409.2958 | 19.85 | 13889.5878 | 0
5657.5 | 235.7292 | 510 | 96 | 25 | -1.2537 | 5657.2602 | -78.9036 | 10.7882 | 15.4289 | -89.9363 | 76.6479 | 117.7766 | 89.5692 | 1.2862 | 208.632 | 21.85 | 4665.1067 | 0
5658.5 | 235.7708 | 0 | 0 | 22 | -1.2415 | 5658.2604 | -93.9066 | 10.7733 | 4.774 | -79.5786 | 80.6651 | 0 | 0 | 0 | 0 | 24.85 | -5138.6125 | 0
5659.5 | 235.8125 | 0 | 0 | 19.2 | -1.2292 | 5659.2606 | -108.9097 | 10.7583 | -5.5293 | -69.0267 | 84.5666 | 0 | 0 | 0 | 0 | 27.65 | -5774.9084 | 17293.7345
5660.5 | 235.8542 | 0 | 0 | 17.3 | -1.217 | 5660.2609 | -123.9128 | 10.7434 | -15.0977 | -57.6174 | 88.1105 | 0 | 0 | 0 | 0 | 29.55 | -6213.2896 | 46662.2053
5661.5 | 235.8958 | 0 | 0 | 17.5 | -1.2047 | 5661.2611 | -138.9158 | 10.7284 | -23.4487 | -44.7329 | 91.0744 | 0 | 0 | 0 | 0 | 29.35 | -6166.8926 | 84828.3547
5662.5 | 235.9375 | 0 | 0 | 16.6 | -1.1924 | 5662.2613 | -153.9189 | 10.7135 | -29.9591 | -29.9075 | 93.2661 | 0 | 0 | 0 | 0 | 30.25 | -6376.1454 | 93352.3608
5663.5 | 235.9792 | 0 | 0 | 16.8 | -1.1801 | 5663.2615 | -168.922 | 10.6985 | -33.9118 | -13.1502 | 94.5369 | 0 | 0 | 0 | 0 | 30.05 | -6329.5412 | 119684.9302
5664.5 | 236.0208 | 0 | 0 | 16.9 | -1.1678 | 5664.2617 | 176.0749 | 10.6835 | -34.7188 | 4.6941 | 94.798 | 0 | 0 | 0 | 0 | 29.95 | -6306.2613 | 123010.0874
5665.5 | 236.0625 | 0 | 0 | 17.1 | -1.1554 | 5665.2619 | 161.0719 | 10.6686 | -32.2419 | 22.1412 | 94.0315 | 0 | 0 | 0 | 0 | 29.75 | -6259.7458 | 117068.6085
5666.5 | 236.1042 | 0 | 0 | 13.2 | -1.1431 | 5666.2621 | 146.0688 | 10.6536 | -26.8862 | 37.9563 | 92.293 | 0 | 0 | 0 | 0 | 33.65 | -7177.4762 | 99472.4412
5667.5 | 236.1458 | 0 | 0 | 13.4 | -1.1307 | 5667.2623 | 131.0657 | 10.6386 | -19.3461 | 51.7523 | 89.7042 | 0 | 0 | 0 | 0 | 33.45 | -7129.8654 | 71390.7199
5668.5 | 236.1875 | 0 | 0 | 14.5 | -1.1184 | 5668.2625 | 116.0626 | 10.6236 | -10.3062 | 63.8179 | 86.4389 | 0 | 0 | 0 | 0 | 32.35 | -6869.0646 | 45983.454
5669.5 | 236.2292 | 61 | 0 | 14.7 | -1.106 | 5669.2627 | 101.0595 | 10.6086 | -0.31654 | 74.7241 | 82.7068 | 7.7438 | 0 | 0 | 7.7438 | 32.15 | -6482.7815 | 13185.4633
5670.5 | 236.2708 | 446 | 37 | 15.8 | -1.0936 | 5670.2629 | 86.0564 | 10.5936 | 10.1979 | 85.116 | 78.7421 | 87.0707 | 34.5215 | 0.49571 | 122.0879 | 31.05 | -1217.5945 | 0
5671.5 | 236.3125 | 650 | 61 | 17 | -1.0812 | 5671.2631 | 71.0533 | 10.5786 | 20.8763 | 84.3085 | 69.2102 | 230.7113 | 56.9138 | 0.81725 | 288.4423 | 29.85 | 6346.3111 | 0
5672.5 | 236.3542 | 752 | 82 | 18.1 | -1.0688 | 5672.2633 | 56.0502 | 10.5636 | 31.342 | 72.7065 | 54.7318 | 434.2077 | 76.507 | 1.0986 | 511.8134 | 28.75 | 16381.4452 | 0
5673.5 | 236.3958 | 795 | 92 | 18 | -1.0564 | 5673.2635 | 41.0471 | 10.5485 | 41.0906 | 58.9349 | 40.2132 | 607.1 | 85.8372 | 1.2326 | 694.1697 | 28.85 | 24342.7292 | 0
5674.5 | 236.4375 | 790 | 134 | 19 | -1.0439 | 5674.2637 | 26.044 | 10.5335 | 49.315 | 41.4648 | 25.7147 | 711.7632 | 125.0237 | 1.7953 | 838.5822 | 27.85 | 30896.1157 | 0
5675.5 | 236.4792 | 766 | 165 | 21 | -1.0315 | 5675.2639 | 11.0409 | 10.5185 | 54.726 | 19.0294 | 11.482 | 750.6702 | 153.9471 | 2.2106 | 906.8279 | 25.85 | 34340.4951 | 0
5676.5 | 236.5208 | 782 | 158 | 23 | -1.019 | 5676.2641 | -3.9622 | 10.5035 | 55.8489 | -6.9513 | 5.5493 | 778.3351 | 147.416 | 2.1168 | 927.8679 | 23.85 | 35712.0748 | 0
5677.5 | 236.5625 | 666 | 207 | 24 | -1.0066 | 5677.2644 | -18.9654 | 10.4884 | 52.2798 | -31.4888 | 18.9347 | 629.9622 | 193.1336 | 2.7733 | 825.8691 | 22.85 | 31469.0602 | 0
5678.5 | 236.6042 | 630 | 189 | 24 | -0.99408 | 5678.2646 | -33.9685 | 10.4734 | 45.1712 | -51.2003 | 33.3765 | 526.0962 | 176.3394 | 2.5321 | 704.9677 | 22.85 | 26175.4526 | 0
5679.5 | 236.6458 | 641 | 161 | 25 | -0.98158 | 5679.2648 | -48.9716 | 10.4583 | 35.9974 | -66.484 | 47.9012 | 429.7335 | 150.215 | 2.157 | 582.1055 | 21.85 | 21017.466 | 0
5680.5 | 236.6875 | 687 | 101 | 23.9 | -0.96908 | 5680.265 | -63.9747 | 10.4433 | 25.7768 | -78.9219 | 62.4114 | 318.163 | 94.2343 | 1.3531 | 413.7504 | 22.95 | 13402.4127 | 0
5681.5 | 236.7292 | 432 | 112 | 23 | -0.95656 | 5681.2652 | -78.9779 | 10.4282 | 15.1282 | -89.8448 | 76.8605 | 98.2034 | 104.4974 | 1.5005 | 204.2013 | 23.85 | 4026.6817 | 0
5682.5 | 236.7708 | 219 | 18 | 21.9 | -0.94404 | 5682.2654 | -93.981 | 10.4131 | 4.4696 | -79.7852 | 81.0316 | 34.1398 | 16.7942 | 0.24115 | 51.1752 | 24.95 | -2920.4562 | 0
5683.5 | 236.8125 | 0 | 0 | 20 | -0.9315 | 5683.2656 | -108.9841 | 10.3981 | -5.8437 | -69.2181 | 84.9337 | 0 | 0 | 0 | 0 | 26.85 | -5591.9254 | 19980.841
5684.5 | 236.8542 | 0 | 0 | 19 | -0.91895 | 5684.2658 | -123.9873 | 10.383 | -15.4272 | -57.7866 | 88.4781 | 0 | 0 | 0 | 0 | 27.85 | -5820.8022 | 43515.1454
5685.5 | 236.8958 | 0 | 0 | 18 | -0.90639 | 5685.266 | -138.9904 | 10.3679 | -23.796 | -44.8653 | 91.4422 | 0 | 0 | 0 | 0 | 28.85 | -6051.1591 | 20930.8542
5686.5 | 236.9375 | 0 | 0 | 18.4 | -0.89381 | 5686.2662 | -153.9935 | 10.3528 | -30.3218 | -29.9795 | 93.6329 | 0 | 0 | 0 | 0 | 28.45 | -5958.8387 | 42960.7783
5687.5 | 236.9792 | 0 | 0 | 18.6 | -0.88123 | 5687.2664 | -168.9967 | 10.3377 | -34.2797 | -13.1346 | 94.901 | 0 | 0 | 0 | 0 | 28.25 | -5912.7673 | 111096.1192
5688.5 | 237.0208 | 0 | 0 | 19.1 | -0.86863 | 5688.2667 | 176.0002 | 10.3226 | -35.0746 | 4.81 | 95.1575 | 0 | 0 | 0 | 0 | 27.75 | -5797.8479 | 119981.7742
5689.5 | 237.0625 | 0 | 0 | 18.9 | -0.85603 | 5689.2669 | 160.997 | 10.3075 | -32.5689 | 22.3425 | 94.3847 | 0 | 0 | 0 | 0 | 27.95 | -5843.7712 | 118138.97
5690.5 | 237.1042 | 0 | 0 | 19 | -0.84341 | 5690.2671 | 145.9939 | 10.2924 | -27.1762 | 38.2117 | 92.639 | 0 | 0 | 0 | 0 | 27.85 | -5820.8022 | 94109.1168
5691.5 | 237.1458 | 0 | 0 | 18 | -0.83078 | 5691.2673 | 130.9907 | 10.2773 | -19.6006 | 52.0353 | 90.0432 | 0 | 0 | 0 | 0 | 28.85 | -6051.1591 | 71334.9047
5692.5 | 237.1875 | 0 | 0 | 17 | -0.81814 | 5692.2675 | 115.9875 | 10.2622 | -10.5322 | 64.1143 | 86.7719 | 0 | 0 | 0 | 0 | 29.85 | -6282.9962 | 41127.4357
5693.5 | 237.2292 | 0 | 0 | 16.5 | -0.80549 | 5693.2677 | 100.9844 | 10.247 | -0.52289 | 75.0301 | 83.0359 | 0 | 0 | 0 | 0 | 30.35 | -6399.4698 | 9643.3193
5694.5 | 237.2708 | 391 | 43 | 18.6 | -0.79282 | 5694.2679 | 85.9812 | 10.2319 | 10.0015 | 85.4334 | 79.07 | 74.1372 | 40.1195 | 0.57609 | 114.8328 | 28.25 | -884.8674 | 0
5695.5 | 237.3125 | 566 | 83 | 20.8 | -0.78015 | 5695.2681 | 70.978 | 10.2168 | 20.6792 | 83.9744 | 69.2109 | 200.8898 | 77.4401 | 1.112 | 279.4418 | 26.05 | 6825.3362 | 0
5696.5 | 237.3542 | 659 | 111 | 21.7 | -0.76747 | 5696.2683 | 55.9749 | 10.2016 | 31.132 | 72.3511 | 54.7248 | 380.5753 | 103.5644 | 1.4871 | 485.6269 | 25.15 | 16056.7075 | 0
5697.5 | 237.3958 | 700 | 134 | 23.7 | -0.75477 | 5697.2686 | 40.9717 | 10.1865 | 40.8525 | 58.5605 | 40.2044 | 534.6225 | 125.0237 | 1.7953 | 661.4415 | 23.15 | 24202.947 | 0
5698.5 | 237.4375 | 784 | 141 | 24.6 | -0.74206 | 5698.2688 | 25.9685 | 10.1713 | 49.0325 | 41.1 | 25.7168 | 706.3444 | 131.5548 | 1.889 | 839.7882 | 22.25 | 32211.5664 | 0
5699.5 | 237.4792 | 826 | 131 | 23.6 | -0.72934 | 5699.269 | 10.9653 | 10.1562 | 54.3913 | 18.7581 | 11.5502 | 809.2731 | 122.2247 | 1.7551 | 933.2528 | 23.25 | 36081.803 | 0
5700.5 | 237.5208 | 812 | 136 | 23.5 | -0.71661 | 5700.2692 | -4.0378 | 10.141 | 55.4813 | -7.026 | 5.8657 | 807.7484 | 126.8897 | 1.8221 | 936.4602 | 23.35 | 36199.9483 | 0
5701.5 | 237.5625 | 830 | 126 | 25.5 | -0.70387 | 5701.2694 | -19.041 | 10.1258 | 51.916 | -31.3778 | 19.0983 | 784.3159 | 117.5596 | 1.6881 | 903.5636 | 21.35 | 35202.5359 | 0
5702.5 | 237.6042 | 820 | 111 | 26.4 | -0.69112 | 5702.2696 | -34.0442 | 10.1107 | 44.8297 | -50.9978 | 33.5173 | 683.6497 | 103.5644 | 1.4871 | 788.7012 | 20.45 | 30370.7383 | 0
5703.5 | 237.6458 | 772 | 109 | 25.4 | -0.67836 | 5703.2698 | -49.0474 | 10.0955 | 35.6766 | -66.2555 | 48.0394 | 516.1737 | 101.6984 | 1.4603 | 619.3324 | 21.45 | 22735.604 | 0
5704.5 | 237.6875 | 714 | 94 | 25.4 | -0.66559 | 5704.27 | -64.0506 | 10.0803 | 25.4686 | -78.6938 | 62.5545 | 329.0862 | 87.7032 | 1.2594 | 418.0488 | 21.45 | 13922.4955 | 0
5705.5 | 237.7292 | 525 | 94 | 24.3 | -0.6528 | 5705.2703 | -79.0538 | 10.0651 | 14.824 | -89.6256 | 77.0129 | 117.984 | 87.7032 | 1.2594 | 206.9465 | 22.55 | 4436.4332 | 0
5706.5 | 237.7708 | 258 | 14 | 23.3 | -0.64001 | 5706.2705 | -94.057 | 10.0499 | 4.1619 | -79.9927 | 81.4015 | 38.5733 | 13.0622 | 0.18756 | 51.8231 | 23.55 | -2578.0866 | 0
5707.5 | 237.8125 | 0 | 0 | 21.2 | -0.6272 | 5707.2707 | -109.0602 | 10.0347 | -6.1615 | -69.4106 | 85.3041 | 0 | 0 | 0 | 0 | 25.65 | -5319.2272 | 12741.9519
5708.5 | 237.8542 | 0 | 0 | 21.2 | -0.61438 | 5708.2709 | -124.0634 | 10.0195 | -15.7601 | -57.9569 | 88.8492 | 0 | 0 | 0 | 0 | 25.65 | -5319.2272 | 25251.8816
5709.5 | 237.8958 | 0 | 0 | 18.1 | -0.60156 | 5709.2711 | -139.0666 | 10.0043 | -24.1468 | -44.9985 | 91.8134 | 0 | 0 | 0 | 0 | 28.75 | -6028.0568 | 84282.7155
5710.5 | 237.9375 | 0 | 0 | 18.1 | -0.58872 | 5710.2713 | -154.0698 | 9.9891 | -30.688 | -30.0513 | 94.0029 | 0 | 0 | 0 | 0 | 28.75 | -6028.0568 | 109998.8962
5711.5 | 237.9792 | 0 | 0 | 16 | -0.57587 | 5711.2715 | -169.073 | 9.9739 | -34.651 | -13.1173 | 95.2682 | 0 | 0 | 0 | 0 | 30.85 | -6516.3134 | 115284.3811
5712.5 | 238.0208 | 0 | 0 | 16 | -0.56301 | 5712.2717 | 175.9238 | 9.9586 | -35.4333 | 4.9294 | 95.52 | 0 | 0 | 0 | 0 | 30.85 | -6516.3134 | 122362.1314
5713.5 | 238.0625 | 0 | 0 | 15.8 | -0.55014 | 5713.272 | 160.9205 | 9.9434 | -32.8979 | 22.5482 | 94.7408 | 0 | 0 | 0 | 0 | 31.05 | -6563.1545 | 119823.0826
5714.5 | 238.1042 | 0 | 0 | 14.6 | -0.53725 | 5714.2722 | 145.9173 | 9.9282 | -27.4677 | 38.4718 | 92.9878 | 0 | 0 | 0 | 0 | 32.25 | -6845.4442 | 101035.4078
5715.5 | 238.1458 | 0 | 0 | 14.3 | -0.52436 | 5715.2724 | 130.9141 | 9.9129 | -19.8562 | 52.3226 | 90.3848 | 0 | 0 | 0 | 0 | 32.55 | -6916.3497 | 78008.5138
5716.5 | 238.1875 | 0 | 0 | 13.1 | -0.51146 | 5716.2726 | 115.9109 | 9.8977 | -10.759 | 64.4146 | 87.1074 | 0 | 0 | 0 | 0 | 33.75 | -7201.3038 | 45970.1477
5717.5 | 238.2292 | 0 | 0 | 12.9 | -0.49854 | 5717.2728 | 100.9076 | 9.8824 | -0.73015 | 75.3394 | 83.3675 | 0 | 0 | 0 | 0 | 33.95 | -7249.0034 | 13817.7492
5718.5 | 238.2708 | 422 | 38 | 14.7 | -0.48562 | 5718.273 | 85.9044 | 9.8672 | 9.8039 | 85.754 | 79.4005 | 77.6239 | 35.4545 | 0.5091 | 113.5875 | 32.15 | -1848.4632 | 0
5719.5 | 238.3125 | 676 | 59 | 19.3 | -0.47268 | 5719.2733 | 70.9012 | 9.8519 | 20.4807 | 83.6376 | 69.2114 | 239.9263 | 55.0477 | 0.79045 | 295.7645 | 27.55 | 7197.922 | 0
5720.5 | 238.3542 | 769 | 77 | 21.1 | -0.45974 | 5720.2735 | 55.8979 | 9.8367 | 30.92 | 71.9933 | 54.7183 | 444.1722 | 71.842 | 1.0316 | 517.0458 | 25.75 | 17296.7295 | 0
5721.5 | 238.3958 | 794 | 91 | 22.9 | -0.44678 | 5721.2737 | 40.8947 | 9.8214 | 40.6119 | 58.1846 | 40.1973 | 606.4781 | 84.9042 | 1.2192 | 692.6014 | 23.95 | 25388.6672 | 0
5722.5 | 238.4375 | 790 | 133 | 24.7 | -0.43382 | 5722.2739 | 25.8915 | 9.8061 | 48.747 | 40.7348 | 25.723 | 711.7134 | 124.0907 | 1.7819 | 837.5859 | 22.15 | 32137.2662 | 0
5723.5 | 238.4792 | 867 | 106 | 26.4 | -0.42084 | 5723.2741 | 10.8882 | 9.7908 | 54.0534 | 18.4871 | 11.6293 | 849.2023 | 98.8993 | 1.4201 | 949.5218 | 20.45 | 37412.1924 | 0
5724.5 | 238.5208 | 855 | 111 | 27.2 | -0.40785 | 5724.2743 | -4.115 | 9.7755 | 55.1106 | -7.1018 | 6.1916 | 850.0127 | 103.5644 | 1.4871 | 955.0642 | 19.65 | 37829.3201 | 0
5725.5 | 238.5625 | 842 | 120 | 28 | -0.39485 | 5725.2746 | -19.1183 | 9.7603 | 51.5486 | -31.2694 | 19.2698 | 794.8269 | 111.9615 | 1.6077 | 908.3961 | 18.85 | 35959.4894 | 0
5726.5 | 238.6042 | 820 | 115 | 28.6 | -0.38184 | 5726.2748 | -34.1215 | 9.745 | 44.4845 | -50.7974 | 33.6634 | 682.4925 | 107.2965 | 1.5407 | 791.3297 | 18.25 | 30963.3028 | 0
5727.5 | 238.6458 | 729 | 125 | 28.8 | -0.36882 | 5727.275 | -49.1248 | 9.7297 | 35.352 | -66.0279 | 48.1818 | 486.0748 | 116.6266 | 1.6747 | 604.3761 | 18.05 | 22820.6826 | 0
5728.5 | 238.6875 | 663 | 105 | 28 | -0.35579 | 5728.2752 | -64.1281 | 9.7144 | 25.1567 | -78.4658 | 62.7009 | 304.0758 | 97.9663 | 1.4067 | 403.4489 | 18.85 | 13850.6186 | 0
5729.5 | 238.7292 | 507 | 94 | 26.2 | -0.34275 | 5729.2754 | -79.1313 | 9.699 | 14.5162 | -89.406 | 77.1681 | 112.6001 | 87.7032 | 1.2594 | 201.5627 | 20.65 | 4619.3991 | 0
5730.5 | 238.7708 | 240 | 13 | 23.7 | -0.3297 | 5730.2756 | -94.1346 | 9.6837 | 3.8507 | -80.2009 | 81.7748 | 34.3356 | 12.1292 | 0.17417 | 46.6389 | 23.15 | -2715.8899 | 0
5731.5 | 238.8125 | 0 | 0 | 21.1 | -0.31664 | 5731.2759 | -109.1378 | 9.6684 | -6.4825 | -69.6041 | 85.6778 | 0 | 0 | 0 | 0 | 25.75 | -5341.8706 | 13316.1951
5732.5 | 238.8542 | 0 | 0 | 19.6 | -0.30357 | 5732.2761 | -124.1411 | 9.6531 | -16.0963 | -58.1282 | 89.2235 | 0 | 0 | 0 | 0 | 27.25 | -5683.2985 | 42342.173
5733.5 | 238.8958 | 0 | 0 | 18.2 | -0.29049 | 5733.2763 | -139.1444 | 9.6377 | -24.5008 | -45.1325 | 92.1877 | 0 | 0 | 0 | 0 | 28.65 | -6004.9693 | 78867.8393
5734.5 | 238.9375 | 0 | 0 | 17.1 | -0.27739 | 5734.2765 | -154.1477 | 9.6224 | -31.0575 | -30.1231 | 94.376 | 0 | 0 | 0 | 0 | 29.75 | -6259.7458 | 101113.9052
5735.5 | 238.9792 | 0 | 0 | 16 | -0.26429 | 5735.2767 | -169.1509 | 9.6071 | -35.0254 | -13.0985 | 95.6384 | 0 | 0 | 0 | 0 | 30.85 | -6516.3134 | 112251.7877
5736.5 | 239.0208 | 0 | 0 | 15.1 | -0.25118 | 5736.2769 | 175.8458 | 9.5917 | -35.7946 | 5.0521 | 95.8854 | 0 | 0 | 0 | 0 | 31.75 | -6727.5645 | 111769.2853
5737.5 | 239.0625 | 0 | 0 | 14.1 | -0.23805 | 5737.2772 | 160.8425 | 9.5764 | -33.229 | 22.7585 | 95.0997 | 0 | 0 | 0 | 0 | 32.75 | -6963.694 | 116395.1174
5738.5 | 239.1042 | 0 | 0 | 13.2 | -0.22492 | 5738.2774 | 145.8392 | 9.561 | -27.7605 | 38.7364 | 93.3393 | 0 | 0 | 0 | 0 | 33.65 | -7177.4762 | 96471.2952
5739.5 | 239.1458 | 0 | 0 | 12.5 | -0.21178 | 5739.2776 | 130.8359 | 9.5457 | -20.1127 | 52.614 | 90.7289 | 0 | 0 | 0 | 0 | 34.35 | -7344.5801 | 70128.9867
5740.5 | 239.1875 | 0 | 0 | 11.6 | -0.19862 | 5740.2778 | 115.8327 | 9.5303 | -10.9867 | 64.7186 | 87.4454 | 0 | 0 | 0 | 0 | 35.25 | -7560.4937 | 39956.1493
5741.5 | 239.2292 | 0 | 0 | 11 | -0.18546 | 5741.278 | 100.8294 | 9.5149 | -0.93828 | 75.652 | 83.7016 | 0 | 0 | 0 | 0 | 35.85 | -7705.1022 | 12405.2563
5742.5 | 239.2708 | 429 | 37 | 14.1 | -0.17229 | 5742.2783 | 85.8261 | 9.4995 | 9.6053 | 86.0775 | 79.7334 | 76.4602 | 34.5215 | 0.49571 | 111.4773 | 32.75 | -2082.712 | 0
5743.5 | 239.3125 | 526 | 85 | 16.3 | -0.1591 | 5743.2785 | 70.8228 | 9.4842 | 20.2806 | 83.2982 | 69.2118 | 186.6848 | 79.3061 | 1.1388 | 267.1296 | 30.55 | 5249.9804 | 0
5744.5 | 239.3542 | 549 | 145 | 19.4 | -0.14591 | 5744.2787 | 55.8195 | 9.4688 | 30.706 | 71.6334 | 54.7124 | 317.1468 | 135.2868 | 1.9426 | 454.3763 | 27.45 | 14165.5733 | 0
5745.5 | 239.3958 | 782 | 117 | 21.5 | -0.1327 | 5745.2789 | 40.8162 | 9.4534 | 40.3689 | 57.8073 | 40.192 | 597.3587 | 109.1625 | 1.5675 | 708.0887 | 25.35 | 25751.9393 | 0
5746.5 | 239.4375 | 630 | 205 | 22.6 | -0.11949 | 5746.2791 | 25.8129 | 9.438 | 48.4586 | 40.3695 | 25.7332 | 567.52 | 191.2676 | 2.7465 | 761.5341 | 24.25 | 28339.6317 | 0
5747.5 | 239.4792 | 802 | 156 | 24.8 | -0.10626 | 5747.2794 | 10.8096 | 9.4226 | 53.7126 | 18.2167 | 11.7195 | 785.2814 | 145.55 | 2.09 | 932.9214 | 22.05 | 36333.5947 | 0
5748.5 | 239.5208 | 849 | 113 | 25.9 | -0.093029 | 5748.2796 | -4.1937 | 9.4072 | 54.7367 | -7.1787 | 6.5257 | 843.4993 | 105.4304 | 1.5139 | 950.4436 | 20.95 | 37343.036 | 0
5749.5 | 239.5625 | 836 | 122 | 27 | -0.079784 | 5749.2798 | -19.1971 | 9.3918 | 51.1779 | -31.1634 | 19.4493 | 788.2951 | 113.8275 | 1.6345 | 903.7571 | 19.85 | 35539.3396 | 0
5750.5 | 239.6042 | 784 | 132 | 28.1 | -0.06653 | 5750.28 | -34.2004 | 9.3764 | 44.1355 | -50.599 | 33.8149 | 651.3784 | 123.1577 | 1.7685 | 776.3046 | 18.75 | 30197.5475 | 0
5751.5 | 239.6458 | 674 | 140 | 28.3 | -0.053266 | 5751.2802 | -49.2037 | 9.3609 | 35.0238 | -65.8014 | 48.3282 | 448.1178 | 130.6218 | 1.8756 | 580.6152 | 18.55 | 21672.5822 | 0
5752.5 | 239.6875 | 697 | 96 | 27.4 | -0.039991 | 5752.2805 | -64.207 | 9.3455 | 24.8412 | -78.2381 | 62.8505 | 318.0508 | 89.5692 | 1.2862 | 408.9062 | 19.45 | 13959.52 | 0
5753.5 | 239.7292 | 412 | 101 | 26.5 | -0.026707 | 5753.2807 | -79.2103 | 9.3301 | 14.2051 | -89.1861 | 77.326 | 90.394 | 94.2343 | 1.3531 | 185.9815 | 20.35 | 4002.8037 | 0
5754.5 | 239.7708 | 188 | 13 | 23.6 | -0.013413 | 5754.2809 | -94.2136 | 9.3147 | 3.5363 | -80.4098 | 82.1512 | 25.6732 | 12.1292 | 0.17417 | 37.9765 | 23.25 | -3117.4413 | 0
5755.5 | 239.8125 | 0 | 0 | 21.8 | -0.00010927 | 5755.2811 | -109.217 | 9.2992 | -6.8067 | -69.7985 | 86.0547 | 0 | 0 | 0 | 0 | 25.05 | -5183.6773 | 20975.8265
5756.5 | 239.8542 | 0 | 0 | 20.9 | 0.013204 | 5756.2814 | -124.2203 | 9.2838 | -16.4356 | -58.3005 | 89.6009 | 0 | 0 | 0 | 0 | 25.95 | -5387.2019 | 48086.0947
5757.5 | 239.8958 | 0 | 0 | 20 | 0.026528 | 5757.2816 | -139.2236 | 9.2683 | -24.858 | -45.2673 | 92.5651 | 0 | 0 | 0 | 0 | 26.85 | -5591.9254 | 78973.5565
5758.5 | 239.9375 | 0 | 0 | 18.5 | 0.039861 | 5758.2818 | -154.227 | 9.2529 | -31.4302 | -30.1949 | 94.7522 | 0 | 0 | 0 | 0 | 28.35 | -5935.7956 | 89708.9565
5759.5 | 239.9792 | 0 | 0 | 17 | 0.053204 | 5759.282 | -169.2303 | 9.2374 | -35.4029 | -13.078 | 96.0116 | 0 | 0 | 0 | 0 | 29.85 | -6282.9962 | 83633.5715
5760.5 | 240.0208 | 0 | 0 | 16.3 | 0.066557 | 5760.2822 | 175.7664 | 9.222 | -36.1586 | 5.1782 | 96.2535 | 0 | 0 | 0 | 0 | 30.55 | -6446.1628 | 64161.6449
5761.5 | 240.0625 | 0 | 0 | 16.6 | 0.079919 | 5761.2825 | 160.763 | 9.2065 | -33.5619 | 22.9731 | 95.4612 | 0 | 0 | 0 | 0 | 30.25 | -6376.1454 | 50374.0661
5762.5 | 240.1042 | 0 | 0 | 14.9 | 0.093292 | 5762.2827 | 145.7597 | 9.191 | -28.0546 | 39.0055 | 93.6932 | 0 | 0 | 0 | 0 | 31.95 | -6774.672 | 33231.7652
5763.5 | 240.1458 | 0 | 0 | 15.1 | 0.10667 | 5763.2829 | 130.7563 | 9.1755 | -20.3701 | 52.9096 | 91.0754 | 0 | 0 | 0 | 0 | 31.75 | -6727.5645 | 40138.9398
5764.5 | 240.1875 | 0 | 0 | 14.4 | 0.12006 | 5764.2831 | 115.753 | 9.1601 | -11.2151 | 65.0261 | 87.7858 | 0 | 0 | 0 | 0 | 32.45 | -6892.6998 | 36711.4641
5765.5 | 240.2292 | 0 | 0 | 14.4 | 0.13347 | 5765.2834 | 100.7496 | 9.1446 | -1.1473 | 75.9678 | 84.0379 | 0 | 0 | 0 | 0 | 32.45 | -6892.6998 | 8061.3875
5766.5 | 240.2708 | 422 | 32 | 18.4 | 0.14688 | 5766.2836 | 85.7463 | 9.1291 | 9.4055 | 86.4037 | 80.0686 | 72.7816 | 29.8564 | 0.42872 | 103.0667 | 28.45 | -1446.1128 | 0
5767.5 | 240.3125 | 515 | 86 | 20.4 | 0.1603 | 5767.2838 | 70.7429 | 9.1136 | 20.0792 | 82.9564 | 69.2122 | 182.7777 | 80.2391 | 1.1522 | 264.169 | 26.45 | 6065.7242 | 0
5768.5 | 240.3542 | 404 | 194 | 22.4 | 0.17373 | 5768.284 | 55.7396 | 9.0981 | 30.4901 | 71.2715 | 54.7073 | 233.4127 | 181.0045 | 2.5991 | 417.0163 | 24.45 | 13210.1983 | 0
5769.5 | 240.3958 | 29 | 241 | 24.4 | 0.18717 | 5769.2843 | 40.7362 | 9.0826 | 40.1234 | 57.4288 | 40.1887 | 22.1538 | 224.8561 | 3.2288 | 250.2386 | 22.45 | 6354.1264 | 0
5770.5 | 240.4375 | 89 | 331 | 26.3 | 0.20061 | 5770.2845 | 25.7328 | 9.0671 | 48.1673 | 40.0043 | 25.7477 | 80.1637 | 308.8272 | 4.4346 | 393.4254 | 20.55 | 13041.9051 | 0
5771.5 | 240.4792 | 616 | 272 | 27.4 | 0.21407 | 5771.2847 | 10.7295 | 9.0516 | 53.3687 | 17.947 | 11.8206 | 602.9369 | 253.7795 | 3.6441 | 860.3605 | 19.45 | 33726.229 | 0
5772.5 | 240.5208 | 770 | 156 | 29.4 | 0.22754 | 5772.2849 | -4.2739 | 9.036 | 54.3599 | -7.2564 | 6.8674 | 764.4756 | 145.55 | 2.09 | 912.1156 | 17.45 | 36423.7098 | 0
5773.5 | 240.5625 | 806 | 143 | 30.4 | 0.24102 | 5773.2852 | -19.2773 | 9.0205 | 50.804 | -31.0598 | 19.6364 | 759.1262 | 133.4208 | 1.9158 | 894.4629 | 16.45 | 35864.2767 | 0
5774.5 | 240.6042 | 686 | 170 | 30 | 0.2545 | 5774.2854 | -34.2806 | 9.005 | 43.7831 | -50.4027 | 33.9716 | 568.91 | 158.6122 | 2.2776 | 729.7998 | 16.85 | 28569.3654 | 0
5775.5 | 240.6458 | 668 | 140 | 29.3 | 0.268 | 5775.2856 | -49.284 | 8.9895 | 34.6921 | -65.576 | 48.4785 | 442.8178 | 130.6218 | 1.8756 | 575.3153 | 17.55 | 21655.638 | 0
5776.5 | 240.6875 | 568 | 123 | 27.6 | 0.28151 | 5776.2858 | -64.2874 | 8.9739 | 24.5224 | -78.0106 | 63.0033 | 257.8375 | 114.7606 | 1.6479 | 374.2459 | 19.25 | 12485.3445 | 0
5777.5 | 240.7292 | 308 | 108 | 25 | 0.29502 | 5777.2861 | -79.2908 | 8.9584 | 13.8908 | -88.9658 | 77.4865 | 66.734 | 100.7654 | 1.4469 | 168.9463 | 21.85 | 2927.4902 | 0
5778.5 | 240.7708 | 135 | 12 | 22.5 | 0.30854 | 5778.2863 | -94.2941 | 8.9428 | 3.2189 | -80.6194 | 82.5307 | 17.5494 | 11.1962 | 0.16077 | 28.9063 | 24.35 | -3760.5617 | 0
5779.5 | 240.8125 | 0 | 0 | 20.3 | 0.32208 | 5779.2865 | -109.2975 | 8.9273 | -7.1339 | -69.9939 | 86.4347 | 0 | 0 | 0 | 0 | 26.55 | -5523.551 | 15762.543
5780.5 | 240.8542 | 0 | 0 | 19.1 | 0.33562 | 5780.2867 | -124.3009 | 8.9117 | -16.7778 | -58.474 | 89.9813 | 0 | 0 | 0 | 0 | 27.75 | -5797.8479 | 47283.1322
5781.5 | 240.8958 | 0 | 0 | 18.1 | 0.34917 | 5781.287 | -139.3043 | 8.8962 | -25.2182 | -45.403 | 92.9454 | 0 | 0 | 0 | 0 | 28.75 | -6028.0568 | 81573.4915
5782.5 | 240.9375 | 0 | 0 | 17.4 | 0.36273 | 5782.2872 | -154.3077 | 8.8806 | -31.806 | -30.2668 | 95.1312 | 0 | 0 | 0 | 0 | 29.45 | -6190.0837 | 47510.1069
5783.5 | 240.9792 | 0 | 0 | 16.7 | 0.3763 | 5783.2874 | -169.3111 | 8.865 | -35.7833 | -13.056 | 96.3875 | 0 | 0 | 0 | 0 | 30.15 | -6352.8359 | 104807.8685
5784.5 | 241.0208 | 0 | 0 | 16 | 0.38988 | 5784.2876 | 175.6855 | 8.8495 | -36.525 | 5.3076 | 96.6243 | 0 | 0 | 0 | 0 | 30.85 | -6516.3134 | 102826.3976
5785.5 | 241.0625 | 0 | 0 | 15.4 | 0.40347 | 5785.2879 | 160.6821 | 8.8339 | -33.8966 | 23.1921 | 95.8252 | 0 | 0 | 0 | 0 | 31.45 | -6657.0142 | 119513.6981
5786.5 | 241.1042 | 0 | 0 | 14.9 | 0.41707 | 5786.2881 | 145.6787 | 8.8183 | -28.3499 | 39.2791 | 94.0496 | 0 | 0 | 0 | 0 | 31.95 | -6774.672 | 104141.7546
5787.5 | 241.1458 | 0 | 0 | 14.5 | 0.43068 | 5787.2883 | 130.6753 | 8.8027 | -20.6284 | 53.2091 | 91.4243 | 0 | 0 | 0 | 0 | 32.35 | -6869.0646 | 72288.8112
5788.5 | 241.1875 | 0 | 0 | 14 | 0.44429 | 5788.2885 | 115.6719 | 8.7871 | -11.4442 | 65.3371 | 88.1284 | 0 | 0 | 0 | 0 | 32.85 | -6987.3884 | 44965.6309
5789.5 | 241.2292 | 0 | 0 | 14 | 0.45792 | 5789.2888 | 100.6685 | 8.7715 | -1.357 | 76.2866 | 84.3766 | 0 | 0 | 0 | 0 | 32.85 | -6987.3884 | 11758.1046
5790.5 | 241.2708 | 108 | 58 | 16.7 | 0.47155 | 5790.289 | 85.6651 | 8.7559 | 9.2048 | 86.7327 | 80.4062 | 17.9996 | 54.1147 | 0.77705 | 72.8913 | 30.15 | -3161.3233 | 0
5791.5 | 241.3125 | 276 | 127 | 19.6 | 0.48519 | 5791.2892 | 70.6617 | 8.7403 | 19.8763 | 82.6123 | 69.2126 | 97.9529 | 118.4926 | 1.7015 | 218.147 | 27.25 | 3868.1638 | 0
5792.5 | 241.3542 | 144 | 220 | 22.2 | 0.49885 | 5792.2894 | 55.6583 | 8.7247 | 30.2723 | 70.9079 | 54.7029 | 83.2055 | 205.2628 | 2.9474 | 291.4157 | 24.65 | 7665.891 | 0
5793.5 | 241.3958 | 741 | 132 | 24.1 | 0.51251 | 5793.2897 | 40.6549 | 8.7091 | 39.8754 | 57.0494 | 40.1874 | 566.0784 | 123.1577 | 1.7685 | 691.0045 | 22.75 | 25586.2958 | 0
5794.5 | 241.4375 | 838 | 111 | 26 | 0.52618 | 5794.2899 | 25.6515 | 8.6935 | 47.8733 | 39.6394 | 25.7667 | 754.6789 | 103.5644 | 1.4871 | 859.7305 | 20.85 | 33393.1373 | 0
5795.5 | 241.4792 | 730 | 183 | 27.8 | 0.53986 | 5795.2901 | 10.648 | 8.6779 | 53.022 | 17.6782 | 11.9329 | 714.225 | 170.7413 | 2.4517 | 887.4181 | 19.05 | 34997.6891 | 0
5796.5 | 241.5208 | 801 | 140 | 29.7 | 0.55354 | 5796.2904 | -4.3554 | 8.6622 | 53.9803 | -7.3348 | 7.2159 | 794.656 | 130.6218 | 1.8756 | 927.1534 | 17.15 | 37146.3315 | 0
5797.5 | 241.5625 | 843 | 118 | 30.7 | 0.56724 | 5797.2906 | -19.3588 | 8.6466 | 50.4269 | -30.9585 | 19.8312 | 793.007 | 110.0955 | 1.5809 | 904.6834 | 16.15 | 36375.5346 | 0
5798.5 | 241.6042 | 796 | 118 | 31.5 | 0.58095 | 5798.2908 | -34.3622 | 8.631 | 43.4273 | -50.2083 | 34.1334 | 658.8758 | 110.0955 | 1.5809 | 770.5522 | 15.35 | 30672.0283 | 0
5799.5 | 241.6458 | 774 | 105 | 31.5 | 0.59466 | 5799.291 | -49.3657 | 8.6153 | 34.3569 | -65.3516 | 48.6327 | 511.5237 | 97.9663 | 1.4067 | 610.8968 | 15.35 | 23681.5923 | 0
5800.5 | 241.6875 | 674 | 100 | 29.4 | 0.60838 | 5800.2913 | -64.3691 | 8.5997 | 24.2003 | -77.7834 | 63.1592 | 304.32 | 93.3013 | 1.3397 | 398.961 | 17.45 | 13955.4806 | 0
5801.5 | 241.7292 | 491 | 96 | 25.4 | 0.62212 | 5801.2915 | -79.3725 | 8.584 | 13.5733 | -88.7452 | 77.6496 | 105.0202 | 89.5692 | 1.2862 | 195.8756 | 21.45 | 4194.7512 | 0
5802.5 | 241.7708 | 205 | 10 | 22.2 | 0.63586 | 5802.2917 | -94.376 | 8.5684 | 2.8985 | -80.8297 | 82.9131 | 25.2918 | 9.3301 | 0.13397 | 34.7559 | 24.65 | -3571.8382 | 0
5803.5 | 241.8125 | 0 | 0 | 20.2 | 0.64961 | 5803.292 | -109.3794 | 8.5527 | -7.4639 | -70.1903 | 86.8176 | 0 | 0 | 0 | 0 | 26.65 | -5546.3277 | 17657.29
5804.5 | 241.8542 | 0 | 0 | 19.1 | 0.66336 | 5804.2922 | -124.3828 | 8.537 | -17.1229 | -58.6485 | 90.3647 | 0 | 0 | 0 | 0 | 27.75 | -5797.8479 | 51731.3643
5805.5 | 241.8958 | 0 | 0 | 18.1 | 0.67713 | 5805.2924 | -139.3863 | 8.5214 | -25.5812 | -45.5396 | 93.3286 | 0 | 0 | 0 | 0 | 28.75 | -6028.0568 | 83515.4371
5806.5 | 241.9375 | 0 | 0 | 15.9 | 0.69091 | 5806.2926 | -154.3897 | 8.5057 | -32.1847 | -30.3387 | 95.513 | 0 | 0 | 0 | 0 | 30.95 | -6539.7265 | 109864.5428
5807.5 | 241.9792 | 0 | 0 | 14.9 | 0.70469 | 5807.2929 | -169.3932 | 8.49 | -36.1665 | -13.0326 | 96.7661 | 0 | 0 | 0 | 0 | 31.95 | -6774.672 | 71361.5359
5808.5 | 242.0208 | 0 | 0 | 14.8 | 0.71848 | 5808.2931 | 175.6034 | 8.4743 | -36.8937 | 5.4403 | 96.9977 | 0 | 0 | 0 | 0 | 32.05 | -6798.2479 | 100424.8489
5809.5 | 242.0625 | 0 | 0 | 13.7 | 0.73228 | 5809.2933 | 160.5999 | 8.4587 | -34.233 | 23.4154 | 96.1917 | 0 | 0 | 0 | 0 | 33.15 | -7058.5603 | 99972.3129
5810.5 | 242.1042 | 0 | 0 | 10.9 | 0.74609 | 5810.2936 | 145.5965 | 8.443 | -28.6462 | 39.5571 | 94.4083 | 0 | 0 | 0 | 0 | 35.95 | -7729.2554 | 98455.1534
5811.5 | 242.1458 | 0 | 0 | 12.3 | 0.75991 | 5811.2938 | 130.593 | 8.4273 | -20.8874 | 53.5125 | 91.7754 | 0 | 0 | 0 | 0 | 34.55 | -7392.4573 | 75126.6071
5812.5 | 242.1875 | 0 | 0 | 11.5 | 0.77374 | 5812.294 | 115.5896 | 8.4116 | -11.674 | 65.6515 | 88.4732 | 0 | 0 | 0 | 0 | 35.35 | -7584.5581 | 42583.1891
5813.5 | 242.2292 | 0 | 0 | 11.7 | 0.78758 | 5813.2943 | 100.5861 | 8.3959 | -1.5676 | 76.6083 | 84.7174 | 0 | 0 | 0 | 0 | 35.15 | -7536.4441 | 8352.7168
5814.5 | 242.2708 | 38 | 48 | 12 | 0.80142 | 5814.2945 | 85.5826 | 8.3802 | 9.0029 | 87.0641 | 80.7459 | 6.1109 | 44.7846 | 0.64308 | 51.5386 | 34.85 | -5207.7911 | 0
5815.5 | 242.3125 | 348 | 117 | 17.3 | 0.81527 | 5815.2947 | 70.5792 | 8.3645 | 19.6719 | 82.266 | 69.2131 | 123.503 | 109.1625 | 1.5675 | 234.233 | 29.55 | 4042.4909 | 0
5816.5 | 242.3542 | 433 | 172 | 21.6 | 0.82913 | 5816.295 | 55.5757 | 8.3487 | 30.0526 | 70.5426 | 54.6995 | 250.2153 | 160.4782 | 2.3044 | 412.9978 | 25.25 | 12854.1108 | 0
5817.5 | 242.3958 | 694 | 126 | 24.9 | 0.843 | 5817.2952 | 40.5722 | 8.333 | 39.6251 | 56.6692 | 40.1882 | 530.1665 | 117.5596 | 1.6881 | 649.4142 | 21.95 | 23942.4638 | 0
5818.5 | 242.4375 | 713 | 155 | 27.9 | 0.85688 | 5818.2954 | 25.5688 | 8.3173 | 47.5764 | 39.275 | 25.7903 | 641.98 | 144.617 | 2.0766 | 788.6735 | 18.95 | 30695.8582 | 0
5819.5 | 242.4792 | 676 | 205 | 30.1 | 0.87076 | 5819.2956 | 10.5653 | 8.3016 | 52.6725 | 17.4105 | 12.0562 | 661.0896 | 191.2676 | 2.7465 | 855.1037 | 16.75 | 34077.0635 | 0
5820.5 | 242.5208 | 638 | 220 | 32.4 | 0.88466 | 5820.2959 | -4.4382 | 8.2858 | 53.5979 | -7.4138 | 7.5706 | 632.4388 | 205.2628 | 2.9474 | 840.649 | 14.45 | 33930.5868 | 0
5821.5 | 242.5625 | 740 | 182 | 33.5 | 0.89856 | 5821.2961 | -19.4416 | 8.2701 | 50.0468 | -30.8594 | 20.0333 | 695.2253 | 169.8083 | 2.4383 | 867.472 | 13.35 | 35334.8832 | 0
5822.5 | 242.6042 | 699 | 162 | 33.2 | 0.91247 | 5822.2963 | -34.4451 | 8.2544 | 43.0682 | -50.0159 | 34.3003 | 577.4408 | 151.1481 | 2.1704 | 730.7592 | 13.65 | 29286.4685 | 0
5823.5 | 242.6458 | 650 | 144 | 29.8 | 0.92639 | 5823.2966 | -49.4486 | 8.2386 | 34.0185 | -65.1283 | 48.7907 | 428.2272 | 134.3538 | 1.9292 | 564.5103 | 17.05 | 21289.549 | 0
5824.5 | 242.6875 | 544 | 134 | 26.6 | 0.94032 | 5824.2968 | -64.4521 | 8.2229 | 23.8751 | -77.5565 | 63.3181 | 244.2764 | 125.0237 | 1.7953 | 371.0953 | 20.25 | 12129.7688 | 0
5825.5 | 242.7292 | 354 | 123 | 24.4 | 0.95425 | 5825.297 | -79.4556 | 8.2071 | 13.2529 | -88.5244 | 77.815 | 74.7185 | 114.7606 | 1.6479 | 191.127 | 22.45 | 3765.9508 | 0
5826.5 | 242.7708 | 141 | 11 | 21.3 | 0.9682 | 5826.2973 | -94.459 | 8.1914 | 2.5753 | -81.0408 | 83.2983 | 16.4546 | 10.2631 | 0.14737 | 26.8651 | 25.55 | -4120.3215 | 0
5827.5 | 242.8125 | 0 | 0 | 19 | 0.98215 | 5827.2975 | -109.4625 | 8.1756 | -7.7966 | -70.3876 | 87.2032 | 0 | 0 | 0 | 0 | 27.85 | -5820.8022 | 0
5828.5 | 242.8542 | 0 | 0 | 16.9 | 0.99611 | 5828.2977 | -124.466 | 8.1598 | -17.4707 | -58.8241 | 90.7507 | 0 | 0 | 0 | 0 | 29.95 | -6306.2613 | 9135.8374
5829.5 | 242.8958 | 0 | 0 | 16.4 | 1.0101 | 5829.298 | -139.4695 | 8.1441 | -25.947 | -45.6771 | 93.7145 | 0 | 0 | 0 | 0 | 30.45 | -6422.8089 | 64169.8521
5830.5 | 242.9375 | 0 | 0 | 16 | 1.0241 | 5830.2982 | -154.473 | 8.1283 | -32.5662 | -30.4108 | 95.8974 | 0 | 0 | 0 | 0 | 30.85 | -6516.3134 | 89867.3377
5831.5 | 242.9792 | 0 | 0 | 15.5 | 1.038 | 5831.2984 | -169.4765 | 8.1125 | -36.5524 | -13.0077 | 97.1472 | 0 | 0 | 0 | 0 | 31.35 | -6633.5271 | 13155.8771
5832.5 | 243.0208 | 0 | 0 | 15.1 | 1.052 | 5832.2987 | 175.52 | 8.0967 | -37.2648 | 5.5762 | 97.3735 | 0 | 0 | 0 | 0 | 31.75 | -6727.5645 | 60720.673
5833.5 | 243.0625 | 0 | 0 | 14.6 | 1.066 | 5833.2989 | 160.5165 | 8.0809 | -34.571 | 23.643 | 96.5605 | 0 | 0 | 0 | 0 | 32.25 | -6845.4442 | 53243.5444
5834.5 | 243.1042 | 0 | 0 | 14.2 | 1.08 | 5834.2991 | 145.513 | 8.0651 | -28.9436 | 39.8393 | 94.7692 | 0 | 0 | 0 | 0 | 32.65 | -6940.0145 | 31873.1037
5835.5 | 243.1458 | 0 | 0 | 13.7 | 1.0941 | 5835.2994 | 130.5095 | 8.0493 | -21.147 | 53.8198 | 92.1286 | 0 | 0 | 0 | 0 | 33.15 | -7058.5603 | 64040.9476
5836.5 | 243.1875 | 0 | 0 | 12.4 | 1.1081 | 5836.2996 | 115.506 | 8.0335 | -11.9044 | 65.9691 | 88.8201 | 0 | 0 | 0 | 0 | 34.45 | -7368.5113 | 33848.1562
5837.5 | 243.2292 | 0 | 0 | 10.3 | 1.1221 | 5837.2998 | 100.5025 | 8.0177 | -1.7789 | 76.9327 | 85.0602 | 0 | 0 | 0 | 0 | 36.55 | -7874.4856 | 6084.1122
5838.5 | 243.2708 | 373 | 31 | 16.1 | 1.1361 | 5838.3001 | 85.499 | 8.0019 | 8.8 | 87.3979 | 81.0877 | 57.7862 | 28.9234 | 0.41532 | 87.1249 | 30.75 | -2678.1945 | 0
5839.5 | 243.3125 | 623 | 70 | 17.3 | 1.1502 | 5839.3003 | 70.4955 | 7.9861 | 19.4662 | 81.9177 | 69.2138 | 221.0918 | 65.3109 | 0.93782 | 287.3406 | 29.55 | 6367.7789 | 0
5840.5 | 243.3542 | 577 | 136 | 19.8 | 1.1643 | 5840.3005 | 55.4919 | 7.9703 | 29.8311 | 70.1758 | 54.6971 | 333.4474 | 126.8897 | 1.8221 | 462.1591 | 27.05 | 14597.8334 | 0
5841.5 | 243.3958 | 682 | 157 | 21.1 | 1.1783 | 5841.3008 | 40.4884 | 7.9545 | 39.3724 | 56.2885 | 40.1914 | 520.9751 | 146.483 | 2.1034 | 669.5615 | 25.75 | 23974.5571 | 0
5842.5 | 243.4375 | 582 | 219 | 23.6 | 1.1924 | 5842.301 | 25.4849 | 7.9387 | 47.2769 | 38.9113 | 25.8186 | 523.9033 | 204.3298 | 2.934 | 731.1672 | 23.25 | 27233.5779 | 0
5843.5 | 243.4792 | 365 | 342 | 25.3 | 1.2065 | 5843.3012 | 10.4814 | 7.9228 | 52.3203 | 17.144 | 12.1905 | 356.7696 | 319.0903 | 4.5819 | 680.4419 | 21.55 | 25389.2306 | 0
5844.5 | 243.5208 | 175 | 380 | 27.8 | 1.2206 | 5844.3015 | -4.5221 | 7.907 | 53.213 | -7.4933 | 7.9308 | 173.3262 | 354.5448 | 5.091 | 532.962 | 19.05 | 19478.0011 | 0
5845.5 | 243.5625 | 85 | 368 | 29.7 | 1.2346 | 5845.3017 | -19.5257 | 7.8912 | 49.664 | -30.7623 | 20.2426 | 79.75 | 343.3487 | 4.9303 | 428.029 | 17.15 | 15292.409 | 0
5846.5 | 243.6042 | 37 | 296 | 29.4 | 1.2487 | 5846.3019 | -34.5292 | 7.8753 | 42.7061 | -49.8254 | 34.4721 | 30.5029 | 276.1718 | 3.9656 | 310.6403 | 17.45 | 10088.4003 | 0
5847.5 | 243.6458 | 188 | 263 | 26.6 | 1.2629 | 5847.3022 | -49.5327 | 7.8595 | 33.677 | -64.906 | 48.9524 | 123.4568 | 245.3823 | 3.5235 | 372.3627 | 20.25 | 12185.2598 | 0
5848.5 | 243.6875 | 473 | 159 | 24 | 1.277 | 5848.3024 | -64.5362 | 7.8436 | 23.5468 | -77.3299 | 63.4798 | 211.2006 | 148.349 | 2.1302 | 361.6798 | 22.85 | 11144.757 | 0
5849.5 | 243.7292 | 359 | 103 | 22.2 | 1.2911 | 5849.3027 | -79.5398 | 7.8278 | 12.9297 | -88.3033 | 77.9827 | 74.7463 | 96.1003 | 1.3799 | 172.2266 | 24.65 | 2447.252 | 0
5850.5 | 243.7708 | 135 | 8 | 19.7 | 1.3052 | 5850.3029 | -94.5433 | 7.8119 | 2.2494 | -81.2525 | 83.6863 | 14.8463 | 7.4641 | 0.10718 | 22.4176 | 27.15 | -4678.889 | 0
5851.5 | 243.8125 | 0 | 0 | 18.6 | 1.3194 | 5851.3031 | -109.5468 | 7.7961 | -8.1319 | -70.586 | 87.5916 | 0 | 0 | 0 | 0 | 28.25 | -5912.7673 | 0
5852.5 | 243.8542 | 0 | 0 | 18 | 1.3335 | 5852.3034 | -124.5504 | 7.7802 | -17.821 | -59.0009 | 91.1394 | 0 | 0 | 0 | 0 | 28.85 | -6051.1591 | 45618.4846
5853.5 | 243.8958 | 0 | 0 | 16.3 | 1.3477 | 5853.3036 | -139.5539 | 7.7643 | -26.3154 | -45.8156 | 94.103 | 0 | 0 | 0 | 0 | 30.55 | -6446.1628 | 39557.7062
5854.5 | 243.9375 | 0 | 0 | 16 | 1.3618 | 5854.3038 | -154.5575 | 7.7484 | -32.9503 | -30.4831 | 96.2844 | 0 | 0 | 0 | 0 | 30.85 | -6516.3134 | 0
5855.5 | 243.9792 | 0 | 0 | 15.8 | 1.376 | 5855.3041 | -169.561 | 7.7326 | -36.9409 | -12.9814 | 97.5308 | 0 | 0 | 0 | 0 | 31.05 | -6563.1545 | 0
5856.5 | 244.0208 | 0 | 0 | 14.4 | 1.3902 | 5856.3043 | 175.4355 | 7.7167 | -37.6379 | 5.7154 | 97.7517 | 0 | 0 | 0 | 0 | 32.45 | -6892.6998 | 10604.5706
5857.5 | 244.0625 | 0 | 0 | 12.9 | 1.4044 | 5857.3045 | 160.4319 | 7.7008 | -34.9105 | 23.8749 | 96.9316 | 0 | 0 | 0 | 0 | 33.95 | -7249.0034 | 85375.776
5858.5 | 244.1042 | 0 | 0 | 12.8 | 1.4186 | 5858.3048 | 145.4284 | 7.6849 | -29.2418 | 40.1257 | 95.1322 | 0 | 0 | 0 | 0 | 34.05 | -7272.8753 | 71387.1859
5859.5 | 244.1458 | 0 | 0 | 11.3 | 1.4328 | 5859.305 | 130.4248 | 7.669 | -21.4073 | 54.1307 | 92.4839 | 0 | 0 | 0 | 0 | 35.55 | -7632.7313 | 34603.1449
5860.5 | 244.1875 | 0 | 0 | 12.2 | 1.447 | 5860.3052 | 115.4213 | 7.6531 | -12.1354 | 66.2898 | 89.169 | 0 | 0 | 0 | 0 | 34.65 | -7416.4181 | 32577.8983
5861.5 | 244.2292 | 0 | 0 | 13.6 | 1.4612 | 5861.3055 | 100.4177 | 7.6372 | -1.991 | 77.2598 | 85.4051 | 0 | 0 | 0 | 0 | 33.25 | -7082.3139 | 3229.9375
5862.5 | 244.2708 | 116 | 46 | 15 | 1.4754 | 5862.3057 | 85.4141 | 7.6213 | 8.5962 | 87.734 | 81.4315 | 17.283 | 42.9186 | 0.61628 | 60.8179 | 31.85 | -4088.229 | 0
5863.5 | 244.3125 | 429 | 104 | 17.4 | 1.4896 | 5863.306 | 70.4106 | 7.6054 | 19.259 | 81.5676 | 69.2147 | 152.238 | 97.0333 | 1.3933 | 250.6646 | 29.45 | 4785.1459 | 0
5864.5 | 244.3542 | 611 | 121 | 17.7 | 1.5039 | 5864.3062 | 55.407 | 7.5895 | 29.6076 | 69.8078 | 54.6959 | 353.1069 | 112.8945 | 1.6211 | 467.6225 | 29.15 | 14354.0725 | 0
5865.5 | 244.3958 | 682 | 175 | 21.3 | 1.5181 | 5865.3064 | 40.4035 | 7.5736 | 39.1173 | 55.9074 | 40.197 | 520.9322 | 163.2772 | 2.3446 | 686.554 | 25.55 | 24763.8376 | 0
5866.5 | 244.4375 | 137 | 331 | 24 | 1.5324 | 5866.3067 | 25.3999 | 7.5577 | 46.9747 | 38.5486 | 25.8518 | 123.2897 | 308.8272 | 4.4346 | 436.5515 | 22.85 | 14422.9768 | 0
5867.5 | 244.4792 | 616 | 234 | 26.1 | 1.5466 | 5867.3069 | 10.3963 | 7.5417 | 51.9656 | 16.879 | 12.3357 | 601.7783 | 218.325 | 3.135 | 823.2382 | 20.75 | 31817.2606 | 0
5868.5 | 244.5208 | 566 | 252 | 28.3 | 1.5609 | 5868.3071 | -4.6072 | 7.5258 | 52.8255 | -7.573 | 8.2962 | 560.077 | 235.1192 | 3.3762 | 798.5724 | 18.55 | 31215.7316 | 0
5869.5 | 244.5625 | 831 | 132 | 30.5 | 1.5752 | 5869.3074 | -19.6108 | 7.5099 | 49.2784 | -30.6673 | 20.459 | 778.5826 | 123.1577 | 1.7685 | 903.5088 | 16.35 | 36281.6126 | 0
5870.5 | 244.6042 | 834 | 112 | 31.5 | 1.5894 | 5870.3076 | -34.6144 | 7.4939 | 42.3411 | -49.6369 | 34.6488 | 686.0919 | 104.4974 | 1.5005 | 792.0898 | 15.35 | 31615.0438 | 0
5871.5 | 244.6458 | 682 | 135 | 30.9 | 1.6037 | 5871.3079 | -49.6179 | 7.478 | 33.3326 | -64.6849 | 49.1178 | 446.3733 | 125.9567 | 1.8087 | 574.1387 | 15.95 | 21945.222 | 0
5872.5 | 244.6875 | 626 | 119 | 29.7 | 1.618 | 5872.3081 | -64.6215 | 7.4621 | 23.2158 | -77.1036 | 63.6444 | 277.9071 | 111.0285 | 1.5943 | 390.53 | 17.15 | 13650.5323 | 0
5873.5 | 244.7292 | 420 | 96 | 26.3 | 1.6323 | 5873.3083 | -79.6251 | 7.4461 | 12.6038 | -88.0819 | 78.1526 | 86.2284 | 89.5692 | 1.2862 | 177.0838 | 20.55 | 3569.4904 | 0
5874.5 | 244.7708 | 148 | 7 | 21.7 | 1.6466 | 5874.3086 | -94.6287 | 7.4302 | 1.921 | -81.4649 | 84.0767 | 15.2731 | 6.5311 | 0.093782 | 21.898 | 25.15 | -4247.4384 | 0
5875.5 | 244.8125 | 0 | 0 | 19.3 | 1.6609 | 5875.3088 | -109.6322 | 7.4142 | -8.4697 | -70.7854 | 87.9824 | 0 | 0 | 0 | 0 | 27.55 | -5751.9837 | 11746.8402
5876.5 | 244.8542 | 0 | 0 | 17.4 | 1.6753 | 5876.3091 | -124.6358 | 7.3982 | -18.1737 | -59.1789 | 91.5307 | 0 | 0 | 0 | 0 | 29.45 | -6190.0837 | 51186.337
5877.5 | 244.8958 | 0 | 0 | 15.6 | 1.6896 | 5877.3093 | -139.6394 | 7.3823 | -26.6863 | -45.9551 | 94.4939 | 0 | 0 | 0 | 0 | 31.25 | -6610.0548 | 81867.2725
5878.5 | 244.9375 | 0 | 0 | 13.4 | 1.7039 | 5878.3095 | -154.643 | 7.3663 | -33.337 | -30.5556 | 96.6737 | 0 | 0 | 0 | 0 | 33.45 | -7129.8654 | 97796.383
5879.5 | 244.9792 | 0 | 0 | 11.7 | 1.7183 | 5879.3098 | -169.6466 | 7.3503 | -37.3318 | -12.9539 | 97.9167 | 0 | 0 | 0 | 0 | 35.15 | -7536.4441 | 114036.7355
5880.5 | 245.0208 | 0 | 0 | 10 | 1.7326 | 5880.31 | 175.3498 | 7.3344 | -38.013 | 5.8577 | 98.1321 | 0 | 0 | 0 | 0 | 36.85 | -7947.3005 | 117750.5801
5881.5 | 245.0625 | 0 | 0 | 9.3 | 1.747 | 5881.3102 | 160.3463 | 7.3184 | -35.2513 | 24.1108 | 97.3047 | 0 | 0 | 0 | 0 | 37.55 | -8117.7199 | 110769.3678
5882.5 | 245.1042 | 0 | 0 | 9.8 | 1.7613 | 5882.3105 | 145.3427 | 7.3024 | -29.5409 | 40.4162 | 95.4973 | 0 | 0 | 0 | 0 | 37.05 | -7995.9177 | 88647.4247
5883.5 | 245.1458 | 0 | 0 | 9.6 | 1.7757 | 5883.3107 | 130.3391 | 7.2864 | -21.6681 | 54.4452 | 92.8411 | 0 | 0 | 0 | 0 | 37.25 | -8044.5942 | 69154.509
5884.5 | 245.1875 | 0 | 0 | 8.4 | 1.7901 | 5884.311 | 115.3355 | 7.2704 | -12.3669 | 66.6136 | 89.5197 | 0 | 0 | 0 | 0 | 38.45 | -8337.8964 | 42163.6408
5885.5 | 245.2292 | 0 | 0 | 7.7 | 1.8045 | 5885.3112 | 100.3319 | 7.2544 | -2.2037 | 77.5894 | 85.7518 | 0 | 0 | 0 | 0 | 39.15 | -8509.9737 | 5809.4974
5886.5 | 245.2708 | 427 | 25 | 9.9 | 1.8188 | 5886.3114 | 85.3283 | 7.2384 | 8.3913 | 88.0722 | 81.7773 | 61.0703 | 23.3253 | 0.33494 | 84.7305 | 36.95 | -4261.7162 | 0
5887.5 | 245.3125 | 621 | 64 | 14.2 | 1.8332 | 5887.3117 | 70.3247 | 7.2224 | 19.0505 | 81.2159 | 69.216 | 220.3592 | 59.7128 | 0.85744 | 280.9295 | 32.65 | 5360.3475 | 0
5888.5 | 245.3542 | 749 | 80 | 15.8 | 1.8476 | 5888.3119 | 55.3211 | 7.2064 | 29.3822 | 69.4387 | 54.6958 | 432.8598 | 74.641 | 1.0718 | 508.5726 | 31.05 | 15704.4535 | 0
5889.5 | 245.3958 | 817 | 93 | 19 | 1.8621 | 5889.3122 | 40.3175 | 7.1904 | 38.8599 | 55.5261 | 40.2051 | 623.9745 | 86.7702 | 1.246 | 711.9907 | 27.85 | 25353.3677 | 0
5890.5 | 245.4375 | 832 | 138 | 22 | 1.8765 | 5890.3124 | 25.3139 | 7.1744 | 46.6699 | 38.1869 | 25.89 | 748.4952 | 128.7558 | 1.8488 | 879.0998 | 24.85 | 33352.3507 | 0
5891.5 | 245.4792 | 293 | 330 | 24.7 | 1.8909 | 5891.3126 | 10.3103 | 7.1584 | 51.6083 | 16.6155 | 12.4916 | 286.064 | 307.8942 | 4.4212 | 598.3794 | 22.15 | 21663.7226 | 0
5892.5 | 245.5208 | 554 | 258 | 26.3 | 1.9053 | 5892.3129 | -4.6933 | 7.1424 | 52.4357 | -7.6528 | 8.6663 | 547.6749 | 240.7173 | 3.4565 | 791.8487 | 20.55 | 30486.6766 | 0
5893.5 | 245.5625 | 613 | 219 | 27.9 | 1.9198 | 5893.3131 | -19.6969 | 7.1264 | 48.8902 | -30.5741 | 20.6822 | 573.4946 | 204.3298 | 2.934 | 780.7584 | 18.95 | 30349.2971 | 0
5894.5 | 245.6042 | 779 | 133 | 28.9 | 1.9342 | 5894.3134 | -34.7005 | 7.1103 | 41.9732 | -49.4502 | 34.8303 | 639.4402 | 124.0907 | 1.7819 | 765.3128 | 17.95 | 29888.7223 | 0
5895.5 | 245.6458 | 777 | 109 | 27.6 | 1.9486 | 5895.3136 | -49.7042 | 7.0943 | 32.9853 | -64.4648 | 49.2866 | 506.8182 | 101.6984 | 1.4603 | 609.9769 | 19.25 | 22806.7117 | 0
5896.5 | 245.6875 | 660 | 111 | 25.2 | 1.9631 | 5896.3139 | -64.7078 | 7.0783 | 22.882 | -76.8777 | 63.8116 | 291.2736 | 103.5644 | 1.4871 | 396.3251 | 21.65 | 12927.2778 | 0
5897.5 | 245.7292 | 385 | 98 | 22.9 | 1.9776 | 5897.3141 | -79.7114 | 7.0622 | 12.2754 | -87.8603 | 78.3246 | 77.9113 | 91.4352 | 1.313 | 170.6595 | 23.95 | 2535.6929 | 0
5898.5 | 245.7708 | 127 | 6 | 18.9 | 1.992 | 5898.3143 | -94.715 | 7.0462 | 1.5902 | -81.6779 | 84.4696 | 12.2395 | 5.5981 | 0.080385 | 17.918 | 27.95 | -5059.2407 | 0
5899.5 | 245.8125 | 0 | 0 | 16.6 | 2.0065 | 5899.3146 | -109.7186 | 7.0302 | -8.8097 | -70.9857 | 88.3757 | 0 | 0 | 0 | 0 | 30.25 | -6376.1454 | 10364.9023
5900.5 | 245.8542 | 0 | 0 | 14.8 | 2.021 | 5900.3148 | -124.7222 | 7.0141 | -18.5286 | -59.3581 | 91.9242 | 0 | 0 | 0 | 0 | 32.05 | -6798.2479 | 11357.4883
5901.5 | 245.8958 | 0 | 0 | 13.6 | 2.0355 | 5901.3151 | -139.7259 | 6.9981 | -27.0595 | -46.0957 | 94.8872 | 0 | 0 | 0 | 0 | 33.25 | -7082.3139 | 23765.4025
5902.5 | 245.9375 | 0 | 0 | 12.4 | 2.05 | 5902.3153 | -154.7295 | 6.982 | -33.726 | -30.6285 | 97.0654 | 0 | 0 | 0 | 0 | 34.45 | -7368.5113 | 97500.114
5903.5 | 245.9792 | 0 | 0 | 11.2 | 2.0645 | 5903.3155 | -169.7331 | 6.9659 | -37.725 | -12.925 | 98.3048 | 0 | 0 | 0 | 0 | 35.65 | -7656.8402 | 120885.2281
5904.5 | 246.0208 | 0 | 0 | 11.1 | 2.079 | 5904.3158 | 175.2633 | 6.9499 | -38.3901 | 6.003 | 98.5146 | 0 | 0 | 0 | 0 | 35.75 | -7680.9638 | 120647.7393
5905.5 | 246.0625 | 0 | 0 | 10.3 | 2.0935 | 5905.316 | 160.2596 | 6.9338 | -35.5934 | 24.3509 | 97.6799 | 0 | 0 | 0 | 0 | 36.55 | -7874.4856 | 115066.9086
5906.5 | 246.1042 | 0 | 0 | 9.7 | 2.108 | 5906.3163 | 145.256 | 6.9177 | -29.8407 | 40.7108 | 95.8642 | 0 | 0 | 0 | 0 | 37.15 | -8020.2486 | 98284.1077
5907.5 | 246.1458 | 0 | 0 | 9.6 | 2.1225 | 5907.3165 | 130.2524 | 6.9017 | -21.9295 | 54.7631 | 93.2001 | 0 | 0 | 0 | 0 | 37.25 | -8044.5942 | 70021.8612
5908.5 | 246.1875 | 0 | 0 | 9.5 | 2.137 | 5908.3168 | 115.2487 | 6.8856 | -12.5989 | 66.9402 | 89.8723 | 0 | 0 | 0 | 0 | 37.35 | -8068.9547 | 39302.5696
5909.5 | 246.2292 | 0 | 0 | 8.8 | 2.1516 | 5909.317 | 100.2451 | 6.8695 | -2.4172 | 77.9214 | 86.1004 | 0 | 0 | 0 | 0 | 38.05 | -8239.8922 | 8667.3798
5910.5 | 246.2708 | 0 | 31 | 10.4 | 2.1661 | 5910.3172 | 85.2415 | 6.8534 | 8.1854 | 88.4123 | 82.1249 | 0 | 28.9234 | 0.41532 | 29.3387 | 36.45 | -6565.662 | 0
5911.5 | 246.3125 | 0 | 52 | 12 | 2.1807 | 5911.3175 | 70.2378 | 6.8373 | 18.8405 | 80.8626 | 69.2177 | 0 | 48.5167 | 0.69667 | 49.2133 | 34.85 | -5309.6021 | 0
5912.5 | 246.3542 | 58 | 203 | 13.5 | 2.1952 | 5912.3177 | 55.2342 | 6.8213 | 29.155 | 69.0687 | 54.6971 | 33.5181 | 189.4016 | 2.7197 | 225.6394 | 33.35 | 2773.4303 | 0
5913.5 | 246.3958 | 505 | 225 | 15.1 | 2.2098 | 5913.318 | 40.2306 | 6.8052 | 38.6002 | 55.1449 | 40.2159 | 385.6267 | 209.9279 | 3.0144 | 598.569 | 31.75 | 19480.4926 | 0
5914.5 | 246.4375 | 594 | 245 | 17.1 | 2.2243 | 5914.3182 | 25.2269 | 6.7891 | 46.3625 | 37.8266 | 25.9335 | 534.1857 | 228.5881 | 3.2824 | 766.0562 | 29.75 | 27281.6588 | 0
5915.5 | 246.4792 | 24 | 211 | 19.2 | 2.2389 | 5915.3184 | 10.2233 | 6.773 | 51.2485 | 16.3538 | 12.6581 | 23.4167 | 196.8657 | 2.8269 | 223.1092 | 27.65 | 3993.822 | 0
5916.5 | 246.5208 | 193 | 374 | 20.8 | 2.2535 | 5916.3187 | -4.7804 | 6.7569 | 52.0437 | -7.7327 | 9.0406 | 190.6024 | 348.9468 | 5.0106 | 544.5598 | 26.05 | 18433.4011 | 0
5917.5 | 246.5625 | 133 | 372 | 24 | 2.2681 | 5917.3189 | -19.784 | 6.7408 | 48.4997 | -30.4828 | 20.9119 | 124.2393 | 347.0807 | 4.9839 | 476.3039 | 22.85 | 16163.5167 | 0
5918.5 | 246.6042 | 74 | 280 | 24.5 | 2.2827 | 5918.3192 | -34.7877 | 6.7246 | 41.6028 | -49.2653 | 35.0163 | 60.6051 | 261.2436 | 3.7513 | 325.6 | 22.35 | 9675.9419 | 0
5919.5 | 246.6458 | 558 | 197 | 24.4 | 2.2973 | 5919.3194 | -49.7913 | 6.7085 | 32.6354 | -64.2459 | 49.4588 | 362.6968 | 183.8035 | 2.6393 | 549.1396 | 22.45 | 19441.3602 | 0
5920.5 | 246.6875 | 536 | 123 | 22.1 | 2.3119 | 5920.3197 | -64.795 | 6.6924 | 22.5457 | -76.6521 | 63.9815 | 235.1227 | 114.7606 | 1.6479 | 351.5312 | 24.75 | 10275.5225 | 0
5921.5 | 246.7292 | 324 | 119 | 18.6 | 2.3265 | 5921.3199 | -79.7986 | 6.6763 | 11.9446 | -87.6385 | 78.4985 | 64.6034 | 111.0285 | 1.5943 | 177.2262 | 28.25 | 1846.9967 | 0
5922.5 | 246.7708 | 100 | 6 | 14.7 | 2.3411 | 5922.3202 | -94.8023 | 6.6602 | 1.2572 | -81.8916 | 84.8647 | 8.9507 | 5.5981 | 0.080385 | 14.6292 | 32.15 | -6181.3057 | 0
5923.5 | 246.8125 | 0 | 0 | 12.3 | 2.3557 | 5923.3204 | -109.8059 | 6.644 | -9.1518 | -71.1871 | 88.7712 | 0 | 0 | 0 | 0 | 34.55 | -7392.4573 | 17736.7791
5924.5 | 246.8542 | 0 | 0 | 11 | 2.3703 | 5924.3206 | -124.8096 | 6.6279 | -18.8857 | -59.5384 | 92.3201 | 0 | 0 | 0 | 0 | 35.85 | -7705.1022 | 55498.1778
5925.5 | 246.8958 | 0 | 0 | 10.4 | 2.385 | 5925.3209 | -139.8132 | 6.6118 | -27.4348 | -46.2375 | 95.2827 | 0 | 0 | 0 | 0 | 36.45 | -7850.2435 | 85203.4185
5926.5 | 246.9375 | 0 | 0 | 9.7 | 2.3996 | 5926.3211 | -154.8169 | 6.5956 | -34.1174 | -30.7018 | 97.4592 | 0 | 0 | 0 | 0 | 37.15 | -8020.2486 | 109571.1358
5927.5 | 246.9792 | 0 | 0 | 9.1 | 2.4142 | 5927.3214 | -169.8206 | 6.5795 | -38.1204 | -12.895 | 98.695 | 0 | 0 | 0 | 0 | 37.75 | -8166.5444 | 120966.8581
5928.5 | 247.0208 | 0 | 0 | 9 | 2.4289 | 5928.3216 | 175.1758 | 6.5633 | -38.7689 | 6.1515 | 98.8991 | 0 | 0 | 0 | 0 | 37.85 | -8190.9789 | 128133.7042
5929.5 | 247.0625 | 0 | 0 | 8.5 | 2.4435 | 5929.3219 | 160.1721 | 6.5472 | -35.9366 | 24.5949 | 98.057 | 0 | 0 | 0 | 0 | 38.35 | -8313.3732 | 115158.9837
5930.5 | 247.1042 | 0 | 0 | 8.2 | 2.4582 | 5930.3221 | 145.1685 | 6.531 | -30.1412 | 41.0092 | 96.233 | 0 | 0 | 0 | 0 | 38.65 | -8386.9874 | 102496.6967
5931.5 | 247.1458 | 0 | 0 | 7.8 | 2.4728 | 5931.3223 | 130.1648 | 6.5149 | -22.1912 | 55.0844 | 93.5609 | 0 | 0 | 0 | 0 | 39.05 | -8485.3468 | 77042.154
5932.5 | 247.1875 | 0 | 0 | 7.6 | 2.4875 | 5932.3226 | 115.1611 | 6.4987 | -12.8314 | 67.2695 | 90.2266 | 0 | 0 | 0 | 0 | 39.25 | -8534.6154 | 44423.4779
5933.5 | 247.2292 | 0 | 0 | 7.5 | 2.5022 | 5933.3228 | 100.1575 | 6.4826 | -2.6312 | 78.2557 | 86.4506 | 0 | 0 | 0 | 0 | 39.35 | -8559.2719 | 11027.453
5934.5 | 247.2708 | 36 | 44 | 9 | 2.5169 | 5934.3231 | 85.1538 | 6.4664 | 7.9786 | 88.7542 | 82.4742 | 4.715 | 41.0526 | 0.58949 | 46.3571 | 37.85 | -6161.2573 | 0
5935.5 | 247.3125 | 110 | 130 | 10.1 | 2.5316 | 5935.3233 | 70.1501 | 6.4502 | 18.6292 | 80.5079 | 69.22 | 39.0259 | 121.2917 | 1.7417 | 162.0592 | 36.75 | -827.3293 | 0
5936.5 | 247.3542 | 593 | 154 | 11.7 | 2.5462 | 5936.3236 | 55.1464 | 6.434 | 28.926 | 68.6979 | 54.6998 | 342.6713 | 143.684 | 2.0632 | 488.4185 | 35.15 | 13848.7237 | 0
5937.5 | 247.3958 | 247 | 273 | 11.6 | 2.5609 | 5937.3238 | 40.1428 | 6.4179 | 38.3382 | 54.764 | 40.2294 | 188.5758 | 254.7125 | 3.6575 | 446.9457 | 35.25 | 12008.8107 | 0
5938.5 | 247.4375 | 6 | 160 | 13.2 | 2.5756 | 5938.3241 | 25.1391 | 6.4017 | 46.0527 | 37.4677 | 25.9821 | 5.3936 | 149.282 | 2.1436 | 156.8192 | 33.65 | -311.2224 | 0
5939.5 | 247.4792 | 0 | 124 | 14.9 | 2.5903 | 5939.3243 | 10.1354 | 6.3855 | 50.8865 | 16.094 | 12.8349 | 0 | 115.6936 | 1.6613 | 117.3549 | 31.95 | -1636.3458 | 0
5940.5 | 247.5208 | 12 | 223 | 15.9 | 2.6051 | 5940.3246 | -4.8683 | 6.3693 | 51.6495 | -7.8125 | 9.4188 | 11.8382 | 208.0618 | 2.9876 | 222.8877 | 30.95 | 3219.304 | 0
5941.5 | 247.5625 | 492 | 290 | 17.4 | 2.6198 | 5941.3248 | -19.8719 | 6.3531 | 48.1068 | -30.3931 | 21.1481 | 458.8643 | 270.5737 | 3.8853 | 733.3233 | 29.45 | 25918.1239 | 0
5942.5 | 247.6042 | 491 | 239 | 19.1 | 2.6345 | 5942.325 | -34.8756 | 6.3369 | 41.2298 | -49.0822 | 35.2069 | 401.184 | 222.99 | 3.202 | 627.376 | 27.75 | 21671.5093 | 0
5943.5 | 247.6458 | 188 | 262 | 19.6 | 2.6492 | 5943.3253 | -49.8793 | 6.3207 | 32.2829 | -64.028 | 49.6344 | 121.7607 | 244.4493 | 3.5101 | 369.7201 | 27.25 | 10504.7197 | 0
5944.5 | 247.6875 | 518 | 135 | 20 | 2.664 | 5944.3255 | -64.883 | 6.3045 | 22.2071 | -76.4269 | 64.1538 | 225.826 | 125.9567 | 1.8087 | 353.5913 | 26.85 | 9889.9014 | 0
5945.5 | 247.7292 | 278 | 107 | 18.9 | 2.6787 | 5945.3258 | -79.8867 | 6.2883 | 11.6115 | -87.4165 | 78.6743 | 54.5953 | 99.8324 | 1.4335 | 155.8612 | 27.95 | 980.5348 | 0
5946.5 | 247.7708 | 79 | 4 | 14.9 | 2.6934 | 5946.326 | -94.8904 | 6.2721 | 0.92217 | -82.106 | 85.262 | 6.5253 | 3.7321 | 0.05359 | 10.311 | 31.95 | -6323.2107 | 0
5947.5 | 247.8125 | 0 | 0 | 13.1 | 2.7082 | 5947.3263 | -109.894 | 6.2559 | -9.4959 | -71.3895 | 89.1688 | 0 | 0 | 0 | 0 | 33.75 | -7201.3038 | 18870.0129
5948.5 | 247.8542 | 0 | 0 | 11.5 | 2.7229 | 5948.3265 | -124.8977 | 6.2397 | -19.2447 | -59.7201 | 92.718 | 0 | 0 | 0 | 0 | 35.35 | -7584.5581 | 56410.2196
5949.5 | 247.8958 | 0 | 0 | 10.8 | 2.7377 | 5949.3268 | -139.9014 | 6.2235 | -27.8121 | -46.3804 | 95.6803 | 0 | 0 | 0 | 0 | 36.05 | -7753.4234 | 83252.093
5950.5 | 247.9375 | 0 | 0 | 10.2 | 2.7525 | 5950.327 | -154.9051 | 6.2073 | -34.5108 | -30.7756 | 97.855 | 0 | 0 | 0 | 0 | 36.65 | -7898.7424 | 105121.3572
5951.5 | 247.9792 | 0 | 0 | 9.6 | 2.7672 | 5951.3273 | -169.9088 | 6.1911 | -38.5178 | -12.8639 | 99.0871 | 0 | 0 | 0 | 0 | 37.25 | -8044.5942 | 120807.7851
5952.5 | 248.0208 | 0 | 0 | 9.5 | 2.782 | 5952.3275 | 175.0875 | 6.1748 | -39.1494 | 6.3028 | 99.2854 | 0 | 0 | 0 | 0 | 37.35 | -8068.9547 | 121746.1214
5953.5 | 248.0625 | 0 | 0 | 8.9 | 2.7968 | 5953.3277 | 160.0838 | 6.1586 | -36.2809 | 24.8429 | 98.4358 | 0 | 0 | 0 | 0 | 37.95 | -8215.4282 | 116434.3842
5954.5 | 248.1042 | 0 | 0 | 8.9 | 2.8116 | 5954.328 | 145.0801 | 6.1424 | -30.4423 | 41.3115 | 96.6035 | 0 | 0 | 0 | 0 | 37.95 | -8215.4282 | 99162.6729
5955.5 | 248.1458 | 0 | 0 | 8.2 | 2.8263 | 5955.3282 | 130.0764 | 6.1262 | -22.4533 | 55.4089 | 93.9234 | 0 | 0 | 0 | 0 | 38.65 | -8386.9874 | 73452.5371
5956.5 | 248.1875 | 0 | 0 | 7 | 2.8411 | 5956.3285 | 115.0727 | 6.1099 | -13.0643 | 67.6015 | 90.5826 | 0 | 0 | 0 | 0 | 39.85 | -8682.7763 | 41869.2613
5957.5 | 248.2292 | 0 | 0 | 5.9 | 2.8559 | 5957.3287 | 100.069 | 6.0937 | -2.8459 | 78.592 | 86.8026 | 0 | 0 | 0 | 0 | 40.95 | -8955.7885 | 8103.6005
5958.5 | 248.2708 | 373 | 27 | 8 | 2.8707 | 5958.329 | 85.0653 | 6.0774 | 7.7708 | 89.0978 | 82.8252 | 46.5864 | 25.1913 | 0.36173 | 72.1395 | 38.85 | -5277.5447 | 0
5959.5 | 248.3125 | 460 | 88 | 13 | 2.8855 | 5959.3292 | 70.0616 | 6.0612 | 18.4165 | 80.1521 | 69.2228 | 163.1778 | 82.1051 | 1.179 | 246.4619 | 33.85 | 3566.0708 | 0
5960.5 | 248.3542 | 708 | 100 | 16 | 2.9004 | 5960.3295 | 55.0579 | 6.0449 | 28.6951 | 68.3266 | 54.704 | 409.0829 | 93.3013 | 1.3397 | 503.7239 | 30.85 | 15538.9958 | 0
5961.5 | 248.3958 | 805 | 91 | 19 | 2.9152 | 5961.3297 | 40.0542 | 6.0287 | 38.074 | 54.3835 | 40.2458 | 614.4399 | 84.9042 | 1.2192 | 700.5632 | 27.85 | 24853.0228 | 0
5962.5 | 248.4375 | 713 | 169 | 21 | 2.93 | 5962.33 | 25.0505 | 6.0124 | 45.7404 | 37.1106 | 26.0362 | 640.6425 | 157.6791 | 2.2642 | 800.5858 | 25.85 | 29688.7347 | 0
5963.5 | 248.4792 | 796 | 140 | 22 | 2.9448 | 5963.3302 | 10.0468 | 5.9962 | 50.5222 | 15.8363 | 13.0219 | 775.53 | 130.6218 | 1.8756 | 908.0274 | 24.85 | 34618.9326 | 0
5964.5 | 248.5208 | 789 | 149 | 25 | 2.9596 | 5964.3305 | -4.9569 | 5.9799 | 51.2533 | -7.8919 | 9.8005 | 777.4856 | 139.0189 | 1.9962 | 918.5008 | 21.85 | 35746.3705 | 0
5965.5 | 248.5625 | 801 | 126 | 26 | 2.9745 | 5965.3307 | -19.9606 | 5.9636 | 47.7119 | -30.305 | 21.3904 | 745.8248 | 117.5596 | 1.6881 | 865.0725 | 20.85 | 33627.0348 | 0
5966.5 | 248.6042 | 694 | 149 | 27 | 2.9893 | 5966.331 | -34.9643 | 5.9474 | 40.8546 | -48.9008 | 35.4019 | 565.6857 | 139.0189 | 1.9962 | 706.7008 | 19.85 | 26911.3212 | 0
5967.5 | 248.6458 | 716 | 121 | 26 | 3.0042 | 5967.3312 | -49.968 | 5.9311 | 31.9281 | -63.8112 | 49.8131 | 462.023 | 112.8945 | 1.6211 | 576.5387 | 20.85 | 20993.7199 | 0
5968.5 | 248.6875 | 692 | 100 | 25 | 3.019 | 5968.3315 | -64.9718 | 5.9148 | 21.8661 | -76.202 | 64.3284 | 299.7828 | 93.3013 | 1.3397 | 394.4238 | 21.85 | 12799.9125 | 0
5969.5 | 248.7292 | 377 | 95 | 21 | 3.0339 | 5969.3317 | -79.9755 | 5.8985 | 11.2764 | -87.1943 | 78.8518 | 72.8919 | 88.6362 | 1.2728 | 162.8009 | 25.85 | 1763.6299 | 0
5970.5 | 248.7708 | 98 | 3 | 18.4 | 3.0487 | 5970.3319 | -94.9792 | 5.8823 | 0.58518 | -82.3211 | 85.6613 | 7.4139 | 2.799 | 0.040192 | 10.2531 | 28.45 | -5509.9103 | 0
5971.5 | 248.8125 | 0 | 0 | 17 | 3.0636 | 5971.3322 | -109.9829 | 5.866 | -9.8418 | -71.5929 | 89.5685 | 0 | 0 | 0 | 0 | 29.85 | -6282.9962 | 16857.9805
5972.5 | 248.8542 | 0 | 0 | 16 | 3.0784 | 5972.3324 | -124.9866 | 5.8497 | -19.6055 | -59.9031 | 93.1179 | 0 | 0 | 0 | 0 | 30.85 | -6516.3134 | 53124.4547
5973.5 | 248.8958 | 0 | 0 | 16.2 | 3.0933 | 5973.3327 | -139.9903 | 5.8334 | -28.1913 | -46.5246 | 96.0798 | 0 | 0 | 0 | 0 | 30.65 | -6469.5315 | 79020.7084
5974.5 | 248.9375 | 0 | 0 | 12.3 | 3.1082 | 5974.3329 | -154.994 | 5.8171 | -34.9061 | -30.85 | 98.2527 | 0 | 0 | 0 | 0 | 34.55 | -7392.4573 | 104401.197
5975.5 | 248.9792 | 0 | 0 | 11.5 | 3.1231 | 5975.3332 | -169.9978 | 5.8008 | -38.9172 | -12.8317 | 99.4811 | 0 | 0 | 0 | 0 | 35.35 | -7584.5581 | 113340.1127
5976.5 | 249.0208 | 0 | 0 | 10.6 | 3.138 | 5976.3334 | 174.9985 | 5.7845 | -39.5314 | 6.4571 | 99.6736 | 0 | 0 | 0 | 0 | 36.25 | -7801.8039 | 123163.4064
5977.5 | 249.0625 | 0 | 0 | 11.8 | 3.1528 | 5977.3337 | 159.9948 | 5.7682 | -36.6262 | 25.0948 | 98.8164 | 0 | 0 | 0 | 0 | 35.05 | -7512.4093 | 109493.3928
5978.5 | 249.1042 | 0 | 0 | 13 | 3.1677 | 5978.3339 | 144.9911 | 5.7519 | -30.7438 | 41.6175 | 96.9757 | 0 | 0 | 0 | 0 | 33.85 | -7225.1462 | 90540.6151
5979.5 | 249.1458 | 0 | 0 | 12.1 | 3.1826 | 5979.3342 | 129.9873 | 5.7356 | -22.7158 | 55.7365 | 94.2874 | 0 | 0 | 0 | 0 | 34.75 | -7440.3937 | 67595.8703
5980.5 | 249.1875 | 0 | 0 | 12.3 | 3.1975 | 5980.3344 | 114.9836 | 5.7193 | -13.2975 | 67.9359 | 90.9401 | 0 | 0 | 0 | 0 | 34.55 | -7392.4573 | 41240.2532
5981.5 | 249.2292 | 0 | 0 | 13.4 | 3.2124 | 5981.3347 | 99.9799 | 5.703 | -3.0612 | 78.9303 | 87.156 | 0 | 0 | 0 | 0 | 33.45 | -7129.8654 | 6148.8285
5982.5 | 249.2708 | 40 | 40 | 12.6 | 3.2273 | 5982.3349 | 84.9762 | 5.6867 | 7.5621 | 89.443 | 83.1778 | 4.7515 | 37.3205 | 0.5359 | 42.6079 | 34.25 | -5455.0954 | 0
5983.5 | 249.3125 | 290 | 120 | 16.8 | 3.2423 | 5983.3352 | 69.9724 | 5.6703 | 18.2025 | 79.7952 | 69.2264 | 102.8563 | 111.9615 | 1.6077 | 216.4255 | 30.05 | 3146.5462 | 0
5984.5 | 249.3542 | 29 | 201 | 19.9 | 3.2572 | 5984.3354 | 54.9687 | 5.654 | 28.4625 | 67.9549 | 54.7098 | 16.7538 | 187.5356 | 2.6929 | 206.9823 | 26.95 | 3447.8725 | 0
5985.5 | 249.3958 | 59 | 250 | 22.1 | 3.2721 | 5985.3357 | 39.965 | 5.6377 | 37.8075 | 54.0035 | 40.2653 | 45.0206 | 233.2532 | 3.3494 | 281.6231 | 24.75 | 7214.6301 | 0
5986.5 | 249.4375 | 618 | 240 | 24.2 | 3.287 | 5986.3359 | 24.9612 | 5.6214 | 45.4258 | 36.7553 | 26.0958 | 555.001 | 223.923 | 3.2154 | 782.1395 | 22.65 | 29598.7943 | 0
5987.5 | 249.4792 | 862 | 110 | 24.4 | 3.3019 | 5987.3362 | 9.9575 | 5.605 | 50.1557 | 15.5808 | 13.2188 | 839.1604 | 102.6314 | 1.4737 | 943.2656 | 22.45 | 36697.9776 | 0
5988.5 | 249.5208 | 807 | 144 | 26.6 | 3.3169 | 5988.3364 | -5.0462 | 5.5887 | 50.8552 | -7.971 | 10.1855 | 794.282 | 134.3538 | 1.9292 | 930.565 | 20.25 | 36625.8814 | 0
5989.5 | 249.5625 | 886 | 93 | 22.7 | 3.3318 | 5989.3367 | -20.05 | 5.5724 | 47.3149 | -30.2183 | 21.6386 | 823.5622 | 86.7702 | 1.246 | 911.5784 | 24.15 | 34931.6695 | 0
5990.5 | 249.6042 | 805 | 121 | 27.9 | 3.3468 | 5990.3369 | -35.0537 | 5.556 | 40.4771 | -48.7211 | 35.601 | 654.5377 | 112.8945 | 1.6211 | 769.0533 | 18.95 | 29836.7968 | 0
5991.5 | 249.6458 | 717 | 118 | 28 | 3.3617 | 5991.3372 | -50.0574 | 5.5397 | 31.5711 | -63.5954 | 49.9948 | 460.9284 | 110.0955 | 1.5809 | 572.6048 | 18.85 | 21257.0281 | 0
5992.5 | 249.6875 | 621 | 107 | 26.2 | 3.3767 | 5992.3374 | -65.0612 | 5.5233 | 21.5231 | -75.9775 | 64.5053 | 267.2955 | 99.8324 | 1.4335 | 368.5614 | 20.65 | 11931.3571 | 0
5993.5 | 249.7292 | 323 | 99 | 26.4 | 3.3916 | 5993.3377 | -80.0649 | 5.507 | 10.9394 | -86.9719 | 79.0309 | 61.4603 | 92.3683 | 1.3263 | 155.1549 | 20.45 | 2631.2173 | 0
5994.5 | 249.7708 | 76 | 2 | 23.5 | 3.4066 | 5994.3379 | -95.0686 | 5.4906 | 0.24642 | -82.5368 | 86.0625 | 5.2188 | 1.866 | 0.026795 | 7.1116 | 23.35 | -4491.1336 | 0
5995.5 | 249.8125 | 0 | 0 | 20.7 | 3.4215 | 5995.3382 | -110.0724 | 5.4743 | -10.1893 | -71.7974 | 89.9699 | 0 | 0 | 0 | 0 | 26.15 | -5432.5924 | 18491.9168
5996.5 | 249.8542 | 0 | 0 | 19.8 | 3.4365 | 5996.3384 | -125.0761 | 5.4579 | -19.9679 | -60.0873 | 93.5197 | 0 | 0 | 0 | 0 | 27.05 | -5637.5824 | 55025.4396
5997.5 | 249.8958 | 0 | 0 | 19 | 3.4515 | 5997.3387 | -140.0799 | 5.4416 | -28.5722 | -46.6702 | 96.4811 | 0 | 0 | 0 | 0 | 27.85 | -5820.8022 | 85097.4436
5998.5 | 249.9375 | 0 | 0 | 15.1 | 3.4664 | 5998.3389 | -155.0836 | 5.4252 | -35.3033 | -30.925 | 98.6522 | 0 | 0 | 0 | 0 | 31.75 | -6727.5645 | 94145.3334
5999.5 | 249.9792 | 0 | 0 | 13.1 | 3.4814 | 5999.3392 | -170.0873 | 5.4089 | -39.3184 | -12.7986 | 99.8768 | 0 | 0 | 0 | 0 | 33.75 | -7201.3038 | 117189.1814
6000.5 | 250.0208 | 0 | 0 | 13.2 | 3.4964 | 6000.3394 | 174.9089 | 5.3925 | -39.9149 | 6.6143 | 100.0634 | 0 | 0 | 0 | 0 | 33.65 | -7177.4762 | 104802.317
6001.5 | 250.0625 | 0 | 0 | 12.2 | 3.5114 | 6001.3397 | 159.9052 | 5.3761 | -36.9723 | 25.3505 | 99.1985 | 0 | 0 | 0 | 0 | 34.65 | -7416.4181 | 108681.2497
6002.5 | 250.1042 | 0 | 0 | 10.3 | 3.5263 | 6002.3399 | 144.9014 | 5.3597 | -31.0458 | 41.9271 | 97.3493 | 0 | 0 | 0 | 0 | 36.55 | -7874.4856 | 90950.0491
6003.5 | 250.1458 | 0 | 0 | 9.3 | 3.5413 | 6003.3402 | 129.8977 | 5.3434 | -22.9784 | 56.0671 | 94.6529 | 0 | 0 | 0 | 0 | 37.55 | -8117.7199 | 67826.3483
6004.5 | 250.1875 | 0 | 0 | 7.4 | 3.5563 | 6004.3404 | 114.8939 | 5.327 | -13.5311 | 68.2727 | 91.299 | 0 | 0 | 0 | 0 | 39.45 | -8583.9431 | 31079.5329
6005.5 | 250.2292 | 0 | 0 | 7.5 | 3.5713 | 6005.3407 | 99.8902 | 5.3106 | -3.2771 | 79.2704 | 87.5109 | 0 | 0 | 0 | 0 | 39.35 | -8559.2719 | 5777.4359
6006.5 | 250.2708 | 376 | 24 | 10.5 | 3.5863 | 6006.3409 | 84.8864 | 5.2942 | 7.3525 | 89.7895 | 83.5319 | 42.3563 | 22.3923 | 0.32154 | 65.0702 | 36.35 | -4976.9498 | 0
6007.5 | 250.3125 | 600 | 59 | 16.6 | 3.6013 | 6007.3412 | 69.8827 | 5.2778 | 17.9871 | 79.4374 | 69.2306 | 212.7641 | 55.0477 | 0.79045 | 268.6023 | 30.25 | 5384.4786 | 0
6008.5 | 250.3542 | 759 | 75 | 20.6 | 3.6163 | 6008.3414 | 54.8789 | 5.2614 | 28.228 | 67.583 | 54.7173 | 438.4066 | 69.976 | 1.0048 | 509.3874 | 26.25 | 16847.9716 | 0
6009.5 | 250.3958 | 804 | 91 | 23.7 | 3.6313 | 6009.3417 | 39.8752 | 5.2451 | 37.539 | 53.6244 | 40.2878 | 613.2963 | 84.9042 | 1.2192 | 699.4196 | 23.15 | 25865.8001 | 0
6010.5 | 250.4375 | 855 | 96 | 25.7 | 3.6464 | 6010.3419 | 24.8714 | 5.2287 | 45.1089 | 36.4021 | 26.1609 | 767.413 | 89.5692 | 1.2862 | 858.2684 | 21.15 | 33263.2791 | 0
6011.5 | 250.4792 | 832 | 119 | 28.8 | 3.6614 | 6011.3422 | 9.8677 | 5.2123 | 49.7873 | 15.3277 | 13.4252 | 809.2645 | 111.0285 | 1.5943 | 921.8873 | 18.05 | 36722.7586 | 0
6012.5 | 250.5208 | 873 | 109 | 30.9 | 3.6764 | 6012.3424 | -5.1361 | 5.1959 | 50.4554 | -8.0496 | 10.5735 | 858.1768 | 101.6984 | 1.4603 | 961.3355 | 15.95 | 38898.4484 | 0
6013.5 | 250.5625 | 789 | 137 | 32.9 | 3.6914 | 6013.3427 | -20.1399 | 5.1795 | 46.9161 | -30.1331 | 21.8924 | 732.1017 | 127.8227 | 1.8355 | 861.7599 | 13.95 | 34959.6213 | 0
6014.5 | 250.6042 | 823 | 107 | 34 | 3.7064 | 6014.3429 | -35.1436 | 5.1631 | 40.0977 | -48.543 | 35.8043 | 667.4695 | 99.8324 | 1.4335 | 768.7354 | 12.85 | 31115.642 | 0
6015.5 | 250.6458 | 780 | 98 | 34 | 3.7215 | 6015.3432 | -50.1474 | 5.1466 | 31.2121 | -63.3806 | 50.1795 | 499.4999 | 91.4352 | 1.313 | 592.248 | 12.85 | 23388.2277 | 0
6016.5 | 250.6875 | 656 | 100 | 32.1 | 3.7365 | 6016.3434 | -65.1511 | 5.1302 | 21.1782 | -75.7534 | 64.6843 | 280.5093 | 93.3013 | 1.3397 | 375.1503 | 14.75 | 13485.9471 | 0
6017.5 | 250.7292 | 401 | 93 | 28.1 | 3.7515 | 6017.3437 | -80.1549 | 5.1138 | 10.6006 | -86.7492 | 79.2115 | 75.0611 | 86.7702 | 1.246 | 163.0772 | 18.75 | 3347.6813 | 0
6018.5 | 250.7708 | 85 | 1 | 25.2 | 3.7666 | 6018.3439 | -95.1586 | 5.0974 | -0.093946 | -82.7532 | 86.4654 | 5.2404 | 0.93301 | 0.013397 | 6.1868 | 21.65 | -4154.7405 | 0
6019.5 | 250.8125 | 0 | 0 | 22.3 | 3.7816 | 6019.3442 | -110.1624 | 5.081 | -10.5384 | -72.003 | 90.3732 | 0 | 0 | 0 | 0 | 24.55 | -5071.1262 | 16152.517
6020.5 | 250.8542 | 0 | 0 | 20.3 | 3.7967 | 6020.3444 | -125.1662 | 5.0646 | -20.3318 | -60.273 | 93.9232 | 0 | 0 | 0 | 0 | 26.55 | -5523.551 | 47633.6209
6021.5 | 250.8958 | 0 | 0 | 18.4 | 3.8117 | 6021.3447 | -140.1699 | 5.0481 | -28.9546 | -46.8171 | 96.8842 | 0 | 0 | 0 | 0 | 28.45 | -5958.8387 | 84926.7266
6022.5 | 250.9375 | 0 | 0 | 15.4 | 3.8268 | 6022.3449 | -155.1737 | 5.0317 | -35.7022 | -31.0007 | 99.0534 | 0 | 0 | 0 | 0 | 31.45 | -6657.0142 | 98334.8088
6023.5 | 250.9792 | 0 | 0 | 15.5 | 3.8418 | 6023.3452 | -170.1775 | 5.0153 | -39.7212 | -12.7646 | 100.2742 | 0 | 0 | 0 | 0 | 31.35 | -6633.5271 | 112777.1846
6024.5 | 251.0208 | 0 | 0 | 14.5 | 3.8569 | 6024.3454 | 174.8188 | 4.9988 | -40.2996 | 6.7742 | 100.4547 | 0 | 0 | 0 | 0 | 32.35 | -6869.0646 | 107193.4972
6025.5 | 251.0625 | 0 | 0 | 14.6 | 3.872 | 6025.3457 | 159.815 | 4.9824 | -37.3192 | 25.6099 | 99.5821 | 0 | 0 | 0 | 0 | 32.25 | -6845.4442 | 108762.5175
6026.5 | 251.1042 | 0 | 0 | 14.7 | 3.887 | 6026.3459 | 144.8112 | 4.966 | -31.3481 | 42.2402 | 97.7243 | 0 | 0 | 0 | 0 | 32.15 | -6821.8387 | 88372.9751
6027.5 | 251.1458 | 0 | 0 | 14.7 | 3.9021 | 6027.3462 | 129.8075 | 4.9495 | -23.2413 | 56.4006 | 95.0198 | 0 | 0 | 0 | 0 | 32.15 | -6821.8387 | 65672.5413
6028.5 | 251.1875 | 0 | 0 | 10.8 | 3.9172 | 6028.3464 | 114.8037 | 4.9331 | -13.765 | 68.6117 | 91.6593 | 0 | 0 | 0 | 0 | 36.05 | -7753.4234 | 22588.9208
6029.5 | 251.2292 | 0 | 0 | 11.8 | 3.9322 | 6029.3467 | 99.7999 | 4.9167 | -3.4935 | 79.6122 | 87.8672 | 0 | 0 | 0 | 0 | 35.05 | -7512.4093 | 0
6030.5 | 251.2708 | 315 | 26 | 12.9 | 3.9473 | 6030.3469 | 84.7962 | 4.9002 | 7.1419 | 89.8628 | 83.7505 | 34.2906 | 24.2583 | 0.34833 | 58.8972 | 33.95 | -4670.2171 | 0
6031.5 | 251.3125 | 649 | 49 | 16.6 | 3.9624 | 6031.3472 | 69.7924 | 4.8838 | 17.7704 | 79.0789 | 69.2358 | 230.0854 | 45.7176 | 0.65648 | 276.4595 | 30.25 | 5728.5023 | 0
6032.5 | 251.3542 | 787 | 68 | 20 | 3.9775 | 6032.3474 | 54.7886 | 4.8673 | 27.9918 | 67.211 | 54.7266 | 454.4752 | 63.4449 | 0.91103 | 518.8311 | 26.85 | 17124.8465 | 0
6033.5 | 251.3958 | 793 | 95 | 22 | 3.9925 | 6033.3477 | 39.7849 | 4.8508 | 37.2683 | 53.2464 | 40.3135 | 604.6752 | 88.6362 | 1.2728 | 694.5842 | 24.85 | 25273.4225 | 0
6034.5 | 251.4375 | 819 | 113 | 22.9 | 4.0076 | 6034.3479 | 24.7811 | 4.8344 | 44.7898 | 36.0511 | 26.2318 | 734.654 | 105.4304 | 1.5139 | 841.5984 | 23.95 | 31912.4286 | 0
6035.5 | 251.4792 | 874 | 96 | 24.9 | 4.0227 | 6035.3482 | 9.7773 | 4.8179 | 49.4168 | 15.077 | 13.641 | 849.3466 | 89.5692 | 1.2862 | 940.202 | 21.95 | 36674.4677 | 0
6036.5 | 251.5208 | 837 | 122 | 26.8 | 4.0378 | 6036.3484 | -5.2265 | 4.8015 | 50.054 | -8.1275 | 10.9641 | 821.7218 | 113.8275 | 1.6345 | 937.1838 | 20.05 | 36959.325 | 0
6037.5 | 251.5625 | 856 | 98 | 29.8 | 4.0529 | 6037.3487 | -20.2302 | 4.785 | 46.5157 | -30.049 | 22.1517 | 792.8175 | 91.4352 | 1.313 | 885.5657 | 17.05 | 35346.8036 | 0
6038.5 | 251.6042 | 818 | 109 | 30 | 4.068 | 6038.3489 | -35.234 | 4.7685 | 39.7163 | -48.3664 | 36.0115 | 661.6796 | 101.6984 | 1.4603 | 764.8383 | 16.85 | 30103.509 | 0
6039.5 | 251.6458 | 775 | 99 | 29.7 | 4.0831 | 6039.3492 | -50.2378 | 4.7521 | 30.8512 | -63.1669 | 50.367 | 494.3474 | 92.3683 | 1.3263 | 588.042 | 17.15 | 22298.5025 | 0
6040.5 | 251.6875 | 645 | 101 | 29.6 | 4.0982 | 6040.3494 | -65.2416 | 4.7356 | 20.8314 | -75.5297 | 64.8653 | 273.9625 | 94.2343 | 1.3531 | 369.5499 | 17.25 | 12710.5457 | 0
6041.5 | 251.7292 | 355 | 95 | 25.6 | 4.1133 | 6041.3497 | -80.2453 | 4.7191 | 10.2602 | -86.5264 | 79.3934 | 65.3431 | 88.6362 | 1.2728 | 155.252 | 21.25 | 2460.0669 | 0
6042.5 | 251.7708 | 67 | 1 | 23.5 | 4.1284 | 6042.3499 | -95.2491 | 4.7026 | -0.43576 | -82.9703 | 86.8699 | 3.6585 | 0.93301 | 0.013397 | 4.6049 | 23.35 | -4600.891 | 0
6043.5 | 251.8125 | 0 | 0 | 20.5 | 4.1435 | 6043.3502 | -110.2529 | 4.6862 | -10.8888 | -72.2097 | 90.778 | 0 | 0 | 0 | 0 | 26.35 | -5478.0421 | 4344.89
6044.5 | 251.8542 | 0 | 0 | 19.4 | 4.1586 | 6044.3504 | -125.2567 | 4.6697 | -20.697 | -60.46 | 94.3282 | 0 | 0 | 0 | 0 | 27.45 | -5729.0738 | 47446.7719
6045.5 | 251.8958 | 0 | 0 | 18.4 | 4.1738 | 6045.3507 | -140.2604 | 4.6532 | -29.3385 | -46.9654 | 97.2887 | 0 | 0 | 0 | 0 | 28.45 | -5958.8387 | 82838.6644
6046.5 | 251.9375 | 0 | 0 | 16.3 | 4.1889 | 6046.3509 | -155.2642 | 4.6367 | -36.1026 | -31.0772 | 99.4561 | 0 | 0 | 0 | 0 | 30.55 | -6446.1628 | 95898.3086
6047.5 | 251.9792 | 0 | 0 | 15.3 | 4.204 | 6047.3512 | -170.268 | 4.6202 | -40.1255 | -12.7299 | 100.673 | 0 | 0 | 0 | 0 | 31.55 | -6680.5162 | 120737.5296
6048.5 | 252.0208 | 0 | 0 | 13.2 | 4.2191 | 6048.3515 | 174.7282 | 4.6037 | -40.6856 | 6.9368 | 100.8475 | 0 | 0 | 0 | 0 | 33.65 | -7177.4762 | 113058.0608
6049.5 | 252.0625 | 0 | 0 | 14.2 | 4.2342 | 6049.3517 | 159.7244 | 4.5872 | -37.6667 | 25.8728 | 99.9671 | 0 | 0 | 0 | 0 | 32.65 | -6940.0145 | 114422.4519
6050.5 | 252.1042 | 0 | 0 | 14.1 | 4.2494 | 6050.352 | 144.7207 | 4.5707 | -31.6506 | 42.5567 | 98.1006 | 0 | 0 | 0 | 0 | 32.75 | -6963.694 | 86755.1776
6051.5 | 252.1458 | 0 | 0 | 12.1 | 4.2645 | 6051.3522 | 129.7169 | 4.5542 | -23.5044 | 56.7367 | 95.3879 | 0 | 0 | 0 | 0 | 34.75 | -7440.3937 | 58859.6896
6052.5 | 252.1875 | 0 | 0 | 10 | 4.2796 | 6052.3525 | 114.7131 | 4.5377 | -13.9992 | 68.9527 | 92.0208 | 0 | 0 | 0 | 0 | 36.85 | -7947.3005 | 37279.3414
6053.5 | 252.2292 | 0 | 0 | 10 | 4.2948 | 6053.3527 | 99.7093 | 4.5212 | -3.7105 | 79.9556 | 88.2248 | 0 | 0 | 0 | 0 | 36.85 | -7947.3005 | 1295.2428
6054.5 | 252.2708 | 325 | 25 | 12.9 | 4.3099 | 6054.353 | 84.7055 | 4.5047 | 6.9305 | 89.514 | 83.7591 | 35.3304 | 23.3253 | 0.33494 | 58.9906 | 33.95 | -4666.1264 | 0
6055.5 | 252.3125 | 599 | 57 | 15.9 | 4.325 | 6055.3532 | 69.7017 | 4.4882 | 17.5524 | 78.7198 | 69.2419 | 212.2999 | 53.1817 | 0.76366 | 266.2453 | 30.95 | 5117.6955 | 0
6056.5 | 252.3542 | 753 | 77 | 17.8 | 4.3402 | 6056.3535 | 54.698 | 4.4717 | 27.7539 | 66.8392 | 54.7379 | 434.7207 | 71.842 | 1.0316 | 507.5943 | 29.05 | 16127.3638 | 0
6057.5 | 252.3958 | 740 | 119 | 19.8 | 4.3553 | 6057.3537 | 39.6942 | 4.4552 | 36.9955 | 52.8694 | 40.3425 | 564.0194 | 111.0285 | 1.5943 | 676.6422 | 27.05 | 23988.8713 | 0
6058.5 | 252.4375 | 813 | 115 | 22.7 | 4.3705 | 6058.354 | 24.6904 | 4.4387 | 44.4685 | 35.7026 | 26.3083 | 728.7912 | 107.2965 | 1.5407 | 837.6284 | 24.15 | 31693.8045 | 0
6059.5 | 252.4792 | 754 | 161 | 25.7 | 4.3856 | 6059.3542 | 9.6866 | 4.4222 | 49.0446 | 14.829 | 13.8658 | 732.0283 | 150.215 | 2.157 | 884.4004 | 21.15 | 34407.4539 | 0
6060.5 | 252.5208 | 862 | 114 | 25.6 | 4.4007 | 6060.3545 | -5.3172 | 4.4057 | 49.651 | -8.2046 | 11.3572 | 845.1207 | 106.3634 | 1.5273 | 953.0115 | 21.25 | 37389.5802 | 0
6061.5 | 252.5625 | 777 | 141 | 26.9 | 4.4159 | 6061.3547 | -20.321 | 4.3891 | 46.1136 | -29.9662 | 22.4162 | 718.2886 | 131.5548 | 1.889 | 851.7324 | 19.95 | 33239.6781 | 0
6062.5 | 252.6042 | 732 | 134 | 27.5 | 4.431 | 6062.355 | -35.3248 | 4.3726 | 39.3333 | -48.1914 | 36.2225 | 590.5254 | 125.0237 | 1.7953 | 717.3444 | 19.35 | 27486.0503 | 0
6063.5 | 252.6458 | 694 | 124 | 27.5 | 4.4462 | 6063.3552 | -50.3285 | 4.3561 | 30.4886 | -62.9542 | 50.5572 | 440.9037 | 115.6936 | 1.6613 | 558.2586 | 19.35 | 20520.553 | 0
6064.5 | 252.6875 | 667 | 100 | 27.4 | 4.4614 | 6064.3555 | -65.3323 | 4.3396 | 20.4831 | -75.3063 | 65.0481 | 281.3785 | 93.3013 | 1.3397 | 376.0195 | 19.45 | 12519.5933 | 0
6065.5 | 252.7292 | 327 | 92 | 24.7 | 4.4765 | 6065.3557 | -80.3361 | 4.323 | 9.9183 | -86.3034 | 79.5765 | 59.1617 | 85.8372 | 1.2326 | 146.2315 | 22.15 | 1866.6431 | 0
6066.5 | 252.7708 | 54 | 0 | 21.3 | 4.4917 | 6066.356 | -95.3399 | 4.3065 | -0.77887 | -83.188 | 87.2758 | 2.5665 | 0 | 0 | 2.5665 | 25.55 | -5184.2248 | 0
6067.5 | 252.8125 | 0 | 0 | 19.3 | 4.5068 | 6067.3562 | -110.3437 | 4.29 | -11.2403 | -72.4174 | 91.1842 | 0 | 0 | 0 | 0 | 27.55 | -5751.9837 | 14577.4323
6068.5 | 252.8542 | 0 | 0 | 17.2 | 4.522 | 6068.3565 | -125.3475 | 4.2734 | -21.0633 | -60.6485 | 94.7347 | 0 | 0 | 0 | 0 | 29.65 | -6236.5103 | 30892.4587
6069.5 | 252.8958 | 0 | 0 | 17.2 | 4.5372 | 6069.3568 | -140.3513 | 4.2569 | -29.7235 | -47.1153 | 97.6947 | 0 | 0 | 0 | 0 | 29.65 | -6236.5103 | 74354.3258
6070.5 | 252.9375 | 0 | 0 | 17.1 | 4.5523 | 6070.357 | -155.3551 | 4.2403 | -36.5044 | -31.1547 | 99.8602 | 0 | 0 | 0 | 0 | 29.75 | -6259.7458 | 72190.1172
6071.5 | 252.9792 | 0 | 0 | 17.1 | 4.5675 | 6071.3573 | -170.3589 | 4.2238 | -40.5313 | -12.6944 | 101.0731 | 0 | 0 | 0 | 0 | 29.75 | -6259.7458 | 29273.188
6072.5 | 253.0208 | 0 | 0 | 15 | 4.5827 | 6072.3575 | 174.6373 | 4.2073 | -41.0726 | 7.1021 | 101.2415 | 0 | 0 | 0 | 0 | 31.85 | -6751.1108 | 77186.1817
6073.5 | 253.0625 | 0 | 0 | 13.3 | 4.5978 | 6073.3578 | 159.6335 | 4.1907 | -38.0148 | 26.1393 | 100.3533 | 0 | 0 | 0 | 0 | 33.55 | -7153.6634 | 25923.7163
6074.5 | 253.1042 | 0 | 0 | 10.5 | 4.613 | 6074.358 | 144.6297 | 4.1742 | -31.9533 | 42.8765 | 98.4782 | 0 | 0 | 0 | 0 | 36.35 | -7826.0163 | 21692.7275
6075.5 | 253.1458 | 0 | 0 | 10.8 | 4.6282 | 6075.3583 | 129.626 | 4.1576 | -23.7675 | 57.0755 | 95.7572 | 0 | 0 | 0 | 0 | 36.05 | -7753.4234 | 20958.2032
6076.5 | 253.1875 | 0 | 0 | 9 | 4.6434 | 6076.3585 | 114.6222 | 4.141 | -14.2336 | 69.2957 | 92.3835 | 0 | 0 | 0 | 0 | 37.85 | -8190.9789 | 10538.4652
6077.5 | 253.2292 | 0 | 0 | 9.3 | 4.6585 | 6077.3588 | 99.6184 | 4.1245 | -3.928 | 80.3004 | 88.5836 | 0 | 0 | 0 | 0 | 37.55 | -8117.7199 | 5958.6147
6078.5 | 253.2708 | 374 | 21 | 11.5 | 4.6737 | 6078.359 | 84.6146 | 4.1079 | 6.7181 | 89.1642 | 83.768 | 40.5994 | 19.5933 | 0.28135 | 60.474 | 35.35 | -4936.7312 | 0
6079.5 | 253.3125 | 608 | 55 | 17.8 | 4.6889 | 6079.3593 | 69.6108 | 4.0914 | 17.333 | 78.3603 | 69.249 | 215.4193 | 51.3157 | 0.73686 | 267.4719 | 29.05 | 5613.721 | 0
6080.5 | 253.3542 | 752 | 74 | 21 | 4.7041 | 6080.3595 | 54.607 | 4.0748 | 27.5142 | 66.4677 | 54.751 | 434.002 | 69.0429 | 0.99141 | 504.0363 | 25.85 | 16704.4591 | 0
6081.5 | 253.3958 | 810 | 90 | 23 | 4.7193 | 6081.3598 | 39.6032 | 4.0582 | 36.7207 | 52.4939 | 40.3749 | 617.076 | 83.9711 | 1.2058 | 702.2529 | 23.85 | 25833.6285 | 0
6082.5 | 253.4375 | 617 | 203 | 27 | 4.7344 | 6082.36 | 24.5994 | 4.0417 | 44.1452 | 35.3566 | 26.3907 | 552.6989 | 189.4016 | 2.7197 | 744.8202 | 19.85 | 28580.36 | 0
6083.5 | 253.4792 | 778 | 158 | 27.1 | 4.7496 | 6083.3603 | 9.5956 | 4.0251 | 48.6706 | 14.5837 | 14.0992 | 754.5631 | 147.416 | 2.1168 | 904.0959 | 19.75 | 35575.9427 | 0
6084.5 | 253.5208 | 603 | 235 | 28.2 | 4.7648 | 6084.3605 | -5.4082 | 4.0085 | 49.2467 | -8.2808 | 11.7525 | 590.359 | 219.258 | 3.1484 | 812.7654 | 18.65 | 31815.5753 | 0
6085.5 | 253.5625 | 753 | 150 | 28.8 | 4.78 | 6085.3608 | -20.412 | 3.992 | 45.7102 | -29.8843 | 22.6856 | 694.7444 | 139.9519 | 2.0096 | 836.7059 | 18.05 | 32993.1302 | 0
6086.5 | 253.6042 | 726 | 136 | 29 | 4.7952 | 6086.3611 | -35.4158 | 3.9754 | 38.9487 | -48.0178 | 36.4371 | 584.0741 | 126.8897 | 1.8221 | 712.7859 | 17.85 | 27610.3451 | 0
6087.5 | 253.6458 | 650 | 143 | 30.2 | 4.8104 | 6087.3613 | -50.4196 | 3.9588 | 30.1244 | -62.7424 | 50.7499 | 411.2595 | 133.4208 | 1.9158 | 546.5962 | 16.65 | 20590.5208 | 0
6088.5 | 253.6875 | 359 | 152 | 29.7 | 4.8256 | 6088.3616 | -65.4234 | 3.9422 | 20.1333 | -75.0832 | 65.2327 | 150.3973 | 141.8179 | 2.0364 | 294.2516 | 17.15 | 9435.032 | 0
6089.5 | 253.7292 | 249 | 96 | 26.4 | 4.8408 | 6089.3618 | -80.4272 | 3.9257 | 9.5752 | -86.0802 | 79.7607 | 44.2623 | 89.5692 | 1.2862 | 135.1177 | 20.45 | 1753.8968 | 0
6090.5 | 253.7708 | 0 | 0 | 25.5 | 4.856 | 6090.3621 | -95.431 | 3.9091 | -1.1231 | -83.4065 | 87.6831 | 0 | 0 | 0 | 0 | 21.35 | -4359.5614 | 0
6091.5 | 253.8125 | 0 | 0 | 23.9 | 4.8712 | 6091.3623 | -110.4348 | 3.8925 | -11.5929 | -72.6263 | 91.5918 | 0 | 0 | 0 | 0 | 22.95 | -4713.4492 | 20452.1683
6092.5 | 253.8542 | 0 | 0 | 21.7 | 4.8863 | 6092.3626 | -125.4386 | 3.8759 | -21.4306 | -60.8385 | 95.1424 | 0 | 0 | 0 | 0 | 25.15 | -5206.232 | 50572.3851
6093.5 | 253.8958 | 0 | 0 | 21.2 | 4.9015 | 6093.3628 | -140.4424 | 3.8593 | -30.1096 | -47.2667 | 98.102 | 0 | 0 | 0 | 0 | 25.65 | -5319.2272 | 80685.5681
6094.5 | 253.9375 | 0 | 0 | 21.3 | 4.9167 | 6094.3631 | -155.4462 | 3.8427 | -36.9074 | -31.2331 | 100.2655 | 0 | 0 | 0 | 0 | 25.55 | -5296.5985 | 102963.753
6095.5 | 253.9792 | 0 | 0 | 20.9 | 4.9319 | 6095.3633 | -170.45 | 3.8261 | -40.9383 | -12.6583 | 101.4745 | 0 | 0 | 0 | 0 | 25.95 | -5387.2019 | 55716.6345
6096.5 | 254.0208 | 0 | 0 | 19.8 | 4.9471 | 6096.3636 | 174.5462 | 3.8095 | -41.4606 | 7.2699 | 101.6368 | 0 | 0 | 0 | 0 | 27.05 | -5637.5824 | 74507.5374
6097.5 | 254.0625 | 0 | 0 | 19.9 | 4.9623 | 6097.3638 | 159.5424 | 3.7929 | -38.3633 | 26.4093 | 100.7406 | 0 | 0 | 0 | 0 | 26.95 | -5614.7465 | 80488.0892
6098.5 | 254.1042 | 0 | 0 | 18.3 | 4.9775 | 6098.3641 | 144.5386 | 3.7763 | -32.2562 | 43.1994 | 98.8568 | 0 | 0 | 0 | 0 | 28.55 | -5981.8966 | 66867.3733
6099.5 | 254.1458 | 0 | 0 | 16.7 | 4.9927 | 6099.3643 | 129.5348 | 3.7597 | -24.0307 | 57.4167 | 96.1276 | 0 | 0 | 0 | 0 | 30.15 | -6352.8359 | 61116.1444
6100.5 | 254.1875 | 0 | 0 | 16.2 | 5.008 | 6100.3646 | 114.531 | 3.7431 | -14.4682 | 69.6405 | 92.7473 | 0 | 0 | 0 | 0 | 30.65 | -6469.5315 | 16413.3692
6101.5 | 254.2292 | 0 | 0 | 15.8 | 5.0232 | 6101.3649 | 99.5272 | 3.7265 | -4.146 | 80.6464 | 88.9434 | 0 | 0 | 0 | 0 | 31.05 | -6563.1545 | 2998.4487
6102.5 | 254.2708 | 247 | 29 | 18.8 | 5.0384 | 6102.3651 | 84.5234 | 3.7099 | 6.5049 | 88.8137 | 83.7772 | 26.7735 | 27.0574 | 0.38853 | 54.2194 | 28.05 | -3492.7844 | 0
6103.5 | 254.3125 | 445 | 84 | 20.5 | 5.0536 | 6103.3654 | 69.5196 | 3.6933 | 17.1124 | 78.0006 | 69.2571 | 157.6076 | 78.3731 | 1.1254 | 237.1061 | 26.35 | 4903.533 | 0
6104.5 | 254.3542 | 585 | 118 | 21.7 | 5.0688 | 6104.3656 | 54.5158 | 3.6767 | 27.2728 | 66.0967 | 54.7663 | 337.4939 | 110.0955 | 1.5809 | 449.1703 | 25.15 | 14460.4728 | 0
6105.5 | 254.3958 | 780 | 110 | 23.6 | 5.084 | 6105.3659 | 39.512 | 3.6601 | 36.4438 | 52.1199 | 40.4108 | 593.9048 | 102.6314 | 1.4737 | 698.0099 | 23.25 | 25781.8028 | 0
6106.5 | 254.4375 | 695 | 163 | 26.5 | 5.0992 | 6106.3661 | 24.5082 | 3.6435 | 43.8198 | 35.0133 | 26.4788 | 622.0939 | 152.0811 | 2.1838 | 776.3587 | 20.35 | 29852.1884 | 0
6107.5 | 254.4792 | 736 | 169 | 27.2 | 5.1144 | 6107.3664 | 9.5044 | 3.6269 | 48.295 | 14.3414 | 14.341 | 713.0654 | 157.6791 | 2.2642 | 873.0088 | 19.65 | 34236.5619 | 0
6108.5 | 254.5208 | 621 | 225 | 30.1 | 5.1296 | 6108.3666 | -5.4994 | 3.6102 | 48.8411 | -8.3561 | 12.1498 | 607.0901 | 209.9279 | 3.0144 | 820.0324 | 16.75 | 32541.4827 | 0
6109.5 | 254.5625 | 741 | 156 | 30.3 | 5.1448 | 6109.3669 | -20.5032 | 3.5936 | 45.3056 | -29.8034 | 22.9596 | 682.298 | 145.55 | 2.09 | 829.9379 | 16.55 | 33017.8012 | 0
6110.5 | 254.6042 | 689 | 143 | 30.4 | 5.16 | 6110.3671 | -35.507 | 3.577 | 38.5628 | -47.8455 | 36.6551 | 552.7457 | 133.4208 | 1.9158 | 688.0824 | 16.45 | 26828.0046 | 0
6111.5 | 254.6458 | 581 | 176 | 30 | 5.1752 | 6111.3674 | -50.5108 | 3.5604 | 29.7588 | -62.5315 | 50.945 | 366.0685 | 164.2102 | 2.358 | 532.6367 | 16.85 | 19936.6745 | 0
6112.5 | 254.6875 | 231 | 156 | 28 | 5.1905 | 6112.3676 | -65.5146 | 3.5437 | 19.7822 | -74.8605 | 65.4189 | 96.0917 | 145.55 | 2.09 | 243.7317 | 18.85 | 6857.4773 | 0
6113.5 | 254.7292 | 0 | 21 | 25.8 | 5.2057 | 6113.3679 | -80.5184 | 3.5271 | 9.2309 | -85.8567 | 79.9458 | 0 | 19.5933 | 0.28135 | 19.8746 | 21.05 | -3423.4289 | 0
6114.5 | 254.7708 | 0 | 0 | 22.1 | 5.2209 | 6114.3681 | -95.5222 | 3.5105 | -1.4683 | -83.6256 | 88.0915 | 0 | 0 | 0 | 0 | 24.75 | -5116.1022 | 0
6115.5 | 254.8125 | 0 | 0 | 20 | 5.2361 | 6115.3684 | -110.526 | 3.4939 | -11.9463 | -72.8364 | 92.0005 | 0 | 0 | 0 | 0 | 26.85 | -5591.9254 | 10397.8532
6116.5 | 254.8542 | 0 | 0 | 18.5 | 5.2513 | 6116.3687 | -125.5298 | 3.4772 | -21.7988 | -61.03 | 95.5514 | 0 | 0 | 0 | 0 | 28.35 | -5935.7956 | 47574.9171
6117.5 | 254.8958 | 0 | 0 | 17 | 5.2665 | 6117.3689 | -140.5336 | 3.4606 | -30.4967 | -47.4198 | 98.5105 | 0 | 0 | 0 | 0 | 29.85 | -6282.9962 | 73618.3047
6118.5 | 254.9375 | 0 | 0 | 16 | 5.2817 | 6118.3692 | -155.5374 | 3.4439 | -37.3115 | -31.3127 | 100.672 | 0 | 0 | 0 | 0 | 30.85 | -6516.3134 | 100105.7696
6119.5 | 254.9792 | 0 | 0 | 15.3 | 5.297 | 6119.3694 | -170.5412 | 3.4273 | -41.3464 | -12.6217 | 101.877 | 0 | 0 | 0 | 0 | 31.55 | -6680.5162 | 109838.2085
6120.5 | 255.0208 | 0 | 0 | 14.9 | 5.3122 | 6120.3697 | 174.455 | 3.4107 | -41.8495 | 7.4401 | 102.0331 | 0 | 0 | 0 | 0 | 31.95 | -6774.672 | 115433.9589
6121.5 | 255.0625 | 0 | 0 | 14.4 | 5.3274 | 6121.3699 | 159.4512 | 3.394 | -38.7122 | 26.6826 | 101.129 | 0 | 0 | 0 | 0 | 32.45 | -6892.6998 | 107678.277
6122.5 | 255.1042 | 0 | 0 | 14 | 5.3426 | 6122.3702 | 144.4473 | 3.3774 | -32.5591 | 43.5253 | 99.2365 | 0 | 0 | 0 | 0 | 32.85 | -6987.3884 | 86013.6301
6123.5 | 255.1458 | 0 | 0 | 12.8 | 5.3578 | 6123.3704 | 129.4435 | 3.3607 | -24.2939 | 57.7602 | 96.4989 | 0 | 0 | 0 | 0 | 34.05 | -7272.8753 | 61088.5743
6124.5 | 255.1875 | 0 | 0 | 11.9 | 5.373 | 6124.3707 | 114.4397 | 3.3441 | -14.7029 | 69.9869 | 93.1121 | 0 | 0 | 0 | 0 | 34.95 | -7488.3893 | 30910.4196
6125.5 | 255.2292 | 0 | 0 | 11.4 | 5.3882 | 6125.3709 | 99.4359 | 3.3274 | -4.3645 | 80.9935 | 89.3043 | 0 | 0 | 0 | 0 | 35.45 | -7608.6373 | 0
6126.5 | 255.2708 | 71 | 36 | 14.1 | 5.4035 | 6126.3712 | 84.4321 | 3.3108 | 6.2908 | 88.4626 | 83.7868 | 7.6842 | 33.5885 | 0.48231 | 41.755 | 32.75 | -5135.4733 | 0
6127.5 | 255.3125 | 184 | 118 | 16.4 | 5.4187 | 6127.3714 | 69.4283 | 3.2941 | 16.8905 | 77.6408 | 69.2665 | 65.1399 | 110.0955 | 1.5809 | 176.8163 | 30.45 | 1319.0088 | 0
6128.5 | 255.3542 | 574 | 135 | 19.6 | 5.4339 | 6128.3717 | 54.4245 | 3.2775 | 27.0298 | 65.7263 | 54.7837 | 331.0052 | 125.9567 | 1.8087 | 458.7705 | 27.25 | 14403.7497 | 0
6129.5 | 255.3958 | 768 | 115 | 21.7 | 5.4491 | 6129.372 | 39.4207 | 3.2608 | 36.1651 | 51.7477 | 40.4502 | 584.4249 | 107.2965 | 1.5407 | 693.2621 | 25.15 | 25147.9151 | 0
6130.5 | 255.4375 | 659 | 185 | 25.5 | 5.4643 | 6130.3722 | 24.4169 | 3.2442 | 43.4925 | 34.673 | 26.5729 | 589.3871 | 172.6073 | 2.4785 | 764.473 | 21.35 | 29112.523 | 0
6131.5 | 255.4792 | 832 | 130 | 27.2 | 5.4795 | 6131.3725 | 9.4131 | 3.2275 | 47.9179 | 14.102 | 14.5907 | 805.168 | 121.2917 | 1.7417 | 928.2013 | 19.65 | 36653.1397 | 0
6132.5 | 255.5208 | 693 | 204 | 28.3 | 5.4948 | 6132.3727 | -5.5907 | 3.2109 | 48.4344 | -8.4302 | 12.5488 | 676.4452 | 190.3346 | 2.7331 | 869.5129 | 18.55 | 34321.8294 | 0
6133.5 | 255.5625 | 839 | 110 | 29.1 | 5.51 | 6133.373 | -20.5945 | 3.1942 | 44.8998 | -29.7234 | 23.2381 | 770.9346 | 102.6314 | 1.4737 | 875.0398 | 17.75 | 34736.0272 | 0
6134.5 | 255.6042 | 647 | 174 | 29.3 | 5.5252 | 6134.3732 | -35.5983 | 3.1775 | 38.1756 | -47.6746 | 36.8765 | 517.5553 | 162.3442 | 2.3312 | 682.2307 | 17.55 | 26336.8785 | 0
6135.5 | 255.6458 | 519 | 174 | 29 | 5.5404 | 6135.3735 | -50.6021 | 3.1609 | 29.3919 | -62.3216 | 51.1424 | 325.6142 | 162.3442 | 2.3312 | 490.2895 | 17.85 | 17868.4493 | 0
6136.5 | 255.6875 | 586 | 111 | 27.7 | 5.5556 | 6136.3737 | -65.6059 | 3.1442 | 19.43 | -74.6381 | 65.6065 | 242.0187 | 103.5644 | 1.4871 | 347.0702 | 19.15 | 11317.1515 | 0